## 2025 (old) (hidden)
| Program Year: | CASCADE NATURAL GAS CORPORATION
| 2025 | COMMERCIAL Program Participant Cost Effectiveness
Measure Mapping | MEASURE | DESCRIPTION | EFFICIENCY TYPE FOR QUALIFICATION | TOTAL PROJECT COUNT | ANNUAL THERM SAVINGS | UNIT | UNITS INSTALLED | TOTAL ANNUAL THERM SAVINGS | MEASURE INCREMENTAL COST | TOTAL INCREMENTAL COST | PARTICIPANT NEBS | TOTAL NET INCREMENTAL COST WITH NEBS | MEASURE LIFE | DISCOUNTED THERM SAVINGS | PROGRAM DELIVERY AND ADMIN | PROGRAM REBATE | CALCULATED REBATE COST | REBATES BASED ON CAPPED INCENTIVES | UTILITY COST | UC W/DELIVERY & ADMIN | LOADED UTILITY BENEFIT TO COST RATIO | TOTAL RESOURCE COST | TRC W/DELIVERY & ADMIN | LOADED SOCIETAL BENEFIT TO COST RATIO
| Boiler | High-Efficiency-Condensing Boiler | Minimum 90% Thermal Efficiency and 300 kBtu/hr input | 12 | 2.1 | /kBtu/hr in | 44215.5 | 92852.55 | 10.74 | 474874.47 | 1.3239 | 416337.3419 | 25 | 1300825.0689 | 320537.476 | 10.25 | 453208.875 |  | 0.3484 | 0.59481 | 5.682 | 0.32006 | 0.56647 | 5.4234
| Convection Oven (Restaurant) | Energy Star | Energy Star | 1 | 649 | /oven | 1 | 649 | 900 | 900 | 257.9775 | 642.0225 | 12 | 5732.8344 | 2240.4212 | 800 | 800 |  | 0.13955 | 0.53035 | 3.5028 | 0.11199 | 0.5028 | 3.3593
| DCV | Demand Control Ventilation | Meet JUARC Guidelines for DCV RTUs in 5-20 ton | 2 | 11.3017 | /ton | 415.5 | 4695.85 | 106.82 | 44383.71 | 5.2575 | 42199.2191 | 15 | 48544.242 | 16210.6039 | 50 | 20775 |  | 0.42796 | 0.76189 | 2.6261 | 0.86929 | 1.2032 | 1.5114
| Domestic Hot Water Tanks - Condensing | Condensing Tank | Min 91% AFUE or 91% TE | 4 | 3.7987 | /kBtu/hr in | 2937 | 11156.77 | 2.57 | 7548.09 | 1.3161 | 3682.6282 | 10 | 85899.1521 | 38514.4285 | 3 | 8811 |  | 0.10257 | 0.55094 | 3.2572 | 0.042872 | 0.49124 | 3.3208
| Insulation - Attic - Tier 1 - Min R-30 | Attic Insulation | TIER 1 - MINIMUM R-30 | 6 | 0.31 | /sq.ft. | 144674 | 44848.94 | 0.88 | 127313.12 | 0.21299 | 96499.4744 | 30 | 684747.6805 | 154823.5997 | 2 | 289348 |  | 0.42256 | 0.64866 | 5.7289 | 0.14093 | 0.36703 | 9.2045
| Insulation - Attic - Tier 2 - Min R-45 | Attic Insulation | TIER 2 - MINIMUM R-45 | 12 | 0.32 | /sq.ft. | 48510 | 15523.2 | 1.31 | 63548.1 | 0.21986 | 52882.8227 | 30 | 237006.1632 | 53587.8374 | 2.5 | 121275 |  | 0.5117 | 0.7378 | 5.0368 | 0.22313 | 0.44923 | 7.5203
| Insulation - Floor | Floor Insulation | EQUAL OR >R-30 PRE R <R-11 | 7 | 0.056 | /sq. ft. | 32454 | 1817.43 | 1.08 | 35050.32 | 0.038475 | 33801.6474 | 30 | 27748.2807 | 6273.9734 | 1.25 | 40567.5 |  | 1.462 | 1.6881 | 2.2014 | 1.2182 | 1.4443 | 2.3392
| Insulation - Roof - Tier 2 - Min R-30 | Roof Insulation | TIER 2 - MINIMUM R-30 | 1 | 0.75726 | /sq.ft. | 2400 | 1817.43 | 2.15 | 5160 | 0.52028 | 3911.3274 | 30 | 27748.2807 | 6273.9734 | 2 | 4800 |  | 0.17298 | 0.39909 | 9.3117 | 0.14096 | 0.36706 | 9.2038
| Insulation - Wall - Tier 2 - Min R-19 | Wall Insulation | R-19 MINIMUM | 9 | 0.19 | /sq. ft. | 16834 | 3198.46 | 1.74 | 29291.16 | 0.13054 | 27093.6451 | 30 | 48833.664 | 11041.4447 | 2 | 33668 |  | 0.68944 | 0.91555 | 4.059 | 0.55481 | 0.78092 | 4.3261
| Radiant Heating | Direct-fired Radiant Heating | Direct-Fired | 1 | 4.33 | /kBtu/hr in | 300 | 1299 | 21 | 6300 | 2.2671 | 5619.877 | 18 | 15113.8434 | 4484.2945 | 15 | 4500 |  | 0.29774 | 0.59444 | 3.5906 | 0.37184 | 0.66854 | 2.9029
| Tankless Water Heater - Tier 2 | Energy Star | TIER 2 - 0.93 EF MINIMUM | 4 | 38 | /gpm | 48 | 1824 | 52.8 | 2534.4 | 21.2024 | 1516.6857 | 20 | 22615.873 | 6296.6537 | 150 | 7200 |  | 0.31836 | 0.59678 | 5.3098 | 0.067063 | 0.34548 | 8.3387
| Warm-Air Furnace | High-Efficiency Condensing Furnace | 91% AFUE MINIMUM | 12 | 1.1 | /kBtu/hr in | 1038 | 1141.8 | 0.51 | 529.38 | 0.57593 | 0 | 18 | 13284.824 | 3941.6224 | 6 | 6228 |  | 0.46881 | 0.76551 | 2.7882 | 0 | 0.2967 | -
| Windows - Tier 1 | Single pane to 0.30 or less | Single pane to 0.30 or less | 4 | 0.4877 | /sq. ft. | 1602.46 | 781.52 | 24.15 | 38699.409 | 0.38668 | 38079.7723 | 45 | 13769.7047 | 2697.8952 | 7.5 | 12018.45 |  | 0.87282 | 1.0687 | 5.1165 | 2.7655 | 2.9614 | 1.6787
| Windows - Tier 2 | Single pane to .22 or less (not LoadMAP's .50 to .22) per sq ft | U-.22 or less | 1 | 0.54 | /sq. ft. | 115 | 62.1 | 24.15 | 2777.25 | 0.42814 | 2728.0133 | 45 | 1094.1481 | 214.3762 | 9 | 1035 |  | 0.94594 | 1.1419 | 4.7889 | 2.4933 | 2.6892 | 1.8486
| Bonus - HVAC | HVAC Bonus |  | 26 | 0 | /unit | 43 | 0 | 0 | 0 | 0 | 0 |  | 0 | 0 | 100 | 4300 |  | 0 | 0 | - | 0 | 0 | -
| Bonus - Insulation Bundle A | Insulation Bundle A | Two Insulation Measures, min. 1000 sq. ft.+ | 6 | 0 | /unit | 6 | 0 | 0 | 0 | 0 | 0 |  | 0 | 0 | 500 | 3000 |  | 0 | 0 | - | 0 | 0 | -
Custom Measures
008794-C-Manzana Products Co | Custom DDC Controls |  |  |  | 14435 | /unit | 1 | 14435 | 74950 | 74950 | 6715.105 | 68234.895 | 15 | 149224.5564 | 37427.8366 |  | 34644 |  | 0.23216 | 0.48298 | 4.1427 | 0.45726 | 0.70808 | 2.5683
008819-C-Manzana Products Co | Custom Heat Recovery |  |  |  | 28207 | /unit | 1 | 28207 | 99950 | 99950 | 13121.7851 | 86828.2149 | 15 | 291595.2243 | 73136.6115 |  | 90940 |  | 0.31187 | 0.56269 | 3.5559 | 0.29777 | 0.54859 | 3.3151
008795-C-Manzana Products Co | Custom Heat Recovery |  |  |  | 22848 | /unit | 1 | 22848 | 24375 | 24375 | 12748.2105 | 11626.7895 | 20 | 283293.5665 | 59241.5109 |  | 24375 |  | 0.086041 | 0.29516 | 10.7359 | 0.041041 | 0.25016 | 11.5162
008757-C-Riverside Health Clu | Custom HVAC |  |  |  | 625 | /unit | 1 | 625 | 13440 | 13440 | 290.7475 | 13149.2525 | 15 | 6461.0563 | 1620.5333 |  | 2125 |  | 0.32889 | 0.57971 | 3.4514 | 2.0352 | 2.286 | 0.79554
008759-C-Living Faith Victory | Custom Insulation |  |  |  | 1120 | /unit | 1 | 1120 | 29984 | 29984 | 769.5005 | 29214.4995 | 30 | 17100.0118 | 2903.9956 |  | 8333 |  | 0.48731 | 0.65713 | 5.6551 | 1.7084 | 1.8783 | 1.7986
008811-C-Apex Fitness NW | Custom Insulation |  |  |  | 438 | /unit | 1 | 438 | 13244 | 13244 | 300.9297 | 12943.0703 | 30 | 6687.326 | 1135.6697 |  | 9005 |  | 1.3466 | 1.5164 | 2.4506 | 1.9355 | 2.1053 | 1.6047
008812-C-Advanced Concepts LL | Custom Insulation |  |  |  | 136 | /unit | 1 | 136 | 3780 | 3780 | 93.4394 | 3686.5606 | 30 | 2076.43 | 352.628 |  | 2660 |  | 1.281 | 1.4509 | 2.5613 | 1.7754 | 1.9453 | 1.7367
008824-C-B & P VENDING | Custom Insulation |  |  |  | 216 | /unit | 1 | 216 | 7091 | 7091 | 148.4037 | 6942.5963 | 30 | 3297.8594 | 560.0563 |  | 4225 |  | 1.2811 | 1.451 | 2.5612 | 2.1052 | 2.275 | 1.485
008820-C-Local Bounti LLC | Custom Other |  |  |  | 93223 | /unit | 1 | 93223 | 558200 | 558200 | 27047.7634 | 531152.2366 | 8 | 601061.4083 | 241713.558 |  | 91359 |  | 0.152 | 0.55414 | 3.2062 | 0.88369 | 1.2858 | 1.2557
TOTAL PROGRAM |  |  |  | 108 |  |  |  | 342916.05 |  | 1663923.409 |  | 1488772.5921 | 19.1146 | 3893761.1988 | 1045231 |  | 1275963.595 |  | 0.32769 | 0.59613 | 5.5848 | 0.38235 | 0.65079 | 4.6511
| Nominal interest rate (post tax cost of cap.) | 5.06% | [6 empty] | non-energy | 175150.8169 | [6 empty] | 1274732
| Inflation rate | 2% | [14 empty] | 1231.595
| Long term real discount rate | 5.06%
| Total 2025 Program Admin. | 1045231
| Custom Admin. | 418092.4
| Prescriptive Admin. | 627138.6
766935

## Total 2025
| Program Year: | CASCADE NATURAL GAS CORPORATION
| 2025 | COMMERCIAL Program Participant Cost Effectiveness
Measure Mapping | MEASURE | DESCRIPTION | EFFICIENCY TYPE FOR QUALIFICATION | TOTAL PROJECT COUNT | ANNUAL THERM SAVINGS | UNIT | UNITS INSTALLED | TOTAL ANNUAL THERM SAVINGS | MEASURE INCREMENTAL COST | TOTAL INCREMENTAL COST | PARTICIPANT NEBS | TOTAL NET INCREMENTAL COST WITH NEBS | MEASURE LIFE | DISCOUNTED THERM SAVINGS | PROGRAM DELIVERY AND ADMIN | PROGRAM REBATE | CALCULATED REBATE COST | REBATES BASED ON CAPPED INCENTIVES | UTILITY COST | UC W/DELIVERY & ADMIN | LOADED UTILITY BENEFIT TO COST RATIO | TOTAL RESOURCE COST | TRC W/DELIVERY & ADMIN | LOADED SOCIETAL BENEFIT TO COST RATIO
| Boiler | High-Efficiency-Condensing Boiler | Min 90% TE and 300 kBtu/hr input | 22 | 1.68 | /kBtu/hr in | 42745 | 71811.6 | 10.74 | 459081.3 | 1.0591 | 413809.0395 | 25 | 1006050.2325 | 316432.7171 | 10.25 | 438136.25 |  | 0.4355 | 0.75003 | 4.5061 | 0.41132 | 0.72585 | 4.2325
| Convection Oven (Restaurant) | Energy Star | >= 44% Cooking Efficiency,<= 13,000 Btu/hr Idle Rate | 1 | 649 | /oven | 1 | 649 | 900 | 900 | 241.8262 | 658.1738 | 11 | 5373.9158 | 2859.7724 | 800 | 800 |  | 0.14887 | 0.68103 | 2.6836 | 0.12248 | 0.65463 | 2.5385
| DCV | Demand Control Ventilation | Meet JUARC Guidelines for DCV RTUs in 5-20 ton | 2 | 11.304 | /ton | 415.5 | 4696.812 | 106.82 | 44383.71 | 2.577 | 43312.9847 | 6 | 23793.8962 | 20696.1686 | 50 | 20775 |  | 0.87312 | 1.7429 | 0.82708 | 1.8203 | 2.6902 | 0.48722
| Domestic Hot Water Tanks - Condensing | Condensing Tank | Min 91% AFUE or 91% TE | 10 | 3.799 | /kBtu/hr in | 2738 | 10401.662 | 2.57 | 7036.66 | 1.3162 | 3432.8188 | 10 | 80085.3604 | 45834.1851 | 3 | 8214 |  | 0.10257 | 0.67488 | 2.659 | 0.042864 | 0.61518 | 2.6518
| Insulation - Attic - Tier 1 - Min R-30 | Attic Insulation | Minimum R-30 | 5 | 0.31 | /sq.ft. | 108166 | 33531.46 | 0.88 | 95186.08 | 0.24579 | 68600.2938 | 45 | 590795.2483 | 147753.9979 | 2 | 216332 |  | 0.36617 | 0.61626 | 8.8732 | 0.11612 | 0.36621 | 13.5751
| Insulation - Attic - Tier 2 - Min R-45 | Attic Insulation | Minimum R-45 | 11 | 0.32 | /sq.ft. | 44070 | 14102.4 | 1.31 | 57731.7 | 0.25372 | 46550.4573 | 45 | 248472.0591 | 62141.2244 | 2.5 | 110175 |  | 0.44341 | 0.6935 | 7.885 | 0.18735 | 0.43744 | 11.3645
| Insulation - Floor | Floor Insulation | Post: >=R-30 and Pre: <=R-11 | 6 | 0.056 | /sq. ft. | 23607 | 1321.992 | 1.08 | 25495.56 | 0.038475 | 24587.28 | 30 | 20183.9989 | 5825.2639 | 1.25 | 29508.75 |  | 1.462 | 1.7506 | 2.1228 | 1.2182 | 1.5068 | 2.2421
| Insulation - Roof - Min R-30 | Roof Insulation | Minimum R-30 | 1 | 0.36 | /sq.ft. | 2400 | 864 | 2.15 | 5160 | 0.28543 | 4474.9681 | 45 | 15222.9308 | 3807.1547 | 2 | 4800 |  | 0.31531 | 0.56541 | 9.6714 | 0.29396 | 0.54406 | 9.1375
| Insulation - Wall - Min R-19 | Wall Insulation | Minimum R-19 | 10 | 0.19 | /sq. ft. | 8354 | 1587.26 | 1.74 | 14535.96 | 0.15064 | 13277.4835 | 45 | 27966.1448 | 6994.1485 | 2 | 16708 |  | 0.59744 | 0.84753 | 6.452 | 0.47477 | 0.72486 | 6.8583
| Tankless Water Heater - Tier 2 | Energy Star | Minimum 0.93 EF | 4 | 37.628 | /gpm | 24 | 903.072 | 52.8 | 1267.2 | 13.0369 | 954.3146 | 10 | 6953.0087 | 3979.3227 | 150 | 3600 |  | 0.51776 | 1.0901 | 1.6462 | 0.13725 | 0.70957 | 2.299
| Warm-Air Furnace | High-Efficiency Condensing Furnace | Minimum 91% AFUE | 11 | 1.78 | /kBtu/hr in | 954 | 1698.12 | 0.51 | 486.54 | 1.0744 | 0 | 23 | 22776.2335 | 7482.6452 | 6 | 5724 |  | 0.25131 | 0.57984 | 5.6559 | 0 | 0.32853 | -
| Windows - Tier 1 | Single pane to .30 or less per sq ft | 0.3 or less U | 4 | 0.361 | /sq. ft. | 1602.46 | 578.4881 | 24.15 | 38699.409 | 0.28622 | 38240.7484 | 45 | 10192.458 | 2549.0666 | 7.5 | 12018.45 |  | 1.1792 | 1.4292 | 3.826 | 3.7519 | 4.002 | 1.2422
| Windows - Tier 2 | Single pane to .22 or less per sq ft | U-.22 or less | 1 | 0.361 | /sq. ft. | 115 | 41.515 | 24.15 | 2777.25 | 0.28622 | 2744.3344 | 45 | 731.4583 | 182.9329 | 9 | 1035 |  | 1.415 | 1.6651 | 3.2841 | 3.7519 | 4.002 | 1.2422
| Bonus - HVAC | HVAC Bonus |  | 35 | 0 | /unit | 35 | 0 | 0 | 0 | 0 | 0 | 0 | 0 | 0 | 100 | 3500 |  | 0 | 0 | - | 0 | 0 | -
| Bonus - Insulation Bundle A | Insulation Bundle A | Two Insulation Measures, min. 1000 sq. ft.+ | 5 | 0 | /unit | 5 | 0 | 0 | 0 | 0 | 0 | 0 | 0 | 0 | 500 | 2500 |  | 0 | 0 | - | 0 | 0 | -
| Custom Measures | [13 empty] | 0
008794-C-Manzana Products Co | Custom DDC Controls | HVAC Controls Upgrade |  | 1 | 14435 | /unit | 1 | 14435 | 74950 | 74950 | 6715.105 | 68234.895 | 15 | 149224.5564 | 152249.6287 |  | 34644 |  | 0.23216 | 1.2524 | 1.5976 | 0.45726 | 1.4775 | 1.2308
008795-C-Manzana Products Co | Custom Heat Recovery | Custom Heat Recovery System |  | 1 | 22848 | /unit | 1 | 22848 | 24375 | 24375 | 12748.2105 | 11626.7895 | 20 | 283293.5665 | 240983.6866 |  | 24375 |  | 0.086041 | 0.93669 | 3.383 | 0.041041 | 0.89169 | 3.2308
008757-C-Riverside Health Clu | Custom HVAC | Custom ERV HVAC |  | 1 | 625 | /unit | 1 | 625 | 13440 | 13440 | 290.7475 | 13149.2525 | 15 | 6461.0563 | 6592.0345 |  | 2125 |  | 0.32889 | 1.3492 | 1.483 | 2.0352 | 3.0554 | 0.5952
008759-C-Living Faith Victory | Custom Insulation | Custom Insulation |  | 1 | 1120 | /unit | 1 | 1120 | 29984 | 29984 | 769.5005 | 29214.4995 | 30 | 17100.0118 | 11812.9258 |  | 8333 |  | 0.48731 | 1.1781 | 3.1543 | 1.7084 | 2.3993 | 1.4081
008811-C-Apex Fitness NW | Custom Insulation | Custom Attic Insulation |  | 1 | 438 | /unit | 1 | 438 | 13244 | 13244 | 300.9297 | 12943.0703 | 30 | 6687.326 | 4619.6978 |  | 9005 |  | 1.3466 | 2.0374 | 1.824 | 1.9355 | 2.6263 | 1.2864
008812-C-Advanced Concepts LL | Custom Insulation | Custom Wall Insulation |  | 1 | 136 | /unit | 1 | 136 | 3780 | 3780 | 93.4394 | 3686.5606 | 30 | 2076.43 | 1434.4267 |  | 2660 |  | 1.281 | 1.9719 | 1.8846 | 1.7754 | 2.4662 | 1.3698
TOTAL PROGRAM |  |  |  | 134 |  |  |  | 181789.3811 |  | 912514.369 |  | 799497.9644 | 27.7122 | 2523439.8923 | 1044231 |  | 952113.21 |  | 0.37731 | 0.79112 | 4.6372 | 0.31683 | 0.73064 | 4.5641
| Nominal interest rate (post tax cost of cap.) | 5.06%
| Inflation rate | 2%
| Long term real discount rate | 5.06%
| Total 2025 Program Admin. | 1044231
| Custom Admin. | 417692.4
| Prescriptive Admin. | 626538.6
766935

## Projects.25 (hidden)
Invoice | Parent Project | Category | Sub Category 1 | Measure Description | Efficiency Type for Qualification | Current Units | Unit | Cost Total | Current Savings thm | Therm Savings Per Unit | Current Inc Total | Measure Code | Program | Energy Type | Measure Life | Effective From | Effective To | Incentive Per Unit | Notes | Installer/Trade Ally | Install Date | Existing Meas Model Number | AFUE Eff | Base Equip Descr | R-Value Base | R-Value Installed | Payee Company (Parent Project) (Project) | BD Lead (Parent Project) (Project) | Parent Site | Address 1 (Parent Site) (Sites) | City (Parent Site) (Sites) | Zip (Parent Site) (Sites) | County (Parent Site) (Sites) | District (Parent Site) (Sites) | Zone (Parent Site) (Sites) | End Date (Parent Project) (Project) | Revenue Code (Parent Site) (Sites) | Project Status (Parent Project) (Project) | Incremental Cost
CR25-1.01 | 008753-C-PROFESSIONAL TELEPHO | Bonus A - Insulation | Bonus A - Insulation | Insulation Bundle A | Two Insulation Measures, min. 1000 sq. ft.+ | 1 | /unit | 0 | 0 |  | 500 | COMINSBNDL-7-17 | COM Both | thm | 0 |  |  | 500 |  | Smith Insulation, Inc. | 2024-12-27 | [5 empty] | Professional Telephone Service | Todd Blackman | PROFESSIONAL TELEPHONE SERVICE | 1420 MELROSE ST | Walla Walla | 99362-1411 | Walla Walla | Walla Walla | Zone 3 | 2025-02-15 | 504 | 7-Completed | 0
CR25-1.01 | 008753-C-PROFESSIONAL TELEPHO | Insulation | Insulation | Attic Insulation | Tier 2 / Minimum R-45 | 1478 | /sq.ft. | 5144 | 472.96 | 0.32 | 3695 | COMIAT22-19-19 | COM Standard | thm | 30 | 2019-02-19 |  | 2.5 | POST 2-19-19 | Smith Insulation, Inc. | 2024-12-27 |  |  |  | 0 | 49 | Professional Telephone Service | Todd Blackman | PROFESSIONAL TELEPHONE SERVICE | 1420 MELROSE ST | Walla Walla | 99362-1411 | Walla Walla | Walla Walla | Zone 3 | 2025-02-15 | 504 | 7-Completed | 0
CR25-1.01 | 008753-C-PROFESSIONAL TELEPHO | Insulation | Insulation | Floor Insulation | Equal to or greater than R-30 Post and equal to or less than R-11 Pre | 736 | /sq. ft. | 2428 | 41.22 | 0.056 | 920 | COMFLOORINS-4-1-22 | COM Standard | thm | 30 | 2022-04-01 |  | 1.25 | EFF 4-1-22 | Smith Insulation, Inc. | 2024-12-27 |  |  |  | 0 | 30 | Professional Telephone Service | Todd Blackman | PROFESSIONAL TELEPHONE SERVICE | 1420 MELROSE ST | Walla Walla | 99362-1411 | Walla Walla | Walla Walla | Zone 3 | 2025-02-15 | 504 | 7-Completed | 0
CR25-10.01 | 008807-C-LOWE'S HOME IMPROVEM | Bonus - HVAC |  | HVAC Bonus |  | 1 |  | 0 | 0 | 0 | 100 | COMHVACBNS2012 | COM Both | thm | 0 |  |  | 100 |  | Lennox Industries Inc | 2025-08-17 | [5 empty] | Lowe's Companies, Inc | Todd Blackman | LOWE'S HOME IMPROVEMENT | 1020 N COLORADO ST | Kennewick | 99336 | Benton | Kennewick | Zone 3 | 2025-11-11 | 504 | 7-Completed | 0
CR25-10.01 | 008807-C-LOWE'S HOME IMPROVEM | Controls | Controls | Demand Control Ventilation | Meet JUARC Guidelines for DCV RTUs in 5-20 ton | 212.5 | /ton | 308840.76 | 2401.12 | 11.3041 | 10625 | COMDCV-3-15-24 | COM Standard | thm | 15 | 2024-03-15 |  | 50 | EFF 3-15-24 | Lennox Industries Inc | 2025-08-17 | Lennox LGM240U5M |  |  |  |  | Lowe's Companies, Inc | Todd Blackman | LOWE'S HOME IMPROVEMENT | 1020 N COLORADO ST | Kennewick | 99336 | Benton | Kennewick | Zone 3 | 2025-11-11 | 504 | 7-Completed | 0
CR25-10.01 | 008805-C-PIONEER MEADOWS MONT | Water Heaters | Domestic Hot Water | Energy Star | Minimum .93 Energy Factor | 6 | /gpm | 6367.35 | 228 | 38 | 900 | COMTANKLESST22-19-19 | COM Standard | thm | 20 | 2019-02-19 |  | 150 | POST 2-19-19 | Barron Heating and Air Conditioning Inc | 2025-06-06 | Navien NPE-240A | 95 | Less than 58% |  |  | Meadows Montessori School | Brian Farnsworth | PIONEER MEADOWS MONTESSORI | 2377 DOUGLAS RD | Ferndale | 98248 | Whatcom | Bellingham | Zone 1 | 2025-11-11 | 504 | 7-Completed | 0
CR25-10.01 | 008806-C-NEW LIFE FELLOWSHIP | Insulation | Insulation | Attic Insulation | Tier 2 / Minimum R-45 | 14568 | /sq.ft. | 37170 | 4661.76 | 0.32 | 36420 | COMIAT22-19-19 | COM Standard | thm | 30 | 2019-02-19 |  | 2.5 | POST 2-19-19 | A&Z Insulation | 2025-10-04 |  |  |  | 0 | 49 | A&Z Insulation | Brian Farnsworth | NEW LIFE FELLOWSHIP CHURCH | 810 E POLE RD | Lynden | 98264-9661 | Whatcom | Bellingham | Zone 1 | 2025-11-11 | 504 | 7-Completed | 0
CR25-10.02 | 008808-C-AIRPORTER SHUTTLE | Bonus - HVAC |  | HVAC Bonus |  | 1 |  | 0 | 0 | 0 | 100 | COMHVACBNS2012 | COM Both | thm | 0 |  |  | 100 |  | Feller Heating & AC | 2025-10-13 | [5 empty] | Airporter Shuttle | Brian Farnsworth | AIRPORTER SHUTTLE | 844 S ALDER ST | Burlington | 98233-2800 | Skagit | Mount Vernon | Zone 1 | 2025-11-11 | 504 | 7-Completed | 0
CR25-10.02 | 008809-C-LARSON BUILDING LLC | Bonus - HVAC |  | HVAC Bonus |  | 1 |  | 0 | 0 | 0 | 100 | COMHVACBNS2012 | COM Both | thm | 0 |  |  | 100 |  | Central Washington Refrigeration, LLC | 2025-04-21 | [5 empty] | Megalodon LLC | Todd Blackman | LARSON BUILDING LLC | 6 S 2ND ST | Yakima | 98901-2632 | Yakima | Yakima | Zone 3 | 2025-11-11 | 504 | 7-Completed | 0
CR25-10.02 | 008809-C-LARSON BUILDING LLC | Bonus - HVAC |  | HVAC Bonus |  | 1 |  | 0 | 0 | 0 | 100 | COMHVACBNS2012 | COM Both | thm | 0 |  |  | 100 |  | Central Washington Refrigeration, LLC | 2025-04-21 | [5 empty] | Megalodon LLC | Todd Blackman | LARSON BUILDING LLC | 6 S 2ND ST | Yakima | 98901-2632 | Yakima | Yakima | Zone 3 | 2025-11-11 | 504 | 7-Completed | 0
CR25-10.02 | 008808-C-AIRPORTER SHUTTLE | Furnaces | Furnaces | High-Efficiency Condensing Furnace | Minimum 91% AFUE | 60 | /kBtu/hr in | 3137.5 | 66 | 1.1 | 360 | COMFURNACE3-15-24 | COM Standard | thm | 18 | 2024-03-15 |  | 6 | EFF 3-15-24 | Feller Heating & AC | 2025-10-13 | AS S9X2B060U4PSBB | 96 |  |  |  | Airporter Shuttle | Brian Farnsworth | AIRPORTER SHUTTLE | 844 S ALDER ST | Burlington | 98233-2800 | Skagit | Mount Vernon | Zone 1 | 2025-11-11 | 504 | 7-Completed | 0
CR25-10.02 | 008809-C-LARSON BUILDING LLC | Boilers | Boilers | High-Efficiency-Condensing Boiler | Minimum 94% Thermal Efficiency and 300 kBtu/hr input | 999 | /kBtu/hr in | 71961.23 | 2097.9 | 2.1 | 10239.75 | COMBOILERS-3-15-24 | COM Standard | thm | 25 | 2024-03-15 |  | 10.25 | EFF 3-15-24 | Central Washington Refrigeration, LLC | 2025-04-21 | Raypak H7-1007 | 95 | Less than 80% |  |  | Megalodon LLC | Todd Blackman | LARSON BUILDING LLC | 6 S 2ND ST | Yakima | 98901-2632 | Yakima | Yakima | Zone 3 | 2025-11-11 | 504 | 7-Completed | 0
CR25-10.02 | 008809-C-LARSON BUILDING LLC | Boilers | Boilers | High-Efficiency-Condensing Boiler | Minimum 94% Thermal Efficiency and 300 kBtu/hr input | 999 | /kBtu/hr in | 71961.23 | 2097.9 | 2.1 | 10239.75 | COMBOILERS-3-15-24 | COM Standard | thm | 25 | 2024-03-15 |  | 10.25 | EFF 3-15-24 | Central Washington Refrigeration, LLC | 2025-04-21 | Raypak H7-1007 | 95 | Less than 80% |  |  | Megalodon LLC | Todd Blackman | LARSON BUILDING LLC | 6 S 2ND ST | Yakima | 98901-2632 | Yakima | Yakima | Zone 3 | 2025-11-11 | 504 | 7-Completed | 0
CR25-10.02 | 008811-C-Apex Fitness NW | Custom Insulation | Custom | Custom attic insulation | Custom attic insulation | 1 | /unit | 13244 | 438 | 0 | 9005 | COMCUSTINS | COM Custom | thm | 30 |  |  | 0 | 6650 sq ft attic insulation | Coast Insulation | 2025-09-15 |  |  |  | 5 | 38 | Apex Fitness NW | Brian Farnsworth | Apex Fitness NW | 1708 KENTUCKY ST | Bellingham | 98229 | Whatcom | Bellingham | Zone 1 | 2025-11-11 | 504 | 7-Completed | 0
CR25-10.02 | 008811-C-Apex Fitness NW | Insulation | Insulation | Wall Insulation | Tier 2 / Minimum R-19 | 900 | /sq. ft. | 3951 | 171 | 0.19 | 1800 | COMIWT2-4-1-22 | COM Standard | thm | 30 | 2022-04-01 |  | 2 | EFF 4-1-22 | Coast Insulation | 2025-09-15 |  |  |  | 0 | 38 | Apex Fitness NW | Brian Farnsworth | Apex Fitness NW | 1708 KENTUCKY ST | Bellingham | 98229 | Whatcom | Bellingham | Zone 1 | 2025-11-11 | 504 | 7-Completed | 0
CR25-10.02 | 008811-C-Apex Fitness NW | Insulation | Insulation | Wall Insulation | Tier 2 / Minimum R-19 | 640 | /sq. ft. | 2808.26 | 121.6 | 0.19 | 1280 | COMIWT2-4-1-22 | COM Standard | thm | 30 | 2022-04-01 |  | 2 | EFF 4-1-22 | Coast Insulation | 2025-09-15 |  |  |  | 0 | 38 | Apex Fitness NW | Brian Farnsworth | Apex Fitness NW | 1708 KENTUCKY ST | Bellingham | 98229 | Whatcom | Bellingham | Zone 1 | 2025-11-11 | 504 | 7-Completed | 0
CR25-11.01 | 008810-C-SUDDEN VALLEY COMMUN | Bonus - HVAC |  | HVAC Bonus |  | 1 |  | 0 | 0 | 0 | 100 | COMHVACBNS2012 | COM Both | thm | 0 |  |  | 100 |  | Marr's Heating & Air Conditioning Inc | 2025-08-25 | [5 empty] | Marr's Heating & AC Inc | Brian Farnsworth | SUDDEN VALLEY COMMUNITY ASSOC | 8 BARNVIEW CT | Bellingham | 98229 | Whatcom | Bellingham | Zone 1 | 2025-12-17 | 504 | 7-Completed | 0
CR25-11.01 | 008812-C-Advanced Concepts LL | Bonus A - Insulation | Bonus A - Insulation | Insulation Bundle A | Two Insulation Measures, min. 1000 sq. ft.+ | 1 | /unit | 0 | 0 |  | 500 | COMINSBNDL-7-17 | COM Both | thm | 0 |  |  | 500 |  | A&Z Insulation | 2025-09-30 |  |  |  |  | 30 | A&Z Insulation | Brian Farnsworth | Advanced Concepts LLC | 210 Northern Ave | Sedro Woolley | 98284 |  | Mount Vernon | Zone 1 | 2025-12-17 | 504 | 7-Completed | 0
CR25-11.01 | 008810-C-SUDDEN VALLEY COMMUN | Furnaces | Furnaces | High-Efficiency Condensing Furnace | Minimum 91% AFUE | 100 | /kBtu/hr in | 6739 | 110 | 1.1 | 600 | COMFURNACE3-15-24 | COM Standard | thm | 18 | 2024-03-15 |  | 6 | EFF 3-15-24 | Marr's Heating & Air Conditioning Inc | 2025-08-25 | AS S9X1C100U5PSB | 95 |  |  |  | Marr's Heating & AC Inc | Brian Farnsworth | SUDDEN VALLEY COMMUNITY ASSOC | 8 BARNVIEW CT | Bellingham | 98229 | Whatcom | Bellingham | Zone 1 | 2025-12-17 | 504 | 7-Completed | 0
CR25-11.01 | 008812-C-Advanced Concepts LL | Custom Insulation | Custom | Custom wall insulation | Custom wall insulation | 1 | /unit | 3780 | 136 | 0 | 2660 | COMCUSTINS | COM Custom | thm | 30 |  |  | 0 | 1400 sf custom wall insulation | A&Z Insulation | 2025-09-15 |  |  |  | 0 | 15 | A&Z Insulation | Brian Farnsworth | Advanced Concepts LLC | 210 Northern Ave | Sedro Woolley | 98284 |  | Mount Vernon | Zone 1 | 2025-12-17 | 504 | 7-Completed | 0
CR25-11.01 | 008812-C-Advanced Concepts LL | Insulation | Insulation | Attic Insulation | Tier 1 / Minimum R-30 | 2000 | /sq.ft. | 7500 | 620 | 0.31 | 4000 | COMIAT12-19-19 | COM Standard | thm | 30 | 2019-02-19 |  | 2 | POST 2-19-19 | A&Z Insulation | 2025-09-30 |  |  |  | 0 | 30 | A&Z Insulation | Brian Farnsworth | Advanced Concepts LLC | 210 Northern Ave | Sedro Woolley | 98284 |  | Mount Vernon | Zone 1 | 2025-12-17 | 504 | 7-Completed | 0
CR25-11.01 | 008812-C-Advanced Concepts LL | Insulation | Insulation | Wall Insulation | Tier 2 / Minimum R-19 | 1200 | /sq. ft. | 5580 | 228 | 0.19 | 2400 | COMIWT2-4-1-22 | COM Standard | thm | 30 | 2022-04-01 |  | 2 | EFF 4-1-22 | A&Z Insulation | 2025-09-30 |  |  |  | 0 | 21 | A&Z Insulation | Brian Farnsworth | Advanced Concepts LLC | 210 Northern Ave | Sedro Woolley | 98284 |  | Mount Vernon | Zone 1 | 2025-12-17 | 504 | 7-Completed | 0
CR25-11.01 | 008813-C-The Fat Moose Bar an | Insulation | Insulation | Wall Insulation | Tier 2 / Minimum R-19 | 450 | /sq. ft. | 1421.4 | 85.5 | 0.19 | 900 | COMIWT2-4-1-22 | COM Standard | thm | 30 | 2022-04-01 |  | 2 | EFF 4-1-22 | Two Brothers Insulating, LLC | 2025-09-25 |  |  |  | 0 | 19 | Two Brothers Insulating, LLC | Brian Farnsworth | The Fat Moose Bar and Grill | 1388 N GOERIG ST | Woodland | 98674-9406 | Cowlitz | Longview | Zone 2 | 2025-12-17 03:00 | 504 | 7-Completed | 0
CR25-12.01 | 008815-C-CHURCH OF GOD SEVENT | Bonus A - Insulation | Bonus A - Insulation | Insulation Bundle A | Two Insulation Measures, min. 1000 sq. ft.+ | 1 | /unit | 0 | 0 |  | 500 | COMINSBNDL-7-17 | COM Both | thm | 0 |  |  | 500 |  | East Valley Insulation, LLC | 2025-02-01 | [5 empty] | Church of God 7th Day | Todd Blackman | CHURCH OF GOD SEVENTH DAY | 1 CHEHALIS AVE | Toppenish | 98948 | Yakima | Yakima | Zone 3 | 2025-12-19 | 504 | 7-Completed | 0
CR25-12.01 | 008814-C-BARNARD GRIFFIN WINE | Water Heaters | Domestic Hot Water | Energy Star | Minimum .93 Energy Factor | 6 | /gpm | 9925 | 228 | 38 | 900 | COMTANKLESST22-19-19 | COM Standard | thm | 20 | 2019-02-19 |  | 150 | POST 2-19-19 | Atomic Plumbing & Mechanical | 2025-10-30 | Rinnai CX199i | 98 |  |  |  | Barnard Griffin Inc | Brian Farnsworth | BARNARD GRIFFIN WINERY | 878 TULIP LN | Richland | 99352-8588 | Benton | Kennewick | Zone 3 | 2025-12-19 | 504 | 7-Completed | 0
CR25-12.01 | 008814-C-BARNARD GRIFFIN WINE | Water Heaters | Domestic Hot Water | Energy Star | Minimum .93 Energy Factor | 6 | /gpm | 9925 | 228 | 38 | 900 | COMTANKLESST22-19-19 | COM Standard | thm | 20 | 2019-02-19 |  | 150 | POST 2-19-19 | Atomic Plumbing & Mechanical | 2025-10-30 | Rinnai CX199i | 98 |  |  |  | Barnard Griffin Inc | Brian Farnsworth | BARNARD GRIFFIN WINERY | 878 TULIP LN | Richland | 99352-8588 | Benton | Kennewick | Zone 3 | 2025-12-19 | 504 | 7-Completed | 0
CR25-12.01 | 008815-C-CHURCH OF GOD SEVENT | Insulation | Insulation | Attic Insulation | Tier 2 / Minimum R-45 | 1500 | /sq.ft. | 4000 | 480 | 0.32 | 3750 | COMIAT22-19-19 | COM Standard | thm | 30 | 2019-02-19 |  | 2.5 | POST 2-19-19 | East Valley Insulation, LLC | 2025-02-01 |  |  |  | 0 | 49 | Church of God 7th Day | Todd Blackman | CHURCH OF GOD SEVENTH DAY | 1 CHEHALIS AVE | Toppenish | 98948 | Yakima | Yakima | Zone 3 | 2025-12-19 | 504 | 7-Completed | 0
CR25-12.01 | 008815-C-CHURCH OF GOD SEVENT | Insulation | Insulation | Floor Insulation | Equal to or greater than R-30 Post and equal to or less than R-11 Pre | 1500 | /sq. ft. | 2800 | 84 | 0.056 | 1875 | COMFLOORINS-4-1-22 | COM Standard | thm | 30 | 2022-04-01 |  | 1.25 | EFF 4-1-22 | East Valley Insulation, LLC | 2025-02-01 |  |  |  | 0 | 30 | Church of God 7th Day | Todd Blackman | CHURCH OF GOD SEVENTH DAY | 1 CHEHALIS AVE | Toppenish | 98948 | Yakima | Yakima | Zone 3 | 2025-12-19 | 504 | 7-Completed | 0
CR25-12.01 | 008815-C-CHURCH OF GOD SEVENT | Insulation | Insulation | Wall Insulation | Tier 2 / Minimum R-19 | 1500 | /sq. ft. | 3400 | 285 | 0.19 | 3000 | COMIWT2-4-1-22 | COM Standard | thm | 30 | 2022-04-01 |  | 2 | EFF 4-1-22 | East Valley Insulation, LLC | 2025-02-01 |  |  |  | 0 | 19 | Church of God 7th Day | Todd Blackman | CHURCH OF GOD SEVENTH DAY | 1 CHEHALIS AVE | Toppenish | 98948 | Yakima | Yakima | Zone 3 | 2025-12-19 | 504 | 7-Completed | 0
CR25-2.01 | 008755-C-DICKERSON DISTRIBUTO | Bonus - HVAC |  | HVAC Bonus |  | 1 |  | 0 | 0 | 0 | 100 | COMHVACBNS2012 | COM Both | thm | 0 |  |  | 100 |  | Lynden Sheet Metal, Inc. | 2024-06-21 | [5 empty] | Dickerson Distributors | Brian Farnsworth | DICKERSON DISTRIBUTORS INC | 1313 MEADOR AVE | Bellingham | 98229-5803 | Whatcom | Bellingham | Zone 1 | 2025-02-25 | 504 | 7-Completed | 0
CR25-2.01 | 008755-C-DICKERSON DISTRIBUTO | Furnaces | Furnaces | High-Efficiency Condensing Furnace | Minimum 91% AFUE | 120 | /kBtu/hr in | 13687 | 132 | 1.1 | 720 | COMFURNACE3-15-24 | COM Standard | thm | 18 | 2024-03-15 |  | 6 | EFF 3-15-24 | Lynden Sheet Metal, Inc. | 2024-06-21 | S9X1D120U5PSB | 95 | Less than 85% |  |  | Dickerson Distributors | Brian Farnsworth | DICKERSON DISTRIBUTORS INC | 1313 MEADOR AVE | Bellingham | 98229-5803 | Whatcom | Bellingham | Zone 1 | 2025-02-25 | 504 | 7-Completed | 0
CR25-2.01 | 008756-C-Sobor Latino LLC | Insulation | Insulation | Attic Insulation | Tier 2 / Minimum R-45 | 1320 | /sq.ft. | 2784.86 | 422.4 | 0.32 | 2784.86 | COMIAT22-19-19 | COM Standard | thm | 30 | 2019-02-19 |  | 2.5 | POST 2-19-19 | Environmental Insulation & Contracting LLC | 2024-12-17 |  |  |  | 0 | 49 | Scharbco Enterprises Corp. | Brian Farnsworth | Sobor Latino LLC | 5687 3RD AVE | Ferndale | 98248-8392 | Whatcom | Bellingham | Zone 1 | 2025-02-25 | 504 | 7-Completed | 0
CR25-2.01 | 008754-C-CENTRAL LUTHERAN CHU | Windows | Windows | Single pane to .30 or less (not LoadMAP's .50 to .22) per sq ft | 0.30 or less U | 593 | /sq. ft. | 13581 | 289.21 | 0.4877 | 4447.5 | COMWINDOWS-4-1-22 | COM Standard | thm | 45 | 2022-04-01 |  | 7.5 | EFF 4-1-22 | Central Valley Glass | 2024-08-05 | [5 empty] | Central Lutheran Church | Todd Blackman | CENTRAL LUTHERAN CHURCH | 1604 W YAKIMA AVE | Yakima | 98902-2953 | Yakima | Yakima | Zone 3 | 2025-02-25 03:00 | 504 | 7-Completed | 0
CR25-2.02 | 008757-C-Riverside Health Clu | Custom HVAC | Custom | Custom ERV HVAC | Custom ERV HVAC | 1 | /unit | 13440 | 625 |  | 2125 | COMCUSTHVAC | COM Custom | thm | 15 |  |  | 0 |  | Andgar Mechanical LLC | 2024-12-20 | [5 empty] | Riverside Health Club | Robert Cuti | Riverside Health Club | 2225 RIVERSIDE DR | Mount Vernon | 98273-5403 | Skagit | Mount Vernon | Zone 1 | 2025-03-07 | 504 | 7-Completed | 0
CR25-2.03 | 008758-C-Prosser Boys and Gir | Bonus - HVAC |  | HVAC Bonus |  | 1 |  | 0 | 0 | 0 | 100 | COMHVACBNS2012 | COM Both | thm | 0 |  |  | 100 |  | CaptiveAire Systems | 2024-10-31 | [5 empty] | Boys & Girls Clubs of Benton and Franklin Counties | Todd Blackman | Prosser Boys and Girls Club | 823 PARK AVE | Prosser | 99350-1264 | Benton | Yakima | Zone 3 | 2025-03-07 | 504 | 7-Completed | 0
CR25-2.03 | 008758-C-Prosser Boys and Gir | Furnaces | Furnaces | High-Efficiency Condensing Furnace | Minimum 91% AFUE | 57 | /kBtu/hr in | 4824.43 | 62.7 | 1.1 | 342 | COMFURNACE3-15-24 | COM Standard | thm | 18 | 2024-03-15 |  | 6 | EFF 3-15-24 | CaptiveAire Systems | 2024-10-31 | CaptiveAire D76D | 92 | Less than 80% |  |  | Boys & Girls Clubs of Benton and Franklin Counties | Todd Blackman | Prosser Boys and Girls Club | 823 PARK AVE | Prosser | 99350-1264 | Benton | Yakima | Zone 3 | 2025-03-07 | 504 | 7-Completed | 0
CR25-3.01 | 008759-C-Living Faith Victory | Custom Insulation | Custom | Custom Insulation | Custom Insulation | 1 | /unit | 29984 | 1120 | 0 | 8333 | COMCUSTINS | COM Custom | thm | 30 |  |  | 0 | 2" polyiso foam wall insulation | Stephens & Sons Construction | 2024-10-31 | [5 empty] | Living Faith Victory Center | Todd Blackman | Living Faith Victory Center | 3414 Tieton Dr | Yakima | 98902 |  | Yakima | Zone 3 | 2025-03-26 | 504 | 7-Completed | 0
CR25-3.02 | 008760-C-COMPLETE AUTOMOTIVE | Insulation | Insulation | Attic Insulation | Tier 2 / Minimum R-45 | 2577 | /sq.ft. | 7245.16 | 824.64 | 0.32 | 6442.5 | COMIAT22-19-19 | COM Standard | thm | 30 | 2019-02-19 |  | 2.5 | POST 2-19-19 | Energy Pro Insulation | 2025-01-16 |  |  |  | 0 | 49 | Energy Pro Insulation | Brian Farnsworth | COMPLETE AUTOMOTIVE REPAIR SER | 5640 BARRETT RD | Ferndale | 98248-9478 | Whatcom | Bellingham | Zone 1 | 2025-08-28 | 504 | 7-Completed | 0
CR25-3.02 | 008761-C-Gale Physical Therap | Insulation | Insulation | Attic Insulation | Tier 2 / Minimum R-45 | 6611 | /sq.ft. | 21491.58 | 2115.52 | 0.32 | 16527.5 | COMIAT22-19-19 | COM Standard | thm | 30 | 2019-02-19 |  | 2.5 | POST 2-19-19 | Energy Pro Insulation | 2025-02-17 |  |  |  | 0 | 49 | Energy Pro Insulation | Todd Blackman | Gale Physical Therapy & Rehab | 7513 W KENNEWICK AVE | Kennewick | 99336-7764 | Benton | Kennewick | Zone 3 | 2025-08-28 | 504 | 7-Completed | 0
CR25-3.03 | 008762-C-CITY OF KALAMA | Bonus - HVAC |  | HVAC Bonus |  | 1 |  | 0 | 0 | 0 | 100 | COMHVACBNS2012 | COM Both | thm | 0 |  |  | 100 |  | Trotter & Morton Facility Service of PNW Inc | 2024-12-12 | [5 empty] | City of Kalama | Brian Farnsworth | CITY OF KALAMA | 195 N 1ST ST | Kalama | 98625 | Cowlitz | Longview | Zone 2 | 2025-04-18 | 504 | 7-Completed | 0
CR25-3.03 | 008765-C-GRANDVIEW SCHOOL DIS | Bonus - HVAC |  | HVAC Bonus |  | 1 |  | 0 | 0 | 0 | 100 | COMHVACBNS2012 | COM Both | thm | 0 |  |  | 100 |  | California Hydronics Corporation | 2025-03-11 | [5 empty] | Grandview School District | Todd Blackman | GRANDVIEW SCHOOL DISTRICT | 205 FIR ST | Grandview | 98930-1340 | Yakima | Yakima | Zone 3 | 2025-04-18 | 504 | 7-Completed | 0
CR25-3.03 | 008765-C-GRANDVIEW SCHOOL DIS | Bonus - HVAC |  | HVAC Bonus |  | 1 |  | 0 | 0 | 0 | 100 | COMHVACBNS2012 | COM Both | thm | 0 |  |  | 100 |  | California Hydronics Corporation | 2025-03-11 | [5 empty] | Grandview School District | Todd Blackman | GRANDVIEW SCHOOL DISTRICT | 205 FIR ST | Grandview | 98930-1340 | Yakima | Yakima | Zone 3 | 2025-04-18 | 504 | 7-Completed | 0
CR25-3.03 | 008766-C-Jersey Mikes Subs | Bonus - HVAC |  | HVAC Bonus |  | 1 |  | 0 | 0 | 0 | 100 | COMHVACBNS2012 | COM Both | thm | 0 |  |  | 100 |  | FKG Equipment | 2025-03-14 | [5 empty] | Jersey Mikes | Todd Blackman | Jersey Mikes Subs | 1717 SE Meadowbrook Blvd | College Place | 99324 | Walla Walla | Walla Walla | Zone 3 | 2025-04-18 03:00 |  | 7-Completed | 0
CR25-3.03 | 008762-C-CITY OF KALAMA | Furnaces | Furnaces | High-Efficiency Condensing Furnace | Minimum 91% AFUE | 112 | /kBtu/hr in | 22739 | 123.2 | 1.1 | 672 | COMFURNACE3-15-24 | COM Standard | thm | 18 | 2024-03-15 |  | 6 | EFF 3-15-24 | Trotter & Morton Facility Service of PNW Inc | 2024-12-12 | Ruud R951T1155A24M4 | 95 | Less than 80% |  |  | City of Kalama | Brian Farnsworth | CITY OF KALAMA | 195 N 1ST ST | Kalama | 98625 | Cowlitz | Longview | Zone 2 | 2025-04-18 | 504 | 7-Completed | 0
CR25-3.03 | 008766-C-Jersey Mikes Subs | Furnaces | Furnaces | High-Efficiency Condensing Furnace | Minimum 91% AFUE | 45 | /kBtu/hr in | 19226.25 | 49.5 | 1.1 | 270 | COMFURNACE3-15-24 | COM Standard | thm | 18 | 2024-03-15 |  | 6 | EFF 3-15-24 | FKG Equipment | 2025-03-14 | CaptiveAire D76 |  |  |  |  | Jersey Mikes | Todd Blackman | Jersey Mikes Subs | 1717 SE Meadowbrook Blvd | College Place | 99324 | Walla Walla | Walla Walla | Zone 3 | 2025-04-18 03:00 |  | 7-Completed | 0
CR25-3.03 | 008766-C-Jersey Mikes Subs | Water Heaters | Domestic Hot Water | Energy Star | Minimum .93 Energy Factor | 6 | /gpm | 2634.5 | 228 | 38 | 900 | COMTANKLESST22-19-19 | COM Standard | thm | 20 | 2019-02-19 |  | 150 | POST 2-19-19 | FKG Equipment | 2025-03-14 | Rinnai CXP199i | 98 |  |  |  | Jersey Mikes | Todd Blackman | Jersey Mikes Subs | 1717 SE Meadowbrook Blvd | College Place | 99324 | Walla Walla | Walla Walla | Zone 3 | 2025-04-18 03:00 |  | 7-Completed | 0
CR25-3.03 | 008765-C-GRANDVIEW SCHOOL DIS | Boilers | Boilers | High-Efficiency-Condensing Boiler | Minimum 94% Thermal Efficiency and 300 kBtu/hr input | 1500 | /kBtu/hr in | 39700 | 3150 | 2.1 | 15375 | COMBOILERS-3-15-24 | COM Standard | thm | 25 | 2024-03-15 |  | 10.25 | EFF 3-15-24 | California Hydronics Corporation | 2025-03-11 | Lochinvar FBN1501 | 96 | Less than 81% |  |  | Grandview School District | Todd Blackman | GRANDVIEW SCHOOL DISTRICT | 205 FIR ST | Grandview | 98930-1340 | Yakima | Yakima | Zone 3 | 2025-04-18 | 504 | 7-Completed | 0
CR25-3.03 | 008765-C-GRANDVIEW SCHOOL DIS | Boilers | Boilers | High-Efficiency-Condensing Boiler | Minimum 94% Thermal Efficiency and 300 kBtu/hr input | 1500 | /kBtu/hr in | 39700 | 3150 | 2.1 | 15375 | COMBOILERS-3-15-24 | COM Standard | thm | 25 | 2024-03-15 |  | 10.25 | EFF 3-15-24 | California Hydronics Corporation | 2025-03-11 | Lochinvar FBN1501 | 96 | Less than 81% |  |  | Grandview School District | Todd Blackman | GRANDVIEW SCHOOL DISTRICT | 205 FIR ST | Grandview | 98930-1340 | Yakima | Yakima | Zone 3 | 2025-04-18 | 504 | 7-Completed | 0
CR25-3.03 | 008762-C-CITY OF KALAMA | Insulation | Insulation | Wall Insulation | Tier 2 / Minimum R-19 | 1325 | /sq. ft. | 14973 | 251.75 | 0.19 | 2650 | COMIWT2-4-1-22 | COM Standard | thm | 30 | 2022-04-01 |  | 2 | EFF 4-1-22 | Colf Construction | 2024-11-30 |  |  |  | 0 | 19 | City of Kalama | Brian Farnsworth | CITY OF KALAMA | 195 N 1ST ST | Kalama | 98625 | Cowlitz | Longview | Zone 2 | 2025-04-18 | 504 | 7-Completed | 0
CR25-3.03 | 008762-C-CITY OF KALAMA | Windows | Windows | Single pane to .30 or less (not LoadMAP's .50 to .22) per sq ft | 0.30 or less U | 583.13 | /sq. ft. | 80660 | 284.39 | 0.4877 | 4373.48 | COMWINDOWS-4-1-22 | COM Standard | thm | 45 | 2022-04-01 |  | 7.5 | EFF 4-1-22 | Colf Construction | 2024-11-30 | [5 empty] | City of Kalama | Brian Farnsworth | CITY OF KALAMA | 195 N 1ST ST | Kalama | 98625 | Cowlitz | Longview | Zone 2 | 2025-04-18 | 504 | 7-Completed | 0
CR25-4.01 | 008763-C-BELLINGHAM SCHOOL DI | Bonus - HVAC |  | HVAC Bonus |  | 1 |  | 0 | 0 | 0 | 100 | COMHVACBNS2012 | COM Both | thm | 0 |  |  | 100 |  | Acco Engineered Systems, Inc | 2024-08-15 | [5 empty] | Bellingham School District | Brian Farnsworth | BELLINGHAM SCHOOL DISTRICT | 2020 CORNWALL AVE (B.H.S.) | Bellingham | 98225 | Whatcom | Bellingham | Zone 1 | 2025-04-28 | 504 | 7-Completed | 0
CR25-4.01 | 008763-C-BELLINGHAM SCHOOL DI | Bonus - HVAC |  | HVAC Bonus |  | 1 |  | 0 | 0 | 0 | 100 | COMHVACBNS2012 | COM Both | thm | 0 |  |  | 100 |  | Acco Engineered Systems, Inc | 2024-08-15 | [5 empty] | Bellingham School District | Brian Farnsworth | BELLINGHAM SCHOOL DISTRICT | 2020 CORNWALL AVE (B.H.S.) | Bellingham | 98225 | Whatcom | Bellingham | Zone 1 | 2025-04-28 | 504 | 7-Completed | 0
CR25-4.01 | 008763-C-BELLINGHAM SCHOOL DI | Bonus - HVAC |  | HVAC Bonus |  | 1 |  | 0 | 0 | 0 | 100 | COMHVACBNS2012 | COM Both | thm | 0 |  |  | 100 |  | Acco Engineered Systems, Inc | 2024-08-15 | [5 empty] | Bellingham School District | Brian Farnsworth | BELLINGHAM SCHOOL DISTRICT | 2020 CORNWALL AVE (B.H.S.) | Bellingham | 98225 | Whatcom | Bellingham | Zone 1 | 2025-04-28 | 504 | 7-Completed | 0
CR25-4.01 | 008763-C-BELLINGHAM SCHOOL DI | Bonus - HVAC |  | HVAC Bonus |  | 1 |  | 0 | 0 | 0 | 100 | COMHVACBNS2012 | COM Both | thm | 0 |  |  | 100 |  | Acco Engineered Systems, Inc | 2024-08-15 | [5 empty] | Bellingham School District | Brian Farnsworth | BELLINGHAM SCHOOL DISTRICT | 2020 CORNWALL AVE (B.H.S.) | Bellingham | 98225 | Whatcom | Bellingham | Zone 1 | 2025-04-28 | 504 | 7-Completed | 0
CR25-4.01 | 008763-C-BELLINGHAM SCHOOL DI | Boilers | Boilers | High-Efficiency-Condensing Boiler | Minimum 94% Thermal Efficiency and 300 kBtu/hr input | 2000 | /kBtu/hr in | 110950 | 4200 | 2.1 | 20500 | COMBOILERS-3-15-24 | COM Standard | thm | 25 | 2024-03-15 |  | 10.25 | EFF 3-15-24 | Acco Engineered Systems, Inc | 2024-08-15 | Aerco BMK2000 | 94.6 | Less than 80% |  |  | Bellingham School District | Brian Farnsworth | BELLINGHAM SCHOOL DISTRICT | 2020 CORNWALL AVE (B.H.S.) | Bellingham | 98225 | Whatcom | Bellingham | Zone 1 | 2025-04-28 | 504 | 7-Completed | 0
CR25-4.01 | 008763-C-BELLINGHAM SCHOOL DI | Boilers | Boilers | High-Efficiency-Condensing Boiler | Minimum 94% Thermal Efficiency and 300 kBtu/hr input | 2000 | /kBtu/hr in | 110950 | 4200 | 2.1 | 20500 | COMBOILERS-3-15-24 | COM Standard | thm | 25 | 2024-03-15 |  | 10.25 | EFF 3-15-24 | Acco Engineered Systems, Inc | 2024-08-15 | Aerco BMK2000 | 94.6 | Less than 80% |  |  | Bellingham School District | Brian Farnsworth | BELLINGHAM SCHOOL DISTRICT | 2020 CORNWALL AVE (B.H.S.) | Bellingham | 98225 | Whatcom | Bellingham | Zone 1 | 2025-04-28 | 504 | 7-Completed | 0
CR25-4.01 | 008763-C-BELLINGHAM SCHOOL DI | Boilers | Boilers | High-Efficiency-Condensing Boiler | Minimum 94% Thermal Efficiency and 300 kBtu/hr input | 2000 | /kBtu/hr in | 110950 | 4200 | 2.1 | 20500 | COMBOILERS-3-15-24 | COM Standard | thm | 25 | 2024-03-15 |  | 10.25 | EFF 3-15-24 | Acco Engineered Systems, Inc | 2024-08-15 | Aerco BMK2000 | 94.6 | Less than 80% |  |  | Bellingham School District | Brian Farnsworth | BELLINGHAM SCHOOL DISTRICT | 2020 CORNWALL AVE (B.H.S.) | Bellingham | 98225 | Whatcom | Bellingham | Zone 1 | 2025-04-28 | 504 | 7-Completed | 0
CR25-4.01 | 008763-C-BELLINGHAM SCHOOL DI | Boilers | Boilers | High-Efficiency-Condensing Boiler | Minimum 94% Thermal Efficiency and 300 kBtu/hr input | 2000 | /kBtu/hr in | 110950 | 4200 | 2.1 | 20500 | COMBOILERS-3-15-24 | COM Standard | thm | 25 | 2024-03-15 |  | 10.25 | EFF 3-15-24 | Acco Engineered Systems, Inc | 2024-08-15 | Aerco BMK2000 | 94.6 | Less than 80% |  |  | Bellingham School District | Brian Farnsworth | BELLINGHAM SCHOOL DISTRICT | 2020 CORNWALL AVE (B.H.S.) | Bellingham | 98225 | Whatcom | Bellingham | Zone 1 | 2025-04-28 | 504 | 7-Completed | 0
CR25-4.02 | 008767-C-Apostolic Assembly o | Bonus A - Insulation | Bonus A - Insulation | Insulation Bundle A | Two Insulation Measures, min. 1000 sq. ft.+ | 1 | /unit | 0 | 0 |  | 500 | COMINSBNDL-7-17 | COM Both | thm | 0 |  |  | 500 |  | Alex's Quality Maintenance Properties LLC | 2024-12-11 |  |  |  |  | 0 | Apostolic Assembly of the Faith in Christ Jesus | Todd Blackman | Apostolic Assembly of the Faith in Christ Jesus | 428 CEDAR ST | Walla Walla | 99362-2245 |  | Walla Walla | Zone 3 | 2025-05-12 | 504 | 7-Completed | 0
CR25-4.02 | 008764-C-Creative Avenue LLC | Insulation | Insulation | Attic Insulation | Tier 2 / Minimum R-45 | 4435 | /sq.ft. | 13047.3 | 1419.2 | 0.32 | 11087.5 | COMIAT22-19-19 | COM Standard | thm | 30 | 2019-02-19 |  | 2.5 | POST 2-19-19 | A&Z Insulation | 2025-03-14 |  |  |  | 0 | 49 | A&Z Insulation | Brian Farnsworth | Creative Avenue LLC | 501 Commercial Ave | Anacortes | 98221 | Skagit | Mount Vernon | Zone 1 | 2025-05-12 | 504 | 7-Completed | 0
CR25-4.02 | 008767-C-Apostolic Assembly o | Insulation | Insulation | Attic Insulation | Tier 2 / Minimum R-45 | 2520 | /sq.ft. | 8171.17 | 806.4 | 0.32 | 6300 | COMIAT22-19-19 | COM Standard | thm | 30 | 2019-02-19 |  | 2.5 | POST 2-19-19 | Alex's Quality Maintenance Properties LLC | 2024-12-11 |  |  |  | 0 | 60 | Apostolic Assembly of the Faith in Christ Jesus | Todd Blackman | Apostolic Assembly of the Faith in Christ Jesus | 428 CEDAR ST | Walla Walla | 99362-2245 |  | Walla Walla | Zone 3 | 2025-05-12 | 504 | 7-Completed | 0
CR25-4.02 | 008767-C-Apostolic Assembly o | Insulation | Insulation | Wall Insulation | Tier 2 / Minimum R-19 | 150 | /sq. ft. | 486.38 | 28.5 | 0.19 | 300 | COMIWT2-4-1-22 | COM Standard | thm | 30 | 2022-04-01 |  | 2 | EFF 4-1-22 | Alex's Quality Maintenance Properties LLC | 2024-12-11 |  |  |  | 0 | 21 | Apostolic Assembly of the Faith in Christ Jesus | Todd Blackman | Apostolic Assembly of the Faith in Christ Jesus | 428 CEDAR ST | Walla Walla | 99362-2245 |  | Walla Walla | Zone 3 | 2025-05-12 | 504 | 7-Completed | 0
CR25-4.02 | 008768-C-The Emerald of Siam | Windows | Windows | Single pane to .30 or less (not LoadMAP's .50 to .22) per sq ft | 0.30 or less U | 239.33 | /sq. ft. | 21685 | 116.72 | 0.4877 | 1794.98 | COMWINDOWS-4-1-22 | COM Standard | thm | 45 | 2022-04-01 |  | 7.5 | EFF 4-1-22 | Perfection Glass | 2025-02-22 | [5 empty] | Emerald of Siam | Todd Blackman | The Emerald of Siam | 1314 JADWIN AVE | Richland | 99354-3404 | Benton | Kennewick | Zone 3 | 2025-05-12 | 504 | 7-Completed | 0
CR25-4.03 | 008769-C-BELLINGHAM SCHOOL DI | Bonus - HVAC |  | HVAC Bonus |  | 1 |  | 0 | 0 | 0 | 100 | COMHVACBNS2012 | COM Both | thm | 0 |  |  | 100 |  | Acco Engineered Systems, Inc | 2024-07-01 | [5 empty] | Bellingham School District | Brian Farnsworth | BELLINGHAM SCHOOL DISTRICT | 2717 ALDERWOOD AVE (Shuksan) | Bellingham | 98226 | Whatcom | Bellingham | Zone 1 | 2025-07-04 | 504 | 7-Completed | 0
CR25-4.03 | 008769-C-BELLINGHAM SCHOOL DI | Bonus - HVAC |  | HVAC Bonus |  | 1 |  | 0 | 0 | 0 | 100 | COMHVACBNS2012 | COM Both | thm | 0 |  |  | 100 |  | Acco Engineered Systems, Inc | 2024-07-01 | [5 empty] | Bellingham School District | Brian Farnsworth | BELLINGHAM SCHOOL DISTRICT | 2717 ALDERWOOD AVE (Shuksan) | Bellingham | 98226 | Whatcom | Bellingham | Zone 1 | 2025-07-04 | 504 | 7-Completed | 0
CR25-4.03 | 008769-C-BELLINGHAM SCHOOL DI | Bonus - HVAC |  | HVAC Bonus |  | 1 |  | 0 | 0 | 0 | 100 | COMHVACBNS2012 | COM Both | thm | 0 |  |  | 100 |  | Acco Engineered Systems, Inc | 2024-07-01 | [5 empty] | Bellingham School District | Brian Farnsworth | BELLINGHAM SCHOOL DISTRICT | 2717 ALDERWOOD AVE (Shuksan) | Bellingham | 98226 | Whatcom | Bellingham | Zone 1 | 2025-07-04 | 504 | 7-Completed | 0
CR25-4.03 | 008769-C-BELLINGHAM SCHOOL DI | Boilers | Boilers | High-Efficiency-Condensing Boiler | Minimum 94% Thermal Efficiency and 300 kBtu/hr input | 2000 | /kBtu/hr in | 126932 | 4200 | 2.1 | 20500 | COMBOILERS-3-15-24 | COM Standard | thm | 25 | 2024-03-15 |  | 10.25 | EFF 3-15-24 | Acco Engineered Systems, Inc | 2024-07-01 | Aerco BMK2000 | 94 | Less than 85% |  |  | Bellingham School District | Brian Farnsworth | BELLINGHAM SCHOOL DISTRICT | 2717 ALDERWOOD AVE (Shuksan) | Bellingham | 98226 | Whatcom | Bellingham | Zone 1 | 2025-07-04 | 504 | 7-Completed | 0
CR25-4.03 | 008769-C-BELLINGHAM SCHOOL DI | Boilers | Boilers | High-Efficiency-Condensing Boiler | Minimum 94% Thermal Efficiency and 300 kBtu/hr input | 2000 | /kBtu/hr in | 126932 | 4200 | 2.1 | 20500 | COMBOILERS-3-15-24 | COM Standard | thm | 25 | 2024-03-15 |  | 10.25 | EFF 3-15-24 | Acco Engineered Systems, Inc | 2024-07-01 | Aerco BMK2000 | 94 | Less than 85% |  |  | Bellingham School District | Brian Farnsworth | BELLINGHAM SCHOOL DISTRICT | 2717 ALDERWOOD AVE (Shuksan) | Bellingham | 98226 | Whatcom | Bellingham | Zone 1 | 2025-07-04 | 504 | 7-Completed | 0
CR25-4.03 | 008769-C-BELLINGHAM SCHOOL DI | Boilers | Boilers | High-Efficiency-Condensing Boiler | Minimum 94% Thermal Efficiency and 300 kBtu/hr input | 2000 | /kBtu/hr in | 126932 | 4200 | 2.1 | 20500 | COMBOILERS-3-15-24 | COM Standard | thm | 25 | 2024-03-15 |  | 10.25 | EFF 3-15-24 | Acco Engineered Systems, Inc | 2024-07-01 | Aerco BMK2000 | 94 | Less than 85% |  |  | Bellingham School District | Brian Farnsworth | BELLINGHAM SCHOOL DISTRICT | 2717 ALDERWOOD AVE (Shuksan) | Bellingham | 98226 | Whatcom | Bellingham | Zone 1 | 2025-07-04 | 504 | 7-Completed | 0
CR25-5.01 | 008770-C-SKAGIT ADVENTIST SCH | Bonus - HVAC |  | HVAC Bonus |  | 1 |  | 0 | 0 | 0 | 100 | COMHVACBNS2012 | COM Both | thm | 0 |  |  | 100 |  | Hydro Mechanical Inc. | 2025-02-27 | [5 empty] | Skagit Adventist School | Brian Farnsworth | SKAGIT ADVENTIST SCHOOL | 530 N SECTION ST | Burlington | 98233-1568 | Skagit | Mount Vernon | Zone 1 | 2025-06-11 | 504 | 7-Completed | 0
CR25-5.01 | 008770-C-SKAGIT ADVENTIST SCH | Furnaces | Furnaces | High-Efficiency Condensing Furnace | Minimum 91% AFUE | 100 | /kBtu/hr in | 5735 | 110 | 1.1 | 600 | COMFURNACE3-15-24 | COM Standard | thm | 18 | 2024-03-15 |  | 6 | EFF 3-15-24 | Hydro Mechanical Inc. | 2025-02-27 | Evcon RG19100C16MPS1 | 96 | Less than 60% |  |  | Skagit Adventist School | Brian Farnsworth | SKAGIT ADVENTIST SCHOOL | 530 N SECTION ST | Burlington | 98233-1568 | Skagit | Mount Vernon | Zone 1 | 2025-06-11 | 504 | 7-Completed | 0
CR25-5.01 | 008771-C-Uptown Antiques Mark | Insulation | Insulation | Attic Insulation | Tier 2 / Minimum R-45 | 5195 | /sq.ft. | 10397.69 | 1662.4 | 0.32 | 10397.69 | COMIAT22-19-19 | COM Standard | thm | 30 | 2019-02-19 |  | 2.5 | POST 2-19-19 | A+ Quality Insulation Inc | 2025-04-04 |  |  |  | 0 | 49 | Uptown Antiques Market | Todd Blackman | Uptown Antiques Market | 1365 GEORGE WASHINGTON WAY | Richland | 99354-3401 | Benton | Kennewick | Zone 3 | 2025-06-11 | 504 | 7-Completed | 0
CR25-5.02 | 008774-C-Megalodon LLC | Insulation | Insulation | Attic Insulation | Tier 1 / Minimum R-30 | 49446 | /sq.ft. | 122027.85 | 15328.26 | 0.31 | 98892 | COMIAT12-19-19 | COM Standard | thm | 30 | 2019-02-19 |  | 2 | POST 2-19-19 | Don Jordan Energy Systems Inc | 2025-05-15 |  |  |  | 0 | 36 | Megalodon LLC | Todd Blackman | Megalodon LLC | 503 Keys Rd Unit E | Yakima | 98901 |  | Yakima | Zone 3 | 2025-07-04 | 504 | 7-Completed | 0
CR25-5.03 | 008775-C-Megalodon LLC | Insulation | Insulation | Attic Insulation | Tier 1 / Minimum R-30 | 49200 | /sq.ft. | 118541.34 | 15252 | 0.31 | 98400 | COMIAT12-19-19 | COM Standard | thm | 30 | 2019-02-19 |  | 2 | POST 2-19-19 | Don Jordan Energy Systems Inc | 2025-03-12 |  |  |  | 0 | 36 | Megalodon LLC | Todd Blackman | Megalodon LLC | 503 Keys Rd Unit F | Yakima | 98901 |  | Yakima | Zone 3 | 2025-07-22 | 504 | 7-Completed | 0
CR25-5.04 | 008772-C-Ashram LLC | Insulation | Insulation | Attic Insulation | Tier 2 / Minimum R-45 | 2880 | /sq.ft. | 6998.02 | 921.6 | 0.32 | 6998.02 | COMIAT22-19-19 | COM Standard | thm | 30 | 2019-02-19 |  | 2.5 | POST 2-19-19 | General Plus Insulation, LLC & Gutters | 2025-04-24 |  |  |  | 0 | 49 | Ashram LLC | Brian Farnsworth | Ashram LLC | 601 S 1st St | Mount Vernon | 98274 |  | Mount Vernon | Zone 1 | 2025-07-04 | 504 | 7-Completed | 0
CR25-5.04 | 008776-C-1ST CHURCH OF CHRIST | Insulation | Insulation | Floor Insulation | Equal to or greater than R-30 Post and equal to or less than R-11 Pre | 6730 | /sq. ft. | 10800 | 376.88 | 0.056 | 8412.5 | COMFLOORINS-4-1-22 | COM Standard | thm | 30 | 2022-04-01 |  | 1.25 | EFF 4-1-22 | Coast Insulation | 2025-04-28 |  |  |  | 0 | 30 | First Church of Christ Scientist | Brian Farnsworth | 1ST CHURCH OF CHRIST SCIENCE | 2700 LAKEWAY DR | Bellingham | 98229-2323 | Whatcom | Bellingham | Zone 1 | 2025-07-04 | 504 | 7-Completed | 0
CR25-6.01 | 008778-C-NOOKSACK ANIMAL HOSP | Bonus - HVAC |  | HVAC Bonus |  | 1 |  | 0 | 0 | 0 | 100 | COMHVACBNS2012 | COM Both | thm | 0 |  |  | 100 |  | Lynden Sheet Metal, Inc. | 2025-05-29 | [5 empty] | Nooksack Animal Hospital | Brian Farnsworth | NOOKSACK ANIMAL HOSPITAL | 302 W COLUMBIA ST | Nooksack | 98276 | Whatcom | Bellingham | Zone 1 | 2025-07-04 | 504 | 7-Completed | 0
CR25-6.01 | 008778-C-NOOKSACK ANIMAL HOSP | Furnaces | Furnaces | High-Efficiency Condensing Furnace | Minimum 91% AFUE | 60 | /kBtu/hr in | 9571 | 66 | 1.1 | 360 | COMFURNACE3-15-24 | COM Standard | thm | 18 | 2024-03-15 |  | 6 | EFF 3-15-24 | Lynden Sheet Metal, Inc. | 2025-05-29 | AS S9X1B060D3PSB | 96 |  |  |  | Nooksack Animal Hospital | Brian Farnsworth | NOOKSACK ANIMAL HOSPITAL | 302 W COLUMBIA ST | Nooksack | 98276 | Whatcom | Bellingham | Zone 1 | 2025-07-04 | 504 | 7-Completed | 0
CR25-6.01 | 008773-C-BURLINGTON DENTAL GR | Insulation | Insulation | Floor Insulation | Equal to or greater than R-30 Post and equal to or less than R-11 Pre | 5831 | /sq. ft. | 8716.25 | 326.54 | 0.056 | 7288.75 | COMFLOORINS-4-1-22 | COM Standard | thm | 30 | 2022-04-01 |  | 1.25 | EFF 4-1-22 | A&G Active Insulation | 2025-03-17 |  |  |  | 0 | 30 | A&G Active Insulation LLC | Brian Farnsworth | BURLINGTON DENTAL GROUP | 205 W FAIRHAVEN AVE | Burlington | 98233-1062 | Skagit | Mount Vernon | Zone 1 | 2025-07-04 | 504 | 7-Completed | 0
CR25-6.01 | 008777-C-RSS HOLDINGS | Insulation | Insulation | Roof Insulation | Tier 2 / Minimum R-30 | 2400 | /sq.ft. | 43271 | 864 | 0.36 | 4800 | COMIRT2-4-1-22 | COM Standard | thm | 30 | 2022-04-01 |  | 2 | EFF 4-1-22 | Axiom Roofing Co | 2025-05-25 |  |  |  | 0 | 38 | RSS Holdings | Brian Farnsworth | RSS HOLDINGS | 1899 KOK RD | Lynden | 98264-1709 | Whatcom | Bellingham | Zone 1 | 2025-07-04 | 504 | 7-Completed | 0
CR25-6.01 | 008779-C-Brave Properties LLC | Insulation | Insulation | Attic Insulation | Tier 1 / Minimum R-30 | 7100 | /sq.ft. | 18548 | 2201 | 0.31 | 14200 | COMIAT12-19-19 | COM Standard | thm | 30 | 2019-02-19 |  | 2 | POST 2-19-19 | Coast Insulation | 2025-05-30 |  |  |  | 11 | 41 | Brave Properties LLC | Brian Farnsworth | Brave Properties LLC | 415 S 3RD ST | Mount Vernon | 98273-3823 | Skagit | Mount Vernon | Zone 1 | 2025-07-04 | 504 | 7-Completed | 0
CR25-6.02 | 008780-C-Harts Floral LLC | Insulation | Insulation | Floor Insulation | Equal to or greater than R-30 Post and equal to or less than R-11 Pre | 2080 | /sq. ft. | 24599.68 | 116.48 | 0.056 | 2600 | COMFLOORINS-4-1-22 | COM Standard | thm | 30 | 2022-04-01 |  | 1.25 | EFF 4-1-22 | Orkin Bellingham #244-811 | 2024-09-18 |  |  |  | 0 | 25 | Hart's Floral | Brian Farnsworth | Hart's Floral LLC | 410 COMMERCIAL ST | Mount Vernon | 98273-5537 | Skagit | Mount Vernon | Zone 1 | 2025-07-04 | 504 | 7-Completed | 0
CR25-7.01 | 008781-C-Erik M. Godinez | Bonus A - Insulation | Bonus A - Insulation | Insulation Bundle A | Two Insulation Measures, min. 1000 sq. ft.+ | 1 | /unit | 0 | 0 |  | 500 | COMINSBNDL-7-17 | COM Both | thm | 0 |  |  | 500 |  | East Valley Insulation, LLC | 2025-05-12 | [5 empty] | Erik M. Godinez | Todd Blackman | Erik M. Godinez | 1412 Fruitvale Blvd | Yakima | 98902 |  | Yakima | Zone 3 | 2025-08-25 | 504 | 7-Completed | 0
CR25-7.01 | 008781-C-Erik M. Godinez | Insulation | Insulation | Attic Insulation | Tier 1 / Minimum R-30 | 420 | /sq.ft. | 1129 | 130.2 | 0.31 | 840 | COMIAT12-19-19 | COM Standard | thm | 30 | 2019-02-19 |  | 2 | POST 2-19-19 | East Valley Insulation, LLC | 2025-05-12 |  |  |  | 0 | 30 | Erik M. Godinez | Todd Blackman | Erik M. Godinez | 1412 Fruitvale Blvd | Yakima | 98902 |  | Yakima | Zone 3 | 2025-08-25 | 504 | 7-Completed | 0
CR25-7.01 | 008781-C-Erik M. Godinez | Insulation | Insulation | Attic Insulation | Tier 2 / Minimum R-45 | 986 | /sq.ft. | 2664 | 315.52 | 0.32 | 2465 | COMIAT22-19-19 | COM Standard | thm | 30 | 2019-02-19 |  | 2.5 | POST 2-19-19 | East Valley Insulation, LLC | 2025-05-12 |  |  |  | 0 | 49 | Erik M. Godinez | Todd Blackman | Erik M. Godinez | 1412 Fruitvale Blvd | Yakima | 98902 |  | Yakima | Zone 3 | 2025-08-25 | 504 | 7-Completed | 0
CR25-7.01 | 008781-C-Erik M. Godinez | Insulation | Insulation | Wall Insulation | Tier 2 / Minimum R-19 | 1704 | /sq. ft. | 4585 | 323.76 | 0.19 | 3408 | COMIWT2-4-1-22 | COM Standard | thm | 30 | 2022-04-01 |  | 2 | EFF 4-1-22 | East Valley Insulation, LLC | 2025-05-12 |  |  |  | 0 | 30 | Erik M. Godinez | Todd Blackman | Erik M. Godinez | 1412 Fruitvale Blvd | Yakima | 98902 |  | Yakima | Zone 3 | 2025-08-25 | 504 | 7-Completed | 0
CR25-8.01 | 008782-C-WEST VALLEY SCHOOL D | Bonus - HVAC |  | HVAC Bonus |  | 1 |  | 0 | 0 | 0 | 100 | COMHVACBNS2012 | COM Both | thm | 0 |  |  | 100 |  | California Hydronics Corporation | 2025-07-31 | [5 empty] | West Valley School District | Todd Blackman | WEST VALLEY SCHOOL DIST #208 | 1041 S 96TH AVE | Yakima | 98908 | Yakima | Yakima | Zone 3 | 2025-08-23 | 504 | 7-Completed | 0
CR25-8.01 | 008782-C-WEST VALLEY SCHOOL D | Bonus - HVAC |  | HVAC Bonus |  | 1 |  | 0 | 0 | 0 | 100 | COMHVACBNS2012 | COM Both | thm | 0 |  |  | 100 |  | California Hydronics Corporation | 2025-07-31 | [5 empty] | West Valley School District | Todd Blackman | WEST VALLEY SCHOOL DIST #208 | 1041 S 96TH AVE | Yakima | 98908 | Yakima | Yakima | Zone 3 | 2025-08-23 | 504 | 7-Completed | 0
CR25-8.01 | 008782-C-WEST VALLEY SCHOOL D | Boilers | Boilers | High-Efficiency-Condensing Boiler | Minimum 94% Thermal Efficiency and 300 kBtu/hr input | 1500 | /kBtu/hr in | 34585 | 3150 | 2.1 | 15375 | COMBOILERS-3-15-24 | COM Standard | thm | 25 | 2024-03-15 |  | 10.25 | EFF 3-15-24 | California Hydronics Corporation | 2025-07-31 | Crest FBN1501 | 96 | Less than 80% |  |  | West Valley School District | Todd Blackman | WEST VALLEY SCHOOL DIST #208 | 1041 S 96TH AVE | Yakima | 98908 | Yakima | Yakima | Zone 3 | 2025-08-23 | 504 | 7-Completed | 0
CR25-8.01 | 008782-C-WEST VALLEY SCHOOL D | Boilers | Boilers | High-Efficiency-Condensing Boiler | Minimum 94% Thermal Efficiency and 300 kBtu/hr input | 1500 | /kBtu/hr in | 34585 | 3150 | 2.1 | 15375 | COMBOILERS-3-15-24 | COM Standard | thm | 25 | 2024-03-15 |  | 10.25 | EFF 3-15-24 | California Hydronics Corporation | 2025-07-31 | Crest FBN1501 | 96 | Less than 80% |  |  | West Valley School District | Todd Blackman | WEST VALLEY SCHOOL DIST #208 | 1041 S 96TH AVE | Yakima | 98908 | Yakima | Yakima | Zone 3 | 2025-08-23 | 504 | 7-Completed | 0
CR25-8.02 | 008783-C-WIDE HOLLOW SCHOOL | Bonus - HVAC |  | HVAC Bonus |  | 1 |  | 0 | 0 | 0 | 100 | COMHVACBNS2012 | COM Both | thm | 0 |  |  | 100 |  | California Hydronics Corporation | 2025-07-31 | [5 empty] | West Valley School District | Todd Blackman | WIDE HOLLOW SCHOOL | 7203 W NOB HILL BLVD | Yakima | 98908-1929 | Yakima | Yakima | Zone 3 | 2025-09-12 | 504 | 7-Completed | 0
CR25-8.02 | 008783-C-WIDE HOLLOW SCHOOL | Bonus - HVAC |  | HVAC Bonus |  | 1 |  | 0 | 0 | 0 | 100 | COMHVACBNS2012 | COM Both | thm | 0 |  |  | 100 |  | California Hydronics Corporation | 2025-07-31 | [5 empty] | West Valley School District | Todd Blackman | WIDE HOLLOW SCHOOL | 7203 W NOB HILL BLVD | Yakima | 98908-1929 | Yakima | Yakima | Zone 3 | 2025-09-12 | 504 | 7-Completed | 0
CR25-8.02 | 008783-C-WIDE HOLLOW SCHOOL | Boilers | Boilers | High-Efficiency-Condensing Boiler | Minimum 94% Thermal Efficiency and 300 kBtu/hr input | 1000 | /kBtu/hr in | 27255 | 2100 | 2.1 | 10250 | COMBOILERS-3-15-24 | COM Standard | thm | 25 | 2024-03-15 |  | 10.25 | EFF 3-15-24 | California Hydronics Corporation | 2025-07-31 | Crest FBN1001 | 96 | Less than 80% |  |  | West Valley School District | Todd Blackman | WIDE HOLLOW SCHOOL | 7203 W NOB HILL BLVD | Yakima | 98908-1929 | Yakima | Yakima | Zone 3 | 2025-09-12 | 504 | 7-Completed | 0
CR25-8.02 | 008783-C-WIDE HOLLOW SCHOOL | Boilers | Boilers | High-Efficiency-Condensing Boiler | Minimum 94% Thermal Efficiency and 300 kBtu/hr input | 1000 | /kBtu/hr in | 27255 | 2100 | 2.1 | 10250 | COMBOILERS-3-15-24 | COM Standard | thm | 25 | 2024-03-15 |  | 10.25 | EFF 3-15-24 | California Hydronics Corporation | 2025-07-31 | Crest FBN1001 | 96 | Less than 80% |  |  | West Valley School District | Todd Blackman | WIDE HOLLOW SCHOOL | 7203 W NOB HILL BLVD | Yakima | 98908-1929 | Yakima | Yakima | Zone 3 | 2025-09-12 | 504 | 7-Completed | 0
CR25-8.03 | 008787-C-Legends Casino | Bonus - HVAC |  | HVAC Bonus |  | 1 |  | 0 | 0 | 0 | 100 | COMHVACBNS2012 | COM Both | thm | 0 |  |  | 100 |  | Apollo Sheet Metal | 2025-07-31 | [5 empty] | Yakama Nations Legends Casino | Todd Blackman | Legends Casino | 580 FORT RD | Toppenish | 98948-9749 | Yakima | Yakima | Zone 3 | 2025-09-12 | 511 | 7-Completed | 0
CR25-8.03 | 008789-C-Pasco School Distric | Bonus - HVAC |  | HVAC Bonus |  | 1 |  | 0 | 0 | 0 | 100 | COMHVACBNS2012 | COM Both | thm | 0 |  |  | 100 |  | Cole Industrial, Inc. | 2025-07-31 | [5 empty] | Pasco School District No 1 | Robert Cuti | Pasco School District | 1901 E Salt Lake | Pasco | 99301 |  | Kennewick | Zone 3 | 2025-09-12 | 504 | 7-Completed | 0
CR25-8.03 | 008789-C-Pasco School Distric | Bonus - HVAC |  | HVAC Bonus |  | 1 |  | 0 | 0 | 0 | 100 | COMHVACBNS2012 | COM Both | thm | 0 |  |  | 100 |  | Cole Industrial, Inc. | 2025-07-31 | [5 empty] | Pasco School District No 1 | Robert Cuti | Pasco School District | 1901 E Salt Lake | Pasco | 99301 |  | Kennewick | Zone 3 | 2025-09-12 | 504 | 7-Completed | 0
CR25-8.03 | 008789-C-Pasco School Distric | Water Heaters | Domestic Hot Water | Condensing Tank | Minimum 91% AFUE or 91% Thermal Efficiency | 160 | /kBtu/hr in | 9325 | 607.79 | 3.7987 | 480 | COMDHWTSCT-4-1-22 | COM Standard | thm | 10 | 2022-04-01 |  | 3 | EFF 4-1-22 | M&L Supply Co Inc | 2025-07-31 | Ruud GHE100S-160 | 97 |  |  |  | Pasco School District No 1 | Robert Cuti | Pasco School District | 1901 E Salt Lake | Pasco | 99301 |  | Kennewick | Zone 3 | 2025-09-12 | 504 | 7-Completed | 0
CR25-8.03 | 008789-C-Pasco School Distric | Water Heaters | Domestic Hot Water | Condensing Tank | Minimum 91% AFUE or 91% Thermal Efficiency | 160 | /kBtu/hr in | 9325 | 607.79 | 3.7987 | 480 | COMDHWTSCT-4-1-22 | COM Standard | thm | 10 | 2022-04-01 |  | 3 | EFF 4-1-22 | M&L Supply Co Inc | 2025-07-31 | Ruud GHE100S-160 | 97 |  |  |  | Pasco School District No 1 | Robert Cuti | Pasco School District | 1901 E Salt Lake | Pasco | 99301 |  | Kennewick | Zone 3 | 2025-09-12 | 504 | 7-Completed | 0
CR25-8.03 | 008789-C-Pasco School Distric | Water Heaters | Domestic Hot Water | Condensing Tank | Minimum 91% AFUE or 91% Thermal Efficiency | 160 | /kBtu/hr in | 9325 | 607.79 | 3.7987 | 480 | COMDHWTSCT-4-1-22 | COM Standard | thm | 10 | 2022-04-01 |  | 3 | EFF 4-1-22 | M&L Supply Co Inc | 2025-07-31 | Ruud GHE100S-160 | 97 |  |  |  | Pasco School District No 1 | Robert Cuti | Pasco School District | 1901 E Salt Lake | Pasco | 99301 |  | Kennewick | Zone 3 | 2025-09-12 | 504 | 7-Completed | 0
CR25-8.03 | 008789-C-Pasco School Distric | Water Heaters | Domestic Hot Water | Condensing Tank | Minimum 91% AFUE or 91% Thermal Efficiency | 160 | /kBtu/hr in | 9325 | 607.79 | 3.7987 | 480 | COMDHWTSCT-4-1-22 | COM Standard | thm | 10 | 2022-04-01 |  | 3 | EFF 4-1-22 | M&L Supply Co Inc | 2025-07-31 | Ruud GHE100S-160 | 97 |  |  |  | Pasco School District No 1 | Robert Cuti | Pasco School District | 1901 E Salt Lake | Pasco | 99301 |  | Kennewick | Zone 3 | 2025-09-12 | 504 | 7-Completed | 0
CR25-8.03 | 008786-C-CALICO CUPBOARD OLD | Ovens | Food Service | Energy Star | >= 44% Cooking Efficiency,<= 13,000 Btu/hr Idle Rate | 1 | /oven | 5185 | 649 | 649 | 800 | COMFSOVENREST2-19-19 | COM Standard | thm | 12 | 2019-02-19 |  | 800 | POST 2-19-19 | Bargreen Ellingson | 2025-07-03 | Imperial PCVG-1 | 49 |  |  |  | Calico Cupboard of Anacortes Inc | Brian Farnsworth | CALICO CUPBOARD OLD TOWNE | 901 COMMERCIAL AVE | Anacortes | 98221-4114 | Skagit | Mount Vernon | Zone 1 | 2025-09-12 | 504 | 7-Completed | 0
CR25-8.03 | 008787-C-Legends Casino | Boilers | Boilers | High-Efficiency-Condensing Boiler | Minimum 94% Thermal Efficiency and 300 kBtu/hr input | 1250 | /kBtu/hr in | 132938 | 2625 | 2.1 | 12812.5 | COMBOILERS-3-15-24 | COM Standard | thm | 25 | 2024-03-15 |  | 10.25 | EFF 3-15-24 | Apollo Sheet Metal | 2025-07-31 | Lochinvar FBN1251 | 96 | Less than 80% |  |  | Yakama Nations Legends Casino | Todd Blackman | Legends Casino | 580 FORT RD | Toppenish | 98948-9749 | Yakima | Yakima | Zone 3 | 2025-09-12 | 511 | 7-Completed | 0
CR25-8.03 | 008789-C-Pasco School Distric | Boilers | Boilers | High-Efficiency-Condensing Boiler | Minimum 94% Thermal Efficiency and 300 kBtu/hr input | 1500 | /kBtu/hr in | 38994 | 3150 | 2.1 | 15375 | COMBOILERS-3-15-24 | COM Standard | thm | 25 | 2024-03-15 |  | 10.25 | EFF 3-15-24 | Cole Industrial, Inc. | 2025-07-31 | CB CFC-E-1500 | 95 |  |  |  | Pasco School District No 1 | Robert Cuti | Pasco School District | 1901 E Salt Lake | Pasco | 99301 |  | Kennewick | Zone 3 | 2025-09-12 | 504 | 7-Completed | 0
CR25-8.03 | 008789-C-Pasco School Distric | Boilers | Boilers | High-Efficiency-Condensing Boiler | Minimum 94% Thermal Efficiency and 300 kBtu/hr input | 1500 | /kBtu/hr in | 38994 | 3150 | 2.1 | 15375 | COMBOILERS-3-15-24 | COM Standard | thm | 25 | 2024-03-15 |  | 10.25 | EFF 3-15-24 | Cole Industrial, Inc. | 2025-07-31 | CB CFC-E-1500 | 95 |  |  |  | Pasco School District No 1 | Robert Cuti | Pasco School District | 1901 E Salt Lake | Pasco | 99301 |  | Kennewick | Zone 3 | 2025-09-12 | 504 | 7-Completed | 0
CR25-8.03 | 008785-C-1201 Garden LLC | Insulation | Insulation | Wall Insulation | Tier 2 / Minimum R-19 | 440 | /sq. ft. | 2217 | 83.6 | 0.19 | 880 | COMIWT2-4-1-22 | COM Standard | thm | 30 | 2022-04-01 |  | 2 | EFF 4-1-22 | Coast Insulation | 2025-03-12 |  |  |  | 0 | 23 | 1201 Garden LLC | Brian Farnsworth | 1201 Garden LLC | 1201 N GARDEN ST | Bellingham | 98225-5125 | Whatcom | Bellingham | Zone 1 | 2025-09-12 | 504 | 7-Completed | 0
CR25-8.03 | 008785-C-1201 Garden LLC | Insulation | Insulation | Wall Insulation | Tier 2 / Minimum R-19 | 45 | /sq. ft. | 667 | 8.55 | 0.19 | 90 | COMIWT2-4-1-22 | COM Standard | thm | 30 | 2022-04-01 |  | 2 | EFF 4-1-22 | Coast Insulation | 2025-02-23 |  |  |  | 0 | 21 | 1201 Garden LLC | Brian Farnsworth | 1201 Garden LLC | 1201 N GARDEN ST | Bellingham | 98225-5125 | Whatcom | Bellingham | Zone 1 | 2025-09-12 | 504 | 7-Completed | 0
CR25-8.03 | 008784-C-Living Faith Victory | Windows | Windows | Single pane to .30 or less (not LoadMAP's .50 to .22) per sq ft | 0.30 or less U | 187 | /sq. ft. | 8897 | 91.2 | 0.4877 | 1402.5 | COMWINDOWS-4-1-22 | COM Standard | thm | 45 | 2022-04-01 |  | 7.5 | EFF 4-1-22 | Precision Glass & Hardware | 2025-06-10 | [5 empty] | Living Faith Victory Center | Todd Blackman | Living Faith Victory Center | 3414 Tieton Dr | Yakima | 98902 |  | Yakima | Zone 3 | 2025-09-12 | 504 | 7-Completed | 0
CR25-8.03 | 008784-C-Living Faith Victory | Windows | Windows | Single pane to .22 or less (not LoadMAP's .50 to .22) per sq ft | 0.22 or less U | 115 | /sq. ft. | 5470 | 62.1 | 0.54 | 1035 | COMWINDOW2-4-1-22 | COM Standard | thm | 45 | 2022-04-01 |  | 9 | EFF 4-1-22 | Precision Glass & Hardware | 2025-06-10 | [5 empty] | Living Faith Victory Center | Todd Blackman | Living Faith Victory Center | 3414 Tieton Dr | Yakima | 98902 |  | Yakima | Zone 3 | 2025-09-12 | 504 | 7-Completed | 0
CR25-8.04 | 008788-C-Pasco School Distric | Bonus - HVAC |  | HVAC Bonus |  | 1 |  | 0 | 0 | 0 | 100 | COMHVACBNS2012 | COM Both | thm | 0 |  |  | 100 |  | California Hydronics Corporation | 2025-07-31 | [5 empty] | Pasco School District No 1 | Robert Cuti | Pasco School District | 6091 Burns Rd | Pasco | 99301 |  | Kennewick | Zone 3 | 2025-09-30 | 504 | 7-Completed | 0
CR25-8.04 | 008788-C-Pasco School Distric | Bonus - HVAC |  | HVAC Bonus |  | 1 |  | 0 | 0 | 0 | 100 | COMHVACBNS2012 | COM Both | thm | 0 |  |  | 100 |  | California Hydronics Corporation | 2025-07-31 | [5 empty] | Pasco School District No 1 | Robert Cuti | Pasco School District | 6091 Burns Rd | Pasco | 99301 |  | Kennewick | Zone 3 | 2025-09-30 | 504 | 7-Completed | 0
CR25-8.04 | 008788-C-Pasco School Distric | Bonus - HVAC |  | HVAC Bonus |  | 1 |  | 0 | 0 | 0 | 100 | COMHVACBNS2012 | COM Both | thm | 0 |  |  | 100 |  | California Hydronics Corporation | 2025-07-31 | [5 empty] | Pasco School District No 1 | Robert Cuti | Pasco School District | 6091 Burns Rd | Pasco | 99301 |  | Kennewick | Zone 3 | 2025-09-30 | 504 | 7-Completed | 0
CR25-8.04 | 008788-C-Pasco School Distric | Water Heaters | Domestic Hot Water | Condensing Tank | Minimum 91% AFUE or 91% Thermal Efficiency | 300 | /kBtu/hr in | 13150 | 1139.61 | 3.7987 | 900 | COMDHWTSCT-4-1-22 | COM Standard | thm | 10 | 2022-04-01 |  | 3 | EFF 4-1-22 | Apollo Sheet Metal | 2025-07-31 | AO Smith BTH-300A | 96 |  |  |  | Pasco School District No 1 | Robert Cuti | Pasco School District | 6091 Burns Rd | Pasco | 99301 |  | Kennewick | Zone 3 | 2025-09-30 | 504 | 7-Completed | 0
CR25-8.04 | 008788-C-Pasco School Distric | Water Heaters | Domestic Hot Water | Condensing Tank | Minimum 91% AFUE or 91% Thermal Efficiency | 300 | /kBtu/hr in | 13150 | 1139.61 | 3.7987 | 900 | COMDHWTSCT-4-1-22 | COM Standard | thm | 10 | 2022-04-01 |  | 3 | EFF 4-1-22 | Apollo Sheet Metal | 2025-07-31 | AO Smith BTH-300A | 96 |  |  |  | Pasco School District No 1 | Robert Cuti | Pasco School District | 6091 Burns Rd | Pasco | 99301 |  | Kennewick | Zone 3 | 2025-09-30 | 504 | 7-Completed | 0
CR25-8.04 | 008788-C-Pasco School Distric | Water Heaters | Domestic Hot Water | Condensing Tank | Minimum 91% AFUE or 91% Thermal Efficiency | 300 | /kBtu/hr in | 13150 | 1139.61 | 3.7987 | 900 | COMDHWTSCT-4-1-22 | COM Standard | thm | 10 | 2022-04-01 |  | 3 | EFF 4-1-22 | Apollo Sheet Metal | 2025-07-31 | AO Smith BTH-300A | 96 |  |  |  | Pasco School District No 1 | Robert Cuti | Pasco School District | 6091 Burns Rd | Pasco | 99301 |  | Kennewick | Zone 3 | 2025-09-30 | 504 | 7-Completed | 0
CR25-8.04 | 008788-C-Pasco School Distric | Water Heaters | Domestic Hot Water | Condensing Tank | Minimum 91% AFUE or 91% Thermal Efficiency | 199 | /kBtu/hr in | 12455 | 755.94 | 3.7987 | 597 | COMDHWTSCT-4-1-22 | COM Standard | thm | 10 | 2022-04-01 |  | 3 | EFF 4-1-22 | Apollo Sheet Metal | 2025-07-31 | AO Smith BTH-199A | 95 |  |  |  | Pasco School District No 1 | Robert Cuti | Pasco School District | 6091 Burns Rd | Pasco | 99301 |  | Kennewick | Zone 3 | 2025-09-30 | 504 | 7-Completed | 0
CR25-8.04 | 008788-C-Pasco School Distric | Water Heaters | Domestic Hot Water | Condensing Tank | Minimum 91% AFUE or 91% Thermal Efficiency | 199 | /kBtu/hr in | 12455 | 755.94 | 3.7987 | 597 | COMDHWTSCT-4-1-22 | COM Standard | thm | 10 | 2022-04-01 |  | 3 | EFF 4-1-22 | Apollo Sheet Metal | 2025-07-31 | AO Smith BTH-199A | 95 |  |  |  | Pasco School District No 1 | Robert Cuti | Pasco School District | 6091 Burns Rd | Pasco | 99301 |  | Kennewick | Zone 3 | 2025-09-30 | 504 | 7-Completed | 0
CR25-8.04 | 008788-C-Pasco School Distric | Boilers | Boilers | High-Efficiency-Condensing Boiler | Minimum 94% Thermal Efficiency and 300 kBtu/hr input | 3999 | /kBtu/hr in | 75125 | 8397.9 | 2.1 | 40989.75 | COMBOILERS-3-15-24 | COM Standard | thm | 25 | 2024-03-15 |  | 10.25 | EFF 3-15-24 | California Hydronics Corporation | 2025-07-31 | Crest FBN4001 | 96 |  |  |  | Pasco School District No 1 | Robert Cuti | Pasco School District | 6091 Burns Rd | Pasco | 99301 |  | Kennewick | Zone 3 | 2025-09-30 | 504 | 7-Completed | 0
CR25-8.04 | 008788-C-Pasco School Distric | Boilers | Boilers | High-Efficiency-Condensing Boiler | Minimum 94% Thermal Efficiency and 300 kBtu/hr input | 3999 | /kBtu/hr in | 75125 | 8397.9 | 2.1 | 40989.75 | COMBOILERS-3-15-24 | COM Standard | thm | 25 | 2024-03-15 |  | 10.25 | EFF 3-15-24 | California Hydronics Corporation | 2025-07-31 | Crest FBN4001 | 96 |  |  |  | Pasco School District No 1 | Robert Cuti | Pasco School District | 6091 Burns Rd | Pasco | 99301 |  | Kennewick | Zone 3 | 2025-09-30 | 504 | 7-Completed | 0
CR25-8.04 | 008788-C-Pasco School Distric | Boilers | Boilers | High-Efficiency-Condensing Boiler | Minimum 94% Thermal Efficiency and 300 kBtu/hr input | 3999 | /kBtu/hr in | 75125 | 8397.9 | 2.1 | 40989.75 | COMBOILERS-3-15-24 | COM Standard | thm | 25 | 2024-03-15 |  | 10.25 | EFF 3-15-24 | California Hydronics Corporation | 2025-07-31 | Crest FBN4001 | 96 |  |  |  | Pasco School District No 1 | Robert Cuti | Pasco School District | 6091 Burns Rd | Pasco | 99301 |  | Kennewick | Zone 3 | 2025-09-30 | 504 | 7-Completed | 0
CR25-8.05 | 008790-C-Josephine Caring Com | Bonus - HVAC |  | HVAC Bonus |  | 1 |  | 0 | 0 | 0 | 100 | COMHVACBNS2012 | COM Both | thm | 0 |  |  | 100 |  | Stilly River Mechanical, Inc | 2025-07-03 | [5 empty] | Josephine Caring Community | Brian Farnsworth | Josephine Caring Community | 9901 272ND PL NW | Stanwood | 98292-7449 | Snohomish | Mount Vernon | Zone 1 | 2025-09-12 | 511 | 7-Completed | 0
CR25-8.05 | 008790-C-Josephine Caring Com | Water Heaters | Domestic Hot Water | Condensing Tank | Minimum 91% AFUE or 91% Thermal Efficiency | 800 | /kBtu/hr in | 61148 | 3038.96 | 3.7987 | 2400 | COMDHWTSCT-4-1-22 | COM Standard | thm | 10 | 2022-04-01 |  | 3 | EFF 4-1-22 | Stilly River Mechanical, Inc | 2025-06-09 | Lochinvar AWH0800 | 98 |  |  |  | Josephine Caring Community | Brian Farnsworth | Josephine Caring Community | 9901 272ND PL NW | Stanwood | 98292-7449 | Snohomish | Mount Vernon | Zone 1 | 2025-09-12 | 511 | 7-Completed | 0
CR25-8.05 | 008790-C-Josephine Caring Com | Boilers | Boilers | High-Efficiency-Condensing Boiler | Minimum 94% Thermal Efficiency and 300 kBtu/hr input | 2500 | /kBtu/hr in | 138472 | 5250 | 2.1 | 25625 | COMBOILERS-3-15-24 | COM Standard | thm | 25 | 2024-03-15 |  | 10.25 | EFF 3-15-24 | Stilly River Mechanical, Inc | 2025-07-03 | Crest FCB2500 | 96 |  |  |  | Josephine Caring Community | Brian Farnsworth | Josephine Caring Community | 9901 272ND PL NW | Stanwood | 98292-7449 | Snohomish | Mount Vernon | Zone 1 | 2025-09-12 | 511 | 7-Completed | 0
CR25-9.01 | 008791-C-14th St Building LLC | Bonus - HVAC |  | HVAC Bonus |  | 1 |  | 0 | 0 | 0 | 100 | COMHVACBNS2012 | COM Both | thm | 0 |  |  | 100 |  | Farwest Climate Control | 2025-08-05 | [5 empty] | 14th Street Building LLC | Todd Blackman | 14th St Building LLC | 1915 S 14th St | Union Gap | 98903 |  | Yakima | Zone 3 | 2025-12-19 | 504 | 7-Completed | 0
CR25-9.01 | 008791-C-14th St Building LLC | Furnaces | Furnaces | High-Efficiency Condensing Furnace | Minimum 91% AFUE | 80 | /kBtu/hr in | 10369.35 | 88 | 1.1 | 480 | COMFURNACE3-15-24 | COM Standard | thm | 18 | 2024-03-15 |  | 6 | EFF 3-15-24 | Farwest Climate Control | 2025-08-05 | Ameristar A951X080BU4S | 96 | Less than 90% |  |  | 14th Street Building LLC | Todd Blackman | 14th St Building LLC | 1915 S 14th St | Union Gap | 98903 |  | Yakima | Zone 3 | 2025-12-19 | 504 | 7-Completed | 0
CR25-9.02 | 008793-C-Pettruzzelli Inc | Bonus - HVAC |  | HVAC Bonus |  | 1 |  | 0 | 0 | 0 | 100 | COMHVACBNS2012 | COM Both | thm | 0 |  |  | 100 |  | Handy's Heating, Inc. | 2025-08-06 | [5 empty] | Dominic Pettruzzelli | Brian Farnsworth | Pettruzzelli Inc | 506 MAIN ST | Mount Vernon | 98273-3840 | Skagit | Mount Vernon | Zone 1 | 2025-10-23 | 504 | 7-Completed | 0
CR25-9.02 | 008794-C-Manzana Products Co | Custom DDC Controls | Custom | HVAC Controls Upgrade |  | 1 | /unit | 74950 | 14435 | 0 | 34644 | COMCUSTDDC | COM Custom | thm | 15 |  |  | 0 | Burner control upgrade | NW Industrial Mechanics, Inc. | 2025-09-10 | [5 empty] | Manzana Products Co | Robert Cuti | Manzana Products Co | 1525 S 4th St | Sunnyside | 98944 |  | Yakima | Zone 3 | 2025-10-23 | 505 | 7-Completed | 0
CR25-9.02 | 008793-C-Pettruzzelli Inc | Furnaces | Furnaces | High-Efficiency Condensing Furnace | Minimum 91% AFUE | 120 | /kBtu/hr in | 15557 | 132 | 1.1 | 720 | COMFURNACE3-15-24 | COM Standard | thm | 18 | 2024-03-15 |  | 6 | EFF 3-15-24 | Handy's Heating, Inc. | 2025-08-06 | Coleman Z9ET120D20SMPS1 | 97 |  |  |  | Dominic Pettruzzelli | Brian Farnsworth | Pettruzzelli Inc | 506 MAIN ST | Mount Vernon | 98273-3840 | Skagit | Mount Vernon | Zone 1 | 2025-10-23 | 504 | 7-Completed | 0
CR25-9.03 | 008796-C-Two Hoefs LLC | Bonus - HVAC |  | HVAC Bonus |  | 1 |  | 0 | 0 | 0 | 100 | COMHVACBNS2012 | COM Both | thm | 0 |  |  | 100 |  | Marr's Heating & Air Conditioning Inc | 2025-08-06 | [5 empty] | John Vandehoef | Brian Farnsworth | Two Hoefs LLC | 107 E MAIN ST #C | Everson | 98247 |  | Bellingham | Zone 1 | 2025-12-09 | 504 | 7-Completed | 0
CR25-9.03 | 008798-C-LOWE'S HOME IMPROVEM | Bonus - HVAC |  | HVAC Bonus |  | 1 |  | 0 | 0 | 0 | 100 | COMHVACBNS2012 | COM Both | thm | 0 |  |  | 100 |  | Self | 2025-08-10 | [5 empty] | Lowe's Companies, Inc | Brian Farnsworth | LOWE'S HOME IMPROVEMENT | 4520 ROAD 68 | Pasco | 99301 | Franklin | Kennewick | Zone 3 | 2025-12-09 | 504 | 7-Completed | 0
CR25-9.03 | 008798-C-LOWE'S HOME IMPROVEM | Controls | Controls | Demand Control Ventilation | Meet JUARC Guidelines for DCV RTUs in 5-20 ton | 203 | /ton | 316461 | 2294.73 | 11.3041 | 10150 | COMDCV-3-15-24 | COM Standard | thm | 15 | 2024-03-15 |  | 50 | EFF 3-15-24 | Self | 2025-08-10 | LCM/LGM 036-156 |  |  |  |  | Lowe's Companies, Inc | Brian Farnsworth | LOWE'S HOME IMPROVEMENT | 4520 ROAD 68 | Pasco | 99301 | Franklin | Kennewick | Zone 3 | 2025-12-09 | 504 | 7-Completed | 0
CR25-9.03 | 008796-C-Two Hoefs LLC | Furnaces | Furnaces | High-Efficiency Condensing Furnace | Minimum 91% AFUE | 100 | /kBtu/hr in | 14420 | 110 | 1.1 | 600 | COMFURNACE3-15-24 | COM Standard | thm | 18 | 2024-03-15 |  | 6 | EFF 3-15-24 | Marr's Heating & Air Conditioning Inc | 2025-08-06 | AS S9X1C100D5PSB | 96 | Less than 90% |  |  | John Vandehoef | Brian Farnsworth | Two Hoefs LLC | 107 E MAIN ST #C | Everson | 98247 |  | Bellingham | Zone 1 | 2025-12-09 | 504 | 7-Completed | 0
CR25-9.03 | 008795-C-Manzana Products Co | Custom Heat Recovery | Custom | Custom Heat Recovery System |  | 1 | /unit | 24375 | 22848 | 0 | 24375 | COMCUSTHRC | COM Custom | thm | 20 |  |  | 0 |  | NW Industrial Mechanics, Inc. | 2025-08-15 | [5 empty] | Manzana Products Co | Robert Cuti | Manzana Products Co | 1525 S 4th St | Sunnyside | 98944 |  | Yakima | Zone 3 | 2025-12-09 | 505 | 7-Completed | 0
CR25-9.03 | 008797-C-1ST CHURCH OF CHRIST | Insulation | Insulation | Floor Insulation | Equal to or greater than R-30 Post and equal to or less than R-11 Pre | 6730 | /sq. ft. | 10800 | 376.88 | 0.056 | 8412.5 | COMFLOORINS-4-1-22 | COM Standard | thm | 30 | 2022-04-01 |  | 1.25 | EFF 4-1-22 | Coast Insulation | 2025-04-28 |  |  |  | 0 | 30 | First Church of Christ Scientist | Brian Farnsworth | 1ST CHURCH OF CHRIST SCIENCE | 2700 LAKEWAY DR | Bellingham | 98229-2323 | Whatcom | Bellingham | Zone 1 | 2025-12-09 | 504 | 7-Completed | 0

## Total 2024
| Program Year: | CASCADE NATURAL GAS CORPORATION
| 2024 | COMMERCIAL Program Participant Cost Effectiveness
Measure Mapping | MEASURE | DESCRIPTION | EFFICIENCY TYPE FOR QUALIFICATION | TOTAL PROJECT COUNT | ANNUAL THERM SAVINGS | UNIT | UNITS INSTALLED | TOTAL ANNUAL THERM SAVINGS | MEASURE INCREMENTAL COST | TOTAL INCREMENTAL COST | PARTICIPANT NEBS | TOTAL NET INCREMENTAL COST WITH NEBS | MEASURE LIFE | DISCOUNTED THERM SAVINGS | PROGRAM DELIVERY AND ADMIN | PROGRAM REBATE | CALCULATED REBATE COST | REBATES BASED ON CAPPED INCENTIVES | UTILITY COST | UC W/DELIVERY & ADMIN | LOADED UTILITY BENEFIT TO COST RATIO | TOTAL RESOURCE COST | TRC W/DELIVERY & ADMIN | LOADED SOCIETAL BENEFIT TO COST RATIO
| Boiler | High-Efficiency-Condensing Boiler | High Efficiency Condensing | 1 | 1.35 | kBtu/hr input | 3000 | 4050 | 8.89 | 26670 | 0.75324 | 24410.2726 | 20 | 50216.1653 | 15418.4545 | 6 | 18000 |  | 0.35845 | 0.66549 | 4.7616 | 0.4861 | 0.79315 | 3.6322
| Boiler | High-Efficiency-Condensing Boiler | MINIMUM 91% AFUE & 300KBTU/HR | 9 | 2.1 | kBtu/hr input | 27590 | 57939 | 10.74 | 296316.6 | 1.3239 | 259790.0569 | 25 | 811700.9567 | 220575.2675 | 10 | 275900 |  | 0.3399 | 0.61165 | 5.5256 | 0.32006 | 0.5918 | 5.1912
| Boiler | High-Efficiency-Condensing Boiler | MIN 94% TE & 300 kBtu/hr input | 5 | 2.1 | kBtu/hr input | 5750 | 12075 | 10.74 | 61755 | 1.3239 | 54142.5454 | 25 | 169165.6579 | 45969.8365 | 10.25 | 58937.5 |  | 0.3484 | 0.62015 | 5.4499 | 0.32006 | 0.5918 | 5.1912
| Convection Oven (Restaurant) | Energy Star | Energy Star | 1 | 649 | oven | 2 | 1298 | 900 | 1800 | 257.9775 | 1284.0449 | 12 | 11465.6688 | 4941.5195 | 800 | 1600 |  | 0.13955 | 0.57053 | 3.2561 | 0.11199 | 0.54297 | 3.1107
| Convection Oven (School) | Energy Star | Energy Star | 1 | 141 | oven | 2 | 282 | 900 | 1800 | 56.0475 | 1687.905 | 12 | 2491.0005 | 1073.5813 | 800 | 1600 |  | 0.64231 | 1.0733 | 1.7308 | 0.6776 | 1.1086 | 1.5236
| Domestic Hot Water Tanks - Condensing | Condensing Tank | Min 91% AFUE or 91% TE | 2 | 3.7987 | kBtu/hr input | 1396.8 | 5306.02 | 6.06 | 8464.608 | 1.3161 | 6626.2428 | 10 | 40852.5603 | 20200.155 | 3 | 4190.4 |  | 0.10257 | 0.59704 | 3.0057 | 0.1622 | 0.65666 | 2.4843
| Insulation - Attic - Tier 1 - Min R-30 | Attic Insulation | TIER 1 - MINIMUM R-30 | 9 | 0.31 | sqft | 33805 | 10479.55 | 1.65 | 55778.25 | 0.21299 | 48578.2328 | 30 | 160000.3825 | 39895.9172 | 2 | 67610 |  | 0.42256 | 0.67191 | 5.5307 | 0.30361 | 0.55296 | 6.1095
| Insulation - Attic - Tier 2 - Min R-45 | Attic Insulation | TIER 2 - MINIMUM R-45 | 5 | 0.32 | sqft | 15177 | 4856.64 | 1.63 | 24738.51 | 0.21986 | 21401.7358 | 30 | 74150.5368 | 18489.3538 | 2.5 | 37942.5 |  | 0.5117 | 0.76104 | 4.883 | 0.28863 | 0.53797 | 6.2797
| Insulation - Floor | Floor Insulation | EQUAL OR >R-30 PRE R <R-11 | 2 | 0.056001 | sqft | 5424 | 303.747 | 1.08 | 5857.92 | 0.038475 | 5649.2294 | 30 | 4637.569 | 1156.3727 | 1.25 | 6780 |  | 1.462 | 1.7113 | 2.1715 | 1.2181 | 1.4675 | 2.3021
| Insulation - Pipe - 1.5" | 1.5" Thick Pipe Insulation | RETROFIT FOR T>140F<=200f | 1 | 6 | sqft | 1182 | 7092 | 8 | 9456 | 3.3477 | 5498.9662 | 20 | 87934.085 | 26999.4269 | 14.984 | 17711.088 |  | 0.20141 | 0.50845 | 6.2322 | 0.062535 | 0.36958 | 7.795
| Insulation - Roof - Tier 2 - Min R-30 | Roof Insulation | TIER 2 - MINIMUM R-30 | 4 | 0.35982 | sqft | 195059.5 | 70185.42 | 0.88 | 171652.36 | 0.24721 | 123431.1833 | 30 | 1071581.704 | 267197.7044 | 2 | 390119 |  | 0.36406 | 0.61341 | 6.0582 | 0.11519 | 0.36453 | 9.2675
| Insulation - Wall - Tier 2 - Min R-19 | Wall Insulation | R-19 MINIMUM | 5 | 0.19 | sqft | 20820 | 3955.8 | 2.15 | 44763 | 0.13054 | 42045.1516 | 30 | 60396.6309 | 15059.8326 | 2 | 41640 |  | 0.68944 | 0.93879 | 3.9585 | 0.69615 | 0.9455 | 3.5731
| Radiant Heating | Direct-fired Radiant Heating | Direct-Fired | 1 | 4.33 | kBtu/hr input | 400 | 1732 | 21 | 8400 | 2.2671 | 7493.1694 | 18 | 20151.7912 | 6593.7687 | 15 | 6000 |  | 0.29774 | 0.62495 | 3.4153 | 0.37184 | 0.69904 | 2.7762
| Tankless Water Heater - Tier 2 | Energy Star | TIER 2 - 0.93 EF MINIMUM | 6 | 38 | kBtu/hr input | 192 | 7296 | 137.9 | 26476.8 | 21.2024 | 22405.9429 | 20 | 90463.4918 | 27776.0602 | 150 | 28800 |  | 0.31836 | 0.6254 | 5.0668 | 0.24768 | 0.55472 | 5.1934
| Warm-Air Furnace | High-Efficiency Condensing Furnace | 91% AFUE MINIMUM | 13 | 1.1 | kBtu/hr input | 1732.6 | 1905.86 | 6.72 | 11643.072 | 0.57593 | 10645.2128 | 18 | 22174.6494 | 7255.6582 | 5 | 8663 |  | 0.39067 | 0.71788 | 2.9732 | 0.48006 | 0.80727 | 2.404
| Warm-Air Furnace | High-Efficiency Condensing Furnace | 91% AFUE MINIMUM | 9 | 1.1125 | kBtu/hr input | 5270 | 5863 | 6.72 | 35414.4 | 0.58249 | 32344.6842 | 18 | 68215.9075 | 22320.5922 | 6 | 31620 |  | 0.46353 | 0.79073 | 2.6993 | 0.47415 | 0.80136 | 2.4218
| Windows - Tier 1 | Single pane to 0.30 or less | Single pane to 0.30 or less | 8 | 0.49753 | sqft | 3851.4327 | 1916.22 | 24.31 | 93628.3289 | 0.39448 | 92109.0329 | 45 | 33762.1347 | 7295.099 | 7.5 | 28885.7452 |  | 0.85557 | 1.0716 | 5.1027 | 2.7282 | 2.9442 | 1.6885
| Bonus - HVAC | HVAC Bonus | - | 17 | 0 | unit | 76 | 0 |  | 0 | 0 | 0 |  | 0 | 0 | 100 | 7600 |  | 0 | 0 | - | 0 | 0 | -
| Bonus - Insulation Bundle A | Insulation Bundle A | - | 6 | 0 | unit | 6 | 0 |  | 0 | 0 | 0 |  | 0 | 0 | 500 | 3000 |  | 0 | 0 | - | 0 | 0 | -
| Bonus - Kitchen Bundle B (2 - measures) | Foodservice Bundle B | - | 2 | 0 | unit | 2 | 0 |  | 0 | 0 | 0 |  | 0 | 0 | 300 | 600 |  | 0 | 0 | - | 0 | 0 | -
Custom Measures
008713-C-SKAGIT COUNTY FACILI | Custom DDC Controls |  |  |  | 21415 | unit | 1 | 21415 | 176000 | 176000 | 6213.3578 | 169786.6422 | 8 | 138074.6174 | 59179.7739 |  | 9341 |  | 0.067652 | 0.49626 | 3.5802 | 1.2297 | 1.6583 | 0.97364
008729-C-Longview School Dist | Custom DDC Controls |  |  |  | 6015 | unit | 1 | 6015 | 16800 | 16800 | 1745.1948 | 15054.8052 | 8 | 38782.1071 | 16622.29 |  | 5534 |  | 0.14269 | 0.5713 | 3.1099 | 0.38819 | 0.8168 | 1.9767
008714-C-Longview School District #122 | DDC HVAC Control upgrades |  |  |  | 5410 | unit | 1 | 5410 | 117662 | 117662 | 2516.7107 | 115145.2893 | 15 | 55926.9034 | 14950.3888 |  | 12984 |  | 0.23216 | 0.49948 | 4.0058 | 2.0589 | 2.3262 | 0.78179
008716-C-Longview School Dist | DDC HVAC Control upgrades |  |  |  | 4257 | unit | 1 | 4257 | 78605 | 78605 | 1980.3396 | 76624.6604 | 15 | 44007.5467 | 11764.1045 |  | 10217 |  | 0.23216 | 0.49948 | 4.0058 | 1.7412 | 2.0085 | 0.90545
008678-C-WALMART STORES INC # | custom heat recovery |  |  |  | 12702 | unit | 1 | 12702 | 70000 | 70000 | 5049.046 | 64950.954 | 12 | 112201.0212 | 35101.6338 |  | 16259 |  | 0.14491 | 0.45776 | 4.0583 | 0.57888 | 0.89173 | 1.8941
008702-C-WALMART STORES INC # | custom heat recovery |  |  |  | 12702 | unit | 1 | 12702 | 70000 | 70000 | 5049.046 | 64950.954 | 12 | 112201.0212 | 35101.6338 |  | 16259 |  | 0.14491 | 0.45776 | 4.0583 | 0.57888 | 0.89173 | 1.8941
008703-C-WALMART STORES INC # | custom heat recovery |  |  |  | 12702 | unit | 1 | 12702 | 70000 | 70000 | 5049.046 | 64950.954 | 12 | 112201.0212 | 35101.6338 |  | 16259 |  | 0.14491 | 0.45776 | 4.0583 | 0.57888 | 0.89173 | 1.8941
008745-C-LV SCH DIST #122-R A | custom heat recovery |  |  |  | 3447 | unit | 1 | 3447 | 30200 | 30200 | 1603.5308 | 28596.4692 | 15 | 35634.0177 | 9525.6914 |  | 11720 |  | 0.3289 | 0.59622 | 3.3559 | 0.8025 | 1.0698 | 1.6999
008667-C-WALMART STORES INC #2476 | custom heat recovery |  |  |  | 11505 | unit | 1 | 11505 | 70000 | 70000 | 4573.2384 | 65426.7616 | 12 | 101627.5192 | 31793.7566 |  | 14726 |  | 0.1449 | 0.45775 | 4.0584 | 0.64379 | 0.95664 | 1.7656
008668-C-WALMART STORES INC #3380 | custom heat recovery |  |  |  | 11307 | unit | 1 | 11307 | 70000 | 70000 | 4494.5333 | 65505.4667 | 12 | 99878.5188 | 31246.589 |  | 14473 |  | 0.14491 | 0.45775 | 4.0583 | 0.65585 | 0.9687 | 1.7436
008669-C-WALMART STORES INC #2325 | custom heat recovery |  |  |  | 13405 | unit | 1 | 13405 | 70000 | 70000 | 5328.4885 | 64671.5115 | 12 | 118410.8557 | 37044.3553 |  | 17158 |  | 0.1449 | 0.45775 | 4.0583 | 0.54616 | 0.85901 | 1.9663
008670-C-WALMART STORES INC #5272 | custom heat recovery |  |  |  | 13405 | unit | 1 | 13405 | 70000 | 70000 | 5328.4885 | 64671.5115 | 12 | 118410.8557 | 37044.3553 |  | 17158 |  | 0.1449 | 0.45775 | 4.0583 | 0.54616 | 0.85901 | 1.9663
008671-C-WALMART STORES INC #3261 | custom heat recovery |  |  |  | 11307 | unit | 1 | 11307 | 70000 | 70000 | 4494.5333 | 65505.4667 | 12 | 99878.5188 | 31246.589 |  | 14473 |  | 0.14491 | 0.45775 | 4.0583 | 0.65585 | 0.9687 | 1.7436
008672-C-WALMART STORES INC #5078 | custom heat recovery |  |  |  | 11682 | unit | 1 | 11682 | 70000 | 70000 | 4643.5959 | 65356.4041 | 12 | 103191.0195 | 32282.8914 |  | 14953 |  | 0.14491 | 0.45775 | 4.0583 | 0.63335 | 0.9462 | 1.7851
008679-C-SAFEWAY STORE #2637 | custom other |  |  |  | 15552 | unit | 1 | 15552 | 160382 | 160382 | 6181.9212 | 154200.0788 | 12 | 137376.0259 | 42977.5318 |  | 19907 |  | 0.14491 | 0.45775 | 4.0583 | 1.1225 | 1.4353 | 1.1768
008720-C-SAFEWAY STORE #1522 | custom other |  |  |  | 8134 | unit | 1 | 8134 | 137327 | 137327 | 3233.2656 | 134093.7344 | 12 | 71850.3469 | 22478.0892 |  | 17439 |  | 0.24271 | 0.55556 | 3.3438 | 1.8663 | 2.1791 | 0.7751
008736-C-The Kroger Co | custom other |  |  |  | 5555 | unit | 1 | 5555 | 42240 | 42240 | 2208.1129 | 40031.8871 | 12 | 49069.1759 | 15351.0924 |  | 11910 |  | 0.24272 | 0.55556 | 3.3438 | 0.81583 | 1.1287 | 1.4965
TOTAL PROGRAM |  |  |  | 107 |  |  |  | 377038.257 |  | 2273830.8489 |  | 2079067.1596 | 19.1955 | 4328081.9844 | 1247031 |  | 1274732.0033 |  | 0.29453 | 0.58265 | 5.6521 | 0.48037 | 0.76849 | 3.8961
| Nominal interest rate (post tax cost of cap.) | 5.06% | [6 empty] | non-energy | 194763.6893 | [6 empty] | 1274732
| Inflation rate | 2% | [14 empty] | 0.00325
| Long term real discount rate | 5.06%
| Total 2024 Program Admin. | 1247031
| Custom Admin. | 498812.4
| Prescriptive Admin. | 748218.6
766935

## Projects.24 (hidden)
Parent Project | Parent Site | Address 1 (Parent Site) (Sites) | Account Number (Parent Site) (Sites) | Premise (Parent Site) (Sites) | Project Description (Parent Project) (Project) | Client Invoice Number (Parent Project) (Project) | Actual End 1 | Actual Inc Amt | Current Savings Thm (Parent Project) (Project) | Payee Company
008680-C-Louis Auto Glass | Louis Auto Glass | 1512 N STATE ST | 7037400000 | 7037400189 | Attic & wall Insulation bundle | CR24-2.01 | 2024-04-11 | 10962 | 1581.29 | Yakima County
008707-C-BURLINGTON LITTLE SC | BURLINGTON LITTLE SCHOOL | 207 S GARDNER RD | 2514100000 | 2514100811 | Attic insulation | CR24-6.02 | 2024-07-29 | 11500 | 1472 | Corix DE Systems (Washington) LLC
008709-C-Baylii Branding | Baylii Branding | 901 Cleveland Ave | 9428819783 | 9231300840 | Attic insulation | CR24-7.01 | 2024-08-05 | 3504 | 543.12 | Terry Walters
008731-C-ANACORTES BREWING CO | ANACORTES BREWING CO LLC | 314 COMMERCIAL AVE | 3217189171 | 4508000544 | Attic insulation | CR24-11.03 | 2024-12-12 | 9790 | 1253.12 | Terry Walters
008686-C-West Coast Oriental | West Coast Oriental Market LLC | 4064 MERIDIAN ST | 5352830570 | 1148600985 | Attic insulation - tier 1 | CR24-3.02 | 2024-04-11 | 5160 | 799.8 | Whatcom County Association of Realtors
008687-C-SQUALICUM YACHT CLUB | SQUALICUM YACHT CLUB | 2633 S HARBOR LOOP DR | 6451600000 | 6451600150 | Attic insulation - tier 1 | CR24-3.02 | 2024-04-11 | 2176 | 337.28 | Walmart
008748-C-KETELSEN CONSTRUCTIO | KETELSEN CONSTRUCTION | 2926 MELROSE ST | 7873910000 | 7873910985 | Attic insulation - tier 2 | CR24-12.03 | 2024-12-23 | 4200 | 537.6 | Taper
008721-C-The Salvation Army | The Salvation Army | 3001 R AVE STE 106 | 6799528082 | 3742000851 | Attic insulation bundle | CR24-9.01 | 2024-11-01 | 7680 | 991.4 | Louis Auto Glass
008659-C-Whatcom County Assoc. of Realtors (WCAR) | Whatcom County Assoc. of Realtors (WCAR) | 3317 NORTHWEST AVE | 4250700000 | 4250700799 | Attic insulation R-49 | CR24-1.03 | 2024-02-08 | 1764 | 273.42 | John Friesen
008675-C-Bellingham Waterfron | Bellingham Waterfront District Energy Utility | 105 W Laurel St | 6680974024 | 1089083767 | Boiler | CR24-1.01 | 2024-02-12 | 19990 | 4197.9 | Zirkle Fruit Company
008685-C-Josephine Caring Com | Josephine Caring Community | 9901 272ND PL NW | 9294400000 | 9294400038 | Boiler | CR24-3.02 | 2024-04-11 | 25000 | 5250 | GV Lot 2, LLC
008699-C-Bellingham Waterfron | Bellingham Waterfront District Energy Utility | 105 W Laurel St | 6680974024 | 1089083767 | Boiler | CR24-5.02 | 2024-06-06 | 19990 | 4197.9 | Squalicum Yacht Club
008724-C-YAKIMA SCHOOL DIST # | YAKIMA SCHOOL DIST #7 | 1114 W PIERCE ST | 3477120000 | 3477120259 | Boiler & bonus | CR24-10.01 | 2024-11-01 | 5225 | 1050 | Central Lutheran Church
008728-C-Yakima Valley Colleg | Yakima Valley College | 1015 S 16TH AVE #NORTH BOILER | 2787120000 | 2787120303 | Boiler bundle | CR24-10.03 | 2024-11-22 | 20700 | 4200 | Josephine Caring Community
008739-C-WHATCOM COMMUNITY CO | WHATCOM COMMUNITY COLLEGE | 230 W KELLOGG RD | 7388600000 | 7388600343 | Boiler bundle | CR24-11.04 | 2024-12-16 | 10350 | 2100 | West Coast Oriental Market LLC
008741-C-La Conner School Dis | La Conner School District | 305 N 6th St | 7765200000 | 8006200361 | Boiler bundle | CR24-12.01 | 2024-12-23 | 10350 | 2100 | Squalicum Yacht Club
008730-C-Sunnyside School Dis | Sunnyside School District #201 | 810 S 16TH ST | 9323510000 | 9323510809 | Boiler, condensing HWH, and insulation | CR24-11.02 | 2024-12-06 | 48306.5 | 11596.36 | John J Miller MD PS
008673-C-JUVENILE JUSTICE CEN | JUVENILE JUSTICE CENTER #107 | 1728 JEROME AVE | 1830120000 | 1830120837 | Boilers | CR24-1.01 | 2024-02-12 | 18000 | 4050 | Red Brick Management LLC
008697-C-The Church of Jesus | The Church of Jesus Christ of Latter Day Saints | 401 Yonezawa Blvd | 6015935715 | 1673028528 | Boilers | CR24-5.01 | 2024-05-21 | 30000 | 6300 | Red Brick Management LLC
008705-C-THE ENSIGN GROUP INC | THE ENSIGN GROUP INC | 1710 PLAZA WAY | 3196810000 | 3196810006 | Boilers | CR24-6.01 | 2024-06-28 | 6020 | 1264.2 | Arrow Insulation, Inc
008710-C-City of Lynden | City of Lynden | 203 19TH ST | 9311900000 | 9311900079 | Boilers | CR24-7.01 | 2024-08-05 | 4900 | 1029 | City of Pasco
008734-C-YAKIMA SCHOOL DIST # | YAKIMA SCHOOL DIST #7 | 510 S 9TH ST | 3477120000 | 3477120071 | Boilers | CR24-12.01 | 2024-12-23 | 25000 | 5250 | Walla Walla Catholic Schools
008735-C-YAKIMA SCHOOL DIST # | YAKIMA SCHOOL DIST #7 | 410 S 19TH AVE | 3477120000 | 3477120355 | Boilers | CR24-12.02 | 2024-12-23 | 25000 | 5250 | David Maritz
008711-C-Local Bounti LLC | Local Bounti LLC | 950 S Elm St | 5683279924 | 3098930441 | Boilers & tankless HWH tier 2 | CR24-7.02 | 2024-08-20 | 123600 | 26112 | Coin Street Laundry
008696-C-COURT STREET LAUNDRY | COURT STREET LAUNDRY | 1501 W COURT ST | 7007610000 | 7007610875 | Condensing HWHs | CR24-4.02 | 2024-05-09 | 1199.4 | 1518.72 | The Church of Jesus Christ of Latter Day Saints
008693-C-City of Pasco | City of Pasco | 3624 Road 100 | 530896357 | 6275474194 | Condensing water heater & radiant heat | CR24-4.02 | 2024-05-09 | 6597 | 2487.94 | United Methodist Church
008714-C-Longview School District #122 | Longview School District #122 | 2745 38TH AVE | 9405410000 | 9405410097 | DDC HVAC Control upgrades | CR24-8.02 | 2024-09-17 | 12984 | 5410 | Nooksack Valley Baptist Church
008716-C-Longview School Dist | Longview School District #122 | 2821 PARKVIEW DR | 2194410000 | 2194410958 | DDC HVAC Control Upgrades | CR24-8.02 | 2024-09-17 | 10217 | 4257 | Corix DE Systems (Washington) LLC
008729-C-Longview School Dist | Longview School District #122 | 2210 OLYMPIA WAY | 3394410000 | 3394410986 | DDC HVAC Control Upgrades | CR24-10.03 | 2024-11-22 | 5534 | 6015 | Whitman College Trust
008713-C-SKAGIT COUNTY FACILI | SKAGIT COUNTY FACILITIES MGMT | 201 Suzanne Ln | 3618887700 | 6548223777 | DDC HVAC Controls Upgrade | CR24-8.01 | 2024-09-11 | 9341 | 21415 | Walmart
008738-C-Indulge Bakery | Indulge Bakery | 1501 PARKER WAY # 101 | 4875071490 | 8290300490 | Double rack oven | CR24-11.04 | 2024-12-16 | 1900 | 1298 | Walmart
008733-C-ORCHARD TERRACE COND | ORCHARD TERRACE CONDOS | 901 N FOREST ST | 9809700000 | 9809700499 | Floor insulation | CR24-11.03 | 2024-12-12 | 3780 | 169.34 | Park Manor Rehab Center
008691-C-Acme Diner LLC | Acme Diner LLC | 2045 VALLEY HWY | 685386825 | 1365900063 | Floor insulation bundle | CR24-4.02 | 2024-05-09 | 3500 | 134.4 | Park Manor Rehab Center
008688-C-Dr John J Miller | Dr John J Miller | 1220 BASICH BLVD STE B | 6759205086 | 8599310536 | Gas furnace | CR24-4.01 | 2024-05-09 | 500 | 110 | DASH Properties, LLC
008689-C-Red Brick Management | Red Brick Management LLC | 7535 W KENNEWICK AVE STE A | 7354818022 | 1429510061 | Gas furnace | CR24-4.01 | 2024-05-09 | 420 | 92.4 | Burlington Little School
008690-C-Red Brick Management | Red Brick Management LLC | 7535 W KENNEWICK AVE STE G | 9753894782 | 5429510065 | Gas furnace | CR24-4.01 | 2024-05-09 | 490 | 107.8 | Holy Rosary Church
008694-C-WALLA WALLA CATHOLIC | WALLA WALLA CATHOLIC SCHOOLS | 919 E SUMACH ST | 201463689 | 6384910908 | Gas furnace | CR24-4.02 | 2024-05-09 | 1060 | 233.2 | Baylii LLC
008695-C-Maritz, David | Maritz, David | 3 W NORTH CAMANO DR | 9127400000 | 9127400111 | Gas furnace | CR24-4.02 | 2024-05-09 | 400 | 88 | City of Lynden
008698-C-UNITED METHODIST CHU | UNITED METHODIST CHURCH | 401 E SPRUCE AVE | 8671410000 | 8671410091 | Gas furnace | CR24-5.01 | 2024-05-21 | 200 | 44 | Local Bounti Corporation
008700-C-NOOKSACK VALLEY BAPT | NOOKSACK VALLEY BAPTIST CHURCH | 1208 E MAIN ST # A | 2683900000 | 2683900544 | Gas furnace | CR24-5.01 | 2024-05-21 | 400 | 88 | Andrew Barber
008708-C-HOLY ROSARY CHURCH | HOLY ROSARY CHURCH | 201 N ILER ST | 8248120000 | 8248120967 | Gas furnace | CR24-6.02 | 2024-07-29 | 1000 | 220 | County of Skagit
008712-C-FAIRHAVEN VISION CLI | FAIRHAVEN VISION CLINIC LLC | 1207 OLD FAIRHAVEN PKWY | 6983600000 | 6983600209 | Gas furnace | CR24-8.01 | 2024-09-11 | 400 | 88 | Longview School District #122
008723-C-De Martini Holdings | De Martini Holdings LLC | 2100 Iron St | 986419062 | 3477400528 | Gas furnace bundle | CR24-10.01 | 2024-11-01 | 460 | 66 | Hawthorn Construction Group LLC
008725-C-Riverside Health Clu | Riverside Health Club | 331 PACIFIC PL | 3927200000 | 3927200318 | Gas furnace bundle | CR24-10.01 | 2024-11-01 | 700 | 110 | Longview School District #122
008722-C-WOODLAND SCHOOL DIST | WOODLAND SCHOOL DIST #404 | 755 PARK ST BLD- D,E,F,G | 8456410000 | 8456410337 | Gas furnace bundle | CR24-10.02 | 2024-11-26 | 25500 | 4488 | Anacortes Lutheran Church
008727-C-Living Faith Victory | Living Faith Victory Center | 3414 Tieton Dr | 9577020000 | 4659120003 | Gas furnace bundle | CR24-10.03 | 2024-11-22 | 3380 | 528 | Taper
008737-C-TAIT HOUSE LLC | TAIT HOUSE LLC | 1015 DUPONT ST | 9515500000 | 9515500583 | Gas furnace bundle | CR24-11.04 | 2024-12-16 | 520 | 77 | The Salvation Army
008740-C-NORTH COAST ELECTRIC | NORTH COAST ELECTRIC | 1836 RACINE ST | 9104500000 | 9104500695 | Gas furnace bundle | CR24-11.04 | 2024-12-16 | 1040 | 154 | Marr's Heating & AC Inc
008742-C-UNLIMITED SERVICE | UNLIMITED SERVICE | 1515 N FOREST ST | 9037400000 | 9037400191 | Gas furnace bundle | CR24-12.03 | 2024-12-23 | 700 | 110 | Yakima School District
008744-C-THE VALLEY CALVARY C | THE VALLEY CALVARY CHAPEL | 13743 AVON ALLEN RD | 7570912888 | 6738200217 | Gas furnace bundle | CR24-12.03 | 2024-12-23 | 700 | 110 | Soli Deo Gloria
008676-C-Walters Warehouse (2 | Walters Warehouse (2009) | 2009 Masonry Way #101 | 2438937034 | 5074470540 | Gas furnaces | CR24-1.01 | 2024-02-12 | 1000 | 220 | Woodland School District #404
008677-C-Walters Warehouse (2 | Walters Warehouse (2005) | 2005 Masonry Way #101 | 7192750199 | 3506785086 | Gas furnaces | CR24-1.02 | 2024-02-12 | 1900 | 418 | Living Faith Victory Center
008719-C-ANACORTES LUTHERAN C | ANACORTES LUTHERAN CHURCH | 2100 O AVE | 6882000000 | 6882000184 | Gas furnaces & bonus | CR24-9.01 | 2024-11-01 | 1400 | 220 | Yakima Valley College
008745-C-LV SCH DIST #122-R A | LONGVIEW SCHOOL DIST #122 | 2903 NICHOLS BLVD | 9494410000 | 9494410002 | HRU-1 upgrades | CR24-12.03 | 2024-12-23 | 11720 | 3447 | Longview School District #122
008702-C-WALMART STORES INC # | WALMART STORES INC #5853 | 3715 OCEAN BEACH HWY | 3823615607 | 4494410996 | Longview - Refrigeration heat reclamation to ventilation air | CR24-5.03 | 2024-06-28 | 16259 | 12702 | New Beginnings
008751-C-City of Lynden | City of Lynden | 203 19TH ST | 9311900000 | 9311900079 | Missed bonus for boilers on 008710-C | CR24-12.05 | 2025-01-06 | 200 | 0 | County of Yakima Sunnyside School District 201
008750-C-HOLY ROSARY CHURCH | HOLY ROSARY CHURCH | 201 N ILER ST | 8248120000 | 8248120967 | Missed bonus for gas furnace on 008708-C | CR24-12.05 | 2025-01-06 | 200 | 0 | Anacortes Land Holding Company, LLC
008752-C-FAIRHAVEN VISION CLI | FAIRHAVEN VISION CLINIC LLC | 1207 OLD FAIRHAVEN PKWY | 6983600000 | 6983600209 | Missed bonus for gas furnace on 008712-C | CR24-12.05 | 2025-01-06 | 100 | 0 | Orchard Terrace Condominium Association
008732-C-ORCHARD TERRACE COND | ORCHARD TERRACE CONDOS | 901 N FOREST ST | 9809700000 | 9809700499 | Pipe insulation | CR24-11.03 | 2024-12-12 | 17711.41 | 7092 | CAZ Construction
008703-C-WALMART STORES INC # | WALMART STORES INC #2469 | 540 7TH AVE | 3294410000 | 3294410973 | Port Orchard - Refrigeration heat reclamation to ventilation air | CR24-5.03 | 2024-06-28 | 16259 | 12702 | CLEAResult Consulting Inc
008679-C-SAFEWAY STORE #2637 | SAFEWAY STORE #2637 | 411 THREE RIVERS DR | 695410000 | 695410833 | Refrigerated case doors | CR24-2.01 | 2024-04-11 | 19907 | 15552 | Tait House LLC
008720-C-SAFEWAY STORE #1522 | SAFEWAY STORE #1522 | 20500 OLYMPIC PL NE | 300200000 | 300200619 | Refrigerated case doors | CR24-9.01 | 2024-11-01 | 17439 | 8134 | Indulge Bakery LLC
008736-C-The Kroger Co | The Kroger Co | 301 E WALLACE KNEELAND BLVD STE 200 | 8432210000 | 8432210914 | Refrigerated case doors | CR24-11.04 | 2024-12-16 | 11910 | 5555 | Whatcom Community College
008747-C-CITY OF LONGVIEW | CITY OF LONGVIEW | 254 OREGON WAY # B | 3992410000 | 3992410178 | Roof insulation - tier 2 | CR24-12.03 | 2024-12-23 | 16093 | 2896.74 | Marr's Heating & AC Inc
008746-C-Chipotle Mexican Gri | Chipotle Mexican Grill | 1700 Commercial Ave | 7904169213 | 8514000233 | Tankless HWH - tier 2 | CR24-12.04 | 2025-01-06 | 1800 | 456 | Yakima School District
008704-C-THE ENSIGN GROUP INC | THE ENSIGN GROUP INC | 1710 PLAZA WAY | 3196810000 | 3196810006 | Tankless HWH tier 2 | CR24-6.01 | 2024-06-28 | 3600 | 912 | La Conner School District
008715-C-Kennewick Retirement | Kennewick Retirement Residence LLC | 4704 W Hildebrand Blvd | 7995372205 | 5733713565 | Tankless HWH tier 2 | CR24-8.02 | 2024-09-17 | 16200 | 4104 | Yakima School District
008681-C-Zirkle Fruit Company | Zirkle Fruit Company | 352 HARRISON RD | 6408120000 | 6408120545 | Tankless tier 2 | CR24-2.02 | 2024-04-11 | 1800 | 456 | Living Faith Victory Center
008682-C-GV Lot 2, LLC | GV Lot 2, LLC | 6920 Salashan Pkwy Ste E208 | 2876695277 | 3126620000 | Wall insulation - tier 2 | CR24-3.01 | 2024-04-11 | 15860 | 1506.7 | Unlimited Service Inc
008749-C-Industrial Resources | Industrial Resources Inc | 13576 Bayview Edison Rd | 7061693360 | 8716200499 | Wall insulation - tier 2 | CR24-12.04 | 2025-01-06 | 23376 | 2220.72 | The Valley Calvary Chapel
008743-C-Living Faith Victory | Living Faith Victory Center | 3414 Tieton Dr | 9577020000 | 4659120003 | Window & Insulation bundle | CR24-12.02 | 2024-12-23 | 24457 | 3615.38 | Longview School District #122
008674-C-Friesen, John H | Friesen, John H | 1011 HIGH ST | 1508731501 | 5809700495 | Windows - tier 1 | CR24-2.02 | 2024-04-11 | 13259.25 | 862.2 | City of Longview
008683-C-SQUALICUM YACHT CLUB | SQUALICUM YACHT CLUB | 2633 S HARBOR LOOP DR | 6451600000 | 6451600150 | Windows - tier 1 | CR24-3.01 | 2024-04-11 | 250.73 | 16.31 | Ketelsen Construction
008684-C-CENTRAL LUTHERAN CHU | CENTRAL LUTHERAN CHURCH | 1604 W YAKIMA AVE | 1572120000 | 1572120897 | Windows - tier 1 | CR24-3.02 | 2024-04-11 | 4594.05 | 298.74 | Engie Insight Services, Inc
008701-C-MARDIS MANOR | MARDIS MANOR | 433 WASHINGTON ST | 7589810000 | 7589810492 | Windows - tier 1 | CR24-5.03 | 2024-06-28 | 510 | 33.16 | Industrial Resources Inc
008706-C-DASH PROPERTIES LLC | DASH PROPERTIES LLC | 819 BAY ST | 7290010000 | 7290010674 | Windows - Tier 1 | CR24-6.01 | 2024-06-28 | 268.37 | 17.45 | Holy Rosary Church
008726-C-New Beginnings Thrif | New Beginnings Thrift Store | 1016 LEE BLVD | 206702009 | 499710908 | Windows - tier 1 | CR24-11.01 | 2024-11-22 | 5803.36 | 377.38 | City of Lynden
008678-C-WALMART STORES INC # | WALMART STORES INC #3742 | 1486 DIKE ACCESS RD | 6167013767 | 3637720000 | Woodland - Refrigeration heat reclamation to ventilation air | CR24-2.01 | 2024-04-11 | 16259 | 12702 | Andrew Barber

## APP 2885
CASCADE NATURAL GAS CORPORATION
INTEGRATED RESOURCE PLAN
PORTFOLIO COST APPENDIX 1 TABLE H
45 YEAR RESOURCE SUMMARY COSTS - MELDED COST PER THERM
| YEAR | IRP ANNUAL | NOMINAL | PV OF | NON | PORTFOLIO
|  | PORTFOLIO | COST | RESOURCE | ENERGY | COSTS WITH
|  | COST PER | PER | PORTFOLIO | BENEFIT | CONSERVATION
|  | THERM (PV)* | THERM | COST/THERM |  | CREDIT
2023 | 1 | 1.31 | 1.31 | 1.31 | 10% | 1.4464
2024 | 2 | 1.19 | 1.25 | 2.56 | 10% | 2.8214
2025 | 3 | 0.98 | 1.08 | 3.64 | 10% | 4.0084
2026 | 4 | 0.82 | 0.95 | 4.6 | 10% | 5.0564
2027 | 5 | 0.85 | 1.03 | 5.63 | 10% | 6.1889
2028 | 6 | 0.79 | 1.01 | 6.64 | 10% | 7.3028
2029 | 7 | 0.81 | 1.09 | 7.72 | 10% | 8.4963
2030 | 8 | 1.9 | 2.69 | 10.41 | 10% | 11.4553
2031 | 9 | 0.75 | 1.11 | 11.52 | 10% | 12.6732
2032 | 10 | 0.67 | 1.04 | 12.56 | 10% | 13.8164
2033 | 11 | 0.73 | 1.2 | 13.76 | 10% | 15.1328
2034 | 12 | 0.67 | 1.16 | 14.92 | 10% | 16.4097
2035 | 13 | 0.65 | 1.18 | 16.1 | 10% | 17.7063
2036 | 14 | 0.83 | 1.58 | 17.67 | 10% | 19.4405
2037 | 15 | 0.57 | 1.13 | 18.8 | 10% | 20.684
2038 | 16 | 0.6 | 1.25 | 20.06 | 10% | 22.0623
2039 | 17 | 0.57 | 1.26 | 21.31 | 10% | 23.445
2040 | 18 | 0.55 | 1.26 | 22.58 | 10% | 24.8337
2041 | 19 | 4.85 | 11.79 | 34.37 | 10% | 37.8032
2042 | 20 | 0.53 | 1.35 | 35.72 | 10% | 39.29
2043 | 21 | 0.52 | 1.39 | 37.1 | 10% | 40.8141
2044 | 22 | 0.5 | 1.42 | 38.53 | 10% | 42.3786
2045 | 23 | 0.49 | 1.46 | 39.99 | 10% | 43.9869
2046 | 24 | 0.48 | 1.5 | 41.49 | 10% | 45.6424
2047 | 25 | 0.47 | 1.55 | 43.04 | 10% | 47.3483
2048 | 26 | 0.47 | 1.6 | 44.64 | 10% | 49.1077
2049 | 27 | 0.46 | 1.65 | 46.29 | 10% | 50.9237
2050 | 28 | 0.45 | 1.7 | 48 | 10% | 52.799
2051 | 29 | 0.44 | 1.76 | 49.76 | 10% | 54.7363
2052 | 30 | 0.43 | 1.82 | 51.58 | 10% | 56.7379
2053 | 31 | 0.43 | 1.88 | 53.46 | 10% | 58.8066
2054 | 32 | 0.42 | 1.94 | 55.4 | 10% | 60.9448
2055 | 33 | 0.41 | 2.01 | 57.41 | 10% | 63.1551
2056 | 34 | 0.41 | 2.08 | 59.49 | 10% | 65.44
2057 | 35 | 0.4 | 2.15 | 61.64 | 10% | 67.8025
2058 | 36 | 0.39 | 2.22 | 63.86 | 10% | 70.2454
2059 | 37 | 0.39 | 2.3 | 66.16 | 10% | 72.7713
2060 | 38 | 0.38 | 2.37 | 68.53 | 10% | 75.3833
2061 | 39 | 0.38 | 2.46 | 70.99 | 10% | 78.0844
2062 | 40 | 0.37 | 2.54 | 73.53 | 10% | 80.8778
2063 | 41 | 0.36 | 2.63 | 76.15 | 10% | 83.7668
2064 | 42 | 0.36 | 2.72 | 78.87 | 10% | 86.7546
2065 | 43 | 0.35 | 2.81 | 81.68 | 10% | 89.8446
2066 | 44 | 0.35 | 2.91 | 84.58 | 10% | 93.0405
2067 | 45 | 0.34 | 3 | 87.59 | 10% | 96.3459
2068 | 46 | 0.34 | 3 | 90.59 | 10% | 99.6512
2069 | 47 | 0.34 | 3 | 93.6 | 10% | 102.9566
2070 | 48 | 0.34 | 3 | 96.6 | 10% | 106.2619
2071 | 49 | 0.34 | 3 | 99.61 | 10% | 109.5672
2072 | 50 | 0.34 | 3 | 102.61 | 10% | 112.8726
Cascade's Long Term Real Discount Rate: |  |  |  | 5.06%
|  | IRP Discount Rate = |  | 5.06%
|  | Revised Discount Rate= |  | 4.17%
|  | Years 21-45 Escalation = |  | 2% | (EIA Inflation Rate)

## Sheet12 (hidden)
Parent Project | Parent Site | Address 1 (Parent Site) (Sites) | Account Number (Parent Site) (Sites) | Premise (Parent Site) (Sites) | Project Description (Parent Project) (Project) | Client Invoice Number (Parent Project) (Project) | Actual End 1 | Actual Inc Amt | Current Savings Thm (Parent Project) (Project) | Payee Company
008680-C-Louis Auto Glass | Louis Auto Glass | 1512 N STATE ST | 7037400000 | 7037400189 | Attic & wall Insulation bundle | CR24-2.01 | 45393 | 10962 | 1581.29 | Yakima County
008707-C-BURLINGTON LITTLE SC | BURLINGTON LITTLE SCHOOL | 207 S GARDNER RD | 2514100000 | 2514100811 | Attic insulation | CR24-6.02 | 45502 | 11500 | 1472 | Corix DE Systems (Washington) LLC
008709-C-Baylii Branding | Baylii Branding | 901 Cleveland Ave | 9428819783 | 9231300840 | Attic insulation | CR24-7.01 | 45509 | 3504 | 543.12 | Terry Walters
008731-C-ANACORTES BREWING CO | ANACORTES BREWING CO LLC | 314 COMMERCIAL AVE | 3217189171 | 4508000544 | Attic insulation | CR24-11.03 | 45638 | 9790 | 1253.12 | Terry Walters
008686-C-West Coast Oriental | West Coast Oriental Market LLC | 4064 MERIDIAN ST | 5352830570 | 1148600985 | Attic insulation - tier 1 | CR24-3.02 | 45393 | 5160 | 799.8 | Whatcom County Association of Realtors
008687-C-SQUALICUM YACHT CLUB | SQUALICUM YACHT CLUB | 2633 S HARBOR LOOP DR | 6451600000 | 6451600150 | Attic insulation - tier 1 | CR24-3.02 | 45393 | 2176 | 337.28 | Walmart
008748-C-KETELSEN CONSTRUCTIO | KETELSEN CONSTRUCTION | 2926 MELROSE ST | 7873910000 | 7873910985 | Attic insulation - tier 2 | CR24-12.03 | 45649 | 4200 | 537.6 | Taper
008721-C-The Salvation Army | The Salvation Army | 3001 R AVE STE 106 | 6799528082 | 3742000851 | Attic insulation bundle | CR24-9.01 | 45597 | 7680 | 991.4 | Louis Auto Glass
008659-C-Whatcom County Assoc. of Realtors (WCAR) | Whatcom County Assoc. of Realtors (WCAR) | 3317 NORTHWEST AVE | 4250700000 | 4250700799 | Attic insulation R-49 | CR24-1.03 | 45330 | 1764 | 273.42 | John Friesen
008675-C-Bellingham Waterfron | Bellingham Waterfront District Energy Utility | 105 W Laurel St | 6680974024 | 1089083767 | Boiler | CR24-1.01 | 45334 | 19990 | 4197.9 | Zirkle Fruit Company
008685-C-Josephine Caring Com | Josephine Caring Community | 9901 272ND PL NW | 9294400000 | 9294400038 | Boiler | CR24-3.02 | 45393 | 25000 | 5250 | GV Lot 2, LLC
008699-C-Bellingham Waterfron | Bellingham Waterfront District Energy Utility | 105 W Laurel St | 6680974024 | 1089083767 | Boiler | CR24-5.02 | 45449 | 19990 | 4197.9 | Squalicum Yacht Club
008724-C-YAKIMA SCHOOL DIST # | YAKIMA SCHOOL DIST #7 | 1114 W PIERCE ST | 3477120000 | 3477120259 | Boiler & bonus | CR24-10.01 | 45597 | 5225 | 1050 | Central Lutheran Church
008728-C-Yakima Valley Colleg | Yakima Valley College | 1015 S 16TH AVE #NORTH BOILER | 2787120000 | 2787120303 | Boiler bundle | CR24-10.03 | 45618 | 20700 | 4200 | Josephine Caring Community
008739-C-WHATCOM COMMUNITY CO | WHATCOM COMMUNITY COLLEGE | 230 W KELLOGG RD | 7388600000 | 7388600343 | Boiler bundle | CR24-11.04 | 45642 | 10350 | 2100 | West Coast Oriental Market LLC
008741-C-La Conner School Dis | La Conner School District | 305 N 6th St | 7765200000 | 8006200361 | Boiler bundle | CR24-12.01 | 45649 | 10350 | 2100 | Squalicum Yacht Club
008730-C-Sunnyside School Dis | Sunnyside School District #201 | 810 S 16TH ST | 9323510000 | 9323510809 | Boiler, condensing HWH, and insulation | CR24-11.02 | 45632 | 48306.5 | 11596.36 | John J Miller MD PS
008673-C-JUVENILE JUSTICE CEN | JUVENILE JUSTICE CENTER #107 | 1728 JEROME AVE | 1830120000 | 1830120837 | Boilers | CR24-1.01 | 45334 | 18000 | 4050 | Red Brick Management LLC
008697-C-The Church of Jesus | The Church of Jesus Christ of Latter Day Saints | 401 Yonezawa Blvd | 6015935715 | 1673028528 | Boilers | CR24-5.01 | 45433 | 30000 | 6300 | Red Brick Management LLC
008705-C-THE ENSIGN GROUP INC | THE ENSIGN GROUP INC | 1710 PLAZA WAY | 3196810000 | 3196810006 | Boilers | CR24-6.01 | 45471 | 6020 | 1264.2 | Arrow Insulation, Inc
008710-C-City of Lynden | City of Lynden | 203 19TH ST | 9311900000 | 9311900079 | Boilers | CR24-7.01 | 45509 | 4900 | 1029 | City of Pasco
008734-C-YAKIMA SCHOOL DIST # | YAKIMA SCHOOL DIST #7 | 510 S 9TH ST | 3477120000 | 3477120071 | Boilers | CR24-12.01 | 45649 | 25000 | 5250 | Walla Walla Catholic Schools
008735-C-YAKIMA SCHOOL DIST # | YAKIMA SCHOOL DIST #7 | 410 S 19TH AVE | 3477120000 | 3477120355 | Boilers | CR24-12.02 | 45649 | 25000 | 5250 | David Maritz
008711-C-Local Bounti LLC | Local Bounti LLC | 950 S Elm St | 5683279924 | 3098930441 | Boilers & tankless HWH tier 2 | CR24-7.02 | 45524 | 123600 | 26112 | Coin Street Laundry
008696-C-COURT STREET LAUNDRY | COURT STREET LAUNDRY | 1501 W COURT ST | 7007610000 | 7007610875 | Condensing HWHs | CR24-4.02 | 45421 | 1199.4 | 1518.72 | The Church of Jesus Christ of Latter Day Saints
008693-C-City of Pasco | City of Pasco | 3624 Road 100 | 530896357 | 6275474194 | Condensing water heater & radiant heat | CR24-4.02 | 45421 | 6597 | 2487.94 | United Methodist Church
008714-C-Longview School District #122 | Longview School District #122 | 2745 38TH AVE | 9405410000 | 9405410097 | DDC HVAC Control upgrades | CR24-8.02 | 45552 | 12984 | 5410 | Nooksack Valley Baptist Church
008716-C-Longview School Dist | Longview School District #122 | 2821 PARKVIEW DR | 2194410000 | 2194410958 | DDC HVAC Control Upgrades | CR24-8.02 | 45552 | 10217 | 4257 | Corix DE Systems (Washington) LLC
008729-C-Longview School Dist | Longview School District #122 | 2210 OLYMPIA WAY | 3394410000 | 3394410986 | DDC HVAC Control Upgrades | CR24-10.03 | 45618 | 5534 | 6015 | Whitman College Trust
008713-C-SKAGIT COUNTY FACILI | SKAGIT COUNTY FACILITIES MGMT | 201 Suzanne Ln | 3618887700 | 6548223777 | DDC HVAC Controls Upgrade | CR24-8.01 | 45546 | 9341 | 21415 | Walmart
008738-C-Indulge Bakery | Indulge Bakery | 1501 PARKER WAY # 101 | 4875071490 | 8290300490 | Double rack oven | CR24-11.04 | 45642 | 1900 | 1298 | Walmart
008733-C-ORCHARD TERRACE COND | ORCHARD TERRACE CONDOS | 901 N FOREST ST | 9809700000 | 9809700499 | Floor insulation | CR24-11.03 | 45638 | 3780 | 169.34 | Park Manor Rehab Center
008691-C-Acme Diner LLC | Acme Diner LLC | 2045 VALLEY HWY | 685386825 | 1365900063 | Floor insulation bundle | CR24-4.02 | 45421 | 3500 | 134.4 | Park Manor Rehab Center
008688-C-Dr John J Miller | Dr John J Miller | 1220 BASICH BLVD STE B | 6759205086 | 8599310536 | Gas furnace | CR24-4.01 | 45421 | 500 | 110 | DASH Properties, LLC
008689-C-Red Brick Management | Red Brick Management LLC | 7535 W KENNEWICK AVE STE A | 7354818022 | 1429510061 | Gas furnace | CR24-4.01 | 45421 | 420 | 92.4 | Burlington Little School
008690-C-Red Brick Management | Red Brick Management LLC | 7535 W KENNEWICK AVE STE G | 9753894782 | 5429510065 | Gas furnace | CR24-4.01 | 45421 | 490 | 107.8 | Holy Rosary Church
008694-C-WALLA WALLA CATHOLIC | WALLA WALLA CATHOLIC SCHOOLS | 919 E SUMACH ST | 201463689 | 6384910908 | Gas furnace | CR24-4.02 | 45421 | 1060 | 233.2 | Baylii LLC
008695-C-Maritz, David | Maritz, David | 3 W NORTH CAMANO DR | 9127400000 | 9127400111 | Gas furnace | CR24-4.02 | 45421 | 400 | 88 | City of Lynden
008698-C-UNITED METHODIST CHU | UNITED METHODIST CHURCH | 401 E SPRUCE AVE | 8671410000 | 8671410091 | Gas furnace | CR24-5.01 | 45433 | 200 | 44 | Local Bounti Corporation
008700-C-NOOKSACK VALLEY BAPT | NOOKSACK VALLEY BAPTIST CHURCH | 1208 E MAIN ST # A | 2683900000 | 2683900544 | Gas furnace | CR24-5.01 | 45433 | 400 | 88 | Andrew Barber
008708-C-HOLY ROSARY CHURCH | HOLY ROSARY CHURCH | 201 N ILER ST | 8248120000 | 8248120967 | Gas furnace | CR24-6.02 | 45502 | 1000 | 220 | County of Skagit
008712-C-FAIRHAVEN VISION CLI | FAIRHAVEN VISION CLINIC LLC | 1207 OLD FAIRHAVEN PKWY | 6983600000 | 6983600209 | Gas furnace | CR24-8.01 | 45546 | 400 | 88 | Longview School District #122
008723-C-De Martini Holdings | De Martini Holdings LLC | 2100 Iron St | 986419062 | 3477400528 | Gas furnace bundle | CR24-10.01 | 45597 | 460 | 66 | Hawthorn Construction Group LLC
008725-C-Riverside Health Clu | Riverside Health Club | 331 PACIFIC PL | 3927200000 | 3927200318 | Gas furnace bundle | CR24-10.01 | 45597 | 700 | 110 | Longview School District #122
008722-C-WOODLAND SCHOOL DIST | WOODLAND SCHOOL DIST #404 | 755 PARK ST BLD- D,E,F,G | 8456410000 | 8456410337 | Gas furnace bundle | CR24-10.02 | 45622 | 25500 | 4488 | Anacortes Lutheran Church
008727-C-Living Faith Victory | Living Faith Victory Center | 3414 Tieton Dr | 9577020000 | 4659120003 | Gas furnace bundle | CR24-10.03 | 45618 | 3380 | 528 | Taper
008737-C-TAIT HOUSE LLC | TAIT HOUSE LLC | 1015 DUPONT ST | 9515500000 | 9515500583 | Gas furnace bundle | CR24-11.04 | 45642 | 520 | 77 | The Salvation Army
008740-C-NORTH COAST ELECTRIC | NORTH COAST ELECTRIC | 1836 RACINE ST | 9104500000 | 9104500695 | Gas furnace bundle | CR24-11.04 | 45642 | 1040 | 154 | Marr's Heating & AC Inc
008742-C-UNLIMITED SERVICE | UNLIMITED SERVICE | 1515 N FOREST ST | 9037400000 | 9037400191 | Gas furnace bundle | CR24-12.03 | 45649 | 700 | 110 | Yakima School District
008744-C-THE VALLEY CALVARY C | THE VALLEY CALVARY CHAPEL | 13743 AVON ALLEN RD | 7570912888 | 6738200217 | Gas furnace bundle | CR24-12.03 | 45649 | 700 | 110 | Soli Deo Gloria
008676-C-Walters Warehouse (2 | Walters Warehouse (2009) | 2009 Masonry Way #101 | 2438937034 | 5074470540 | Gas furnaces | CR24-1.01 | 45334 | 1000 | 220 | Woodland School District #404
008677-C-Walters Warehouse (2 | Walters Warehouse (2005) | 2005 Masonry Way #101 | 7192750199 | 3506785086 | Gas furnaces | CR24-1.02 | 45334 | 1900 | 418 | Living Faith Victory Center
008719-C-ANACORTES LUTHERAN C | ANACORTES LUTHERAN CHURCH | 2100 O AVE | 6882000000 | 6882000184 | Gas furnaces & bonus | CR24-9.01 | 45597 | 1400 | 220 | Yakima Valley College
008745-C-LV SCH DIST #122-R A | LONGVIEW SCHOOL DIST #122 | 2903 NICHOLS BLVD | 9494410000 | 9494410002 | HRU-1 upgrades | CR24-12.03 | 45649 | 11720 | 3447 | Longview School District #122
008702-C-WALMART STORES INC # | WALMART STORES INC #5853 | 3715 OCEAN BEACH HWY | 3823615607 | 4494410996 | Longview - Refrigeration heat reclamation to ventilation air | CR24-5.03 | 45471 | 16259 | 12702 | New Beginnings
008751-C-City of Lynden | City of Lynden | 203 19TH ST | 9311900000 | 9311900079 | Missed bonus for boilers on 008710-C | CR24-12.05 | 45663 | 200 | 0 | County of Yakima Sunnyside School District 201
008750-C-HOLY ROSARY CHURCH | HOLY ROSARY CHURCH | 201 N ILER ST | 8248120000 | 8248120967 | Missed bonus for gas furnace on 008708-C | CR24-12.05 | 45663 | 200 | 0 | Anacortes Land Holding Company, LLC
008752-C-FAIRHAVEN VISION CLI | FAIRHAVEN VISION CLINIC LLC | 1207 OLD FAIRHAVEN PKWY | 6983600000 | 6983600209 | Missed bonus for gas furnace on 008712-C | CR24-12.05 | 45663 | 100 | 0 | Orchard Terrace Condominium Association
008732-C-ORCHARD TERRACE COND | ORCHARD TERRACE CONDOS | 901 N FOREST ST | 9809700000 | 9809700499 | Pipe insulation | CR24-11.03 | 45638 | 17711.41 | 7092 | CAZ Construction
008703-C-WALMART STORES INC # | WALMART STORES INC #2469 | 540 7TH AVE | 3294410000 | 3294410973 | Port Orchard - Refrigeration heat reclamation to ventilation air | CR24-5.03 | 45471 | 16259 | 12702 | CLEAResult Consulting Inc
008679-C-SAFEWAY STORE #2637 | SAFEWAY STORE #2637 | 411 THREE RIVERS DR | 695410000 | 695410833 | Refrigerated case doors | CR24-2.01 | 45393 | 19907 | 15552 | Tait House LLC
008720-C-SAFEWAY STORE #1522 | SAFEWAY STORE #1522 | 20500 OLYMPIC PL NE | 300200000 | 300200619 | Refrigerated case doors | CR24-9.01 | 45597 | 17439 | 8134 | Indulge Bakery LLC
008736-C-The Kroger Co | The Kroger Co | 301 E WALLACE KNEELAND BLVD STE 200 | 8432210000 | 8432210914 | Refrigerated case doors | CR24-11.04 | 45642 | 11910 | 5555 | Whatcom Community College
008747-C-CITY OF LONGVIEW | CITY OF LONGVIEW | 254 OREGON WAY # B | 3992410000 | 3992410178 | Roof insulation - tier 2 | CR24-12.03 | 45649 | 16093 | 2896.74 | Marr's Heating & AC Inc
008746-C-Chipotle Mexican Gri | Chipotle Mexican Grill | 1700 Commercial Ave | 7904169213 | 8514000233 | Tankless HWH - tier 2 | CR24-12.04 | 45663 | 1800 | 456 | Yakima School District
008704-C-THE ENSIGN GROUP INC | THE ENSIGN GROUP INC | 1710 PLAZA WAY | 3196810000 | 3196810006 | Tankless HWH tier 2 | CR24-6.01 | 45471 | 3600 | 912 | La Conner School District
008715-C-Kennewick Retirement | Kennewick Retirement Residence LLC | 4704 W Hildebrand Blvd | 7995372205 | 5733713565 | Tankless HWH tier 2 | CR24-8.02 | 45552 | 16200 | 4104 | Yakima School District
008681-C-Zirkle Fruit Company | Zirkle Fruit Company | 352 HARRISON RD | 6408120000 | 6408120545 | Tankless tier 2 | CR24-2.02 | 45393 | 1800 | 456 | Living Faith Victory Center
008682-C-GV Lot 2, LLC | GV Lot 2, LLC | 6920 Salashan Pkwy Ste E208 | 2876695277 | 3126620000 | Wall insulation - tier 2 | CR24-3.01 | 45393 | 15860 | 1506.7 | Unlimited Service Inc
008749-C-Industrial Resources | Industrial Resources Inc | 13576 Bayview Edison Rd | 7061693360 | 8716200499 | Wall insulation - tier 2 | CR24-12.04 | 45663 | 23376 | 2220.72 | The Valley Calvary Chapel
008743-C-Living Faith Victory | Living Faith Victory Center | 3414 Tieton Dr | 9577020000 | 4659120003 | Window & Insulation bundle | CR24-12.02 | 45649 | 24457 | 3615.38 | Longview School District #122
008674-C-Friesen, John H | Friesen, John H | 1011 HIGH ST | 1508731501 | 5809700495 | Windows - tier 1 | CR24-2.02 | 45393 | 13259.25 | 862.2 | City of Longview
008683-C-SQUALICUM YACHT CLUB | SQUALICUM YACHT CLUB | 2633 S HARBOR LOOP DR | 6451600000 | 6451600150 | Windows - tier 1 | CR24-3.01 | 45393 | 250.73 | 16.31 | Ketelsen Construction
008684-C-CENTRAL LUTHERAN CHU | CENTRAL LUTHERAN CHURCH | 1604 W YAKIMA AVE | 1572120000 | 1572120897 | Windows - tier 1 | CR24-3.02 | 45393 | 4594.05 | 298.74 | Engie Insight Services, Inc
008701-C-MARDIS MANOR | MARDIS MANOR | 433 WASHINGTON ST | 7589810000 | 7589810492 | Windows - tier 1 | CR24-5.03 | 45471 | 510 | 33.16 | Industrial Resources Inc
008706-C-DASH PROPERTIES LLC | DASH PROPERTIES LLC | 819 BAY ST | 7290010000 | 7290010674 | Windows - Tier 1 | CR24-6.01 | 45471 | 268.37 | 17.45 | Holy Rosary Church
008726-C-New Beginnings Thrif | New Beginnings Thrift Store | 1016 LEE BLVD | 206702009 | 499710908 | Windows - tier 1 | CR24-11.01 | 45618 | 5803.36 | 377.38 | City of Lynden
008678-C-WALMART STORES INC # | WALMART STORES INC #3742 | 1486 DIKE ACCESS RD | 6167013767 | 3637720000 | Woodland - Refrigeration heat reclamation to ventilation air | CR24-2.01 | 45393 | 16259 | 12702 | Andrew Barber
008647-C-MOUNT VERNON CHRISTI | [7 empty] | 1900 | 282
008647-C-MOUNT VERNON CHRISTI | [7 empty] | 1900 | 282
008647-C-MOUNT VERNON CHRISTI | [7 empty] | 1900 | 282
008656-C-MARDIS MANOR | [7 empty] | 1137.45 | 73.96
008657-C-Chipotle Mexican Gri | [7 empty] | 2273 | 560.06
008657-C-Chipotle Mexican Gri | [7 empty] | 2273 | 560.06
008657-C-Chipotle Mexican Gri | [7 empty] | 2273 | 560.06
008658-C-Red Brick LLC | [7 empty] | 420 | 92.4
008661-C-Champion Summit Hold | [7 empty] | 9064.5 | 1076.06
008661-C-Champion Summit Hold | [7 empty] | 9064.5 | 1076.06
008661-C-Champion Summit Hold | [7 empty] | 9064.5 | 1076.06
008665-C-FRED MEYER KRO-70000 | [7 empty] | 331626 | 59692.68
008660-C-Javis Chicken and Ch | [7 empty] | 5712 | 740.66
008660-C-Javis Chicken and Ch | [7 empty] | 5712 | 740.66
008660-C-Javis Chicken and Ch | [7 empty] | 5712 | 740.66
008666-C-B AND M RENTALS | [7 empty] | 27332 | 4236.46
008667-C-WALMART STORES INC #2476 | [7 empty] | 14726 | 11505
008668-C-WALMART STORES INC #3380 | [7 empty] | 14473 | 11307
008669-C-WALMART STORES INC #2325 | [7 empty] | 17158 | 13405
008670-C-WALMART STORES INC #5272 | [7 empty] | 17158 | 13405
008671-C-WALMART STORES INC #3261 | [7 empty] | 14473 | 11307
008672-C-WALMART STORES INC #5078 | [7 empty] | 14953 | 11682
382355.81

## 2023 CR projects (ADD) (hidden)
Parent Project | measure afp | savings | incentive | quantity | unit | Efficiency | Standard | $ per unit | Parent Site | Address 1 (Parent Site) (Sites) | Account Number | Premise (Parent Site) (Sites) | Project Description (Parent Project) (Project) | Client Invoice Number (Parent Project) (Project) | Actual End 1 | Actual Inc Amt | Current Savings Thm (Parent Project) (Project) | Payee Company
008647-C-MOUNT VERNON CHRISTI | Convection Oven (School) | 141 | 800 | 1 |  | ENERGY STAR | ENERGY STAR | 800 | MOUNT VERNON CHRISTIAN SCHOOL | 820 W BLACKBURN RD # B | 7504300000 | 7504300021 | Convection ovens bundle | CR23-12.01 | 2024-01-15 | 1900 | 282 | Tosca Equipment
008647-C-MOUNT VERNON CHRISTI | Convection Oven (School) | 141 | 800 | 1 |  | ENERGY STAR | ENERGY STAR | 800 | MOUNT VERNON CHRISTIAN SCHOOL | 820 W BLACKBURN RD # B | 7504300000 | 7504300021 | Convection ovens bundle | CR23-12.01 | 2024-01-15 | 1900 | 282 | Tosca Equipment
008647-C-MOUNT VERNON CHRISTI | Bonus - Kitchen Bundle B (2 - measures) | 0 | 300 | 1 | unit | - | ANY 2 KITCHEN EQUIPMENT MEASURES | 300 | MOUNT VERNON CHRISTIAN SCHOOL | 820 W BLACKBURN RD # B | 7504300000 | 7504300021 | Convection ovens bundle | CR23-12.01 | 2024-01-15 | 1900 | 282 | Tosca Equipment
008656-C-MARDIS MANOR | Windows - Tier 1 | 73.96 | 1137.45 | 151.7 | SF | U-0.30 | SINGLE PANE TO 0.30 OR LESS | 7.5 | MARDIS MANOR | 433 WASHINGTON ST | 7589810000 | 7589810492 | Windows - tier 1 (Apt B4) | CR23-12.01 | 2024-01-15 | 1137.45 | 73.96 | Whitman College Trust
008657-C-Chipotle Mexican Gri | Tankless Water Heater - Tier 2 | 228 | 900 | 6 |  | 95% | MINIMUM 0.93 EF | 150 | Chipotle Mexican Grill #4387 | 21401 Olhava Way NW Ste 101 | 0139918234 |  | Tankless tier 2 & gas furnace | CR23-12.01 | 2024-01-15 | 2273 | 560.06 | Engie Insight Services, Inc
008657-C-Chipotle Mexican Gri | Tankless Water Heater - Tier 2 | 228 | 900 | 6 |  | 95% | MINIMUM 0.93 EF | 150 | Chipotle Mexican Grill #4387 | 21401 Olhava Way NW Ste 101 | 0139918234 |  | Tankless tier 2 & gas furnace | CR23-12.01 | 2024-01-15 | 2273 | 560.06 | Engie Insight Services, Inc
008657-C-Chipotle Mexican Gri | Warm-Air Furnace | 104.06 | 473 | 94.6 |  | 95% | MINIMUM 91% AFUE | 5 | Chipotle Mexican Grill #4387 | 21401 Olhava Way NW Ste 101 | 0139918234 |  | Tankless tier 2 & gas furnace | CR23-12.01 | 2024-01-15 | 2273 | 560.06 | Engie Insight Services, Inc
008658-C-Red Brick LLC | Warm-Air Furnace | 92.4 | 420 | 84 |  | 95% | MINIMUM 91% AFUE | 5 | Red Brick Management LLC | 7535 W KENNEWICK AVE STE G | 9753894782 | 5429510065 | Gas furnace | CR23-12.01 | 2024-01-15 | 420 | 92.4 | Red Brick LLC
008661-C-Champion Summit Hold | Insulation - Attic - Tier 2 - Min R-45 | 1017.92 | 7952.5 | 3181 | SF | R-49 | Minimum R-45 | 2.5 | Champion Summit Holdings LLC | 1120 W LINCOLN AVE | 3168773900 | 725020647 | Attic & wall insulation bundle | CR23-12.01 | 2024-01-15 | 9064.5 | 1076.06 | Champion Summit Holdings LLC
008661-C-Champion Summit Hold | Insulation - Wall - Tier 2 - Min R-19 | 58.14 | 612 | 306 | SF | R-19 | Tier 2 Minimum R-19 | 2.0 | Champion Summit Holdings LLC | 1120 W LINCOLN AVE | 3168773900 | 725020647 | Attic & wall insulation bundle | CR23-12.01 | 2024-01-15 | 9064.5 | 1076.06 | Champion Summit Holdings LLC
008661-C-Champion Summit Hold | Bundle A - INSULATION | 0 | 500 | 1 | unit | - | TWO INSULATION MEASURES = 1K SF | 500 | Champion Summit Holdings LLC | 1120 W LINCOLN AVE | 3168773900 | 725020647 | Attic & wall insulation bundle | CR23-12.01 | 2024-01-15 | 9064.5 | 1076.06 | Champion Summit Holdings LLC
008665-C-FRED MEYER KRO-70000 | Insulation - Roof - Tier 2 - Min R-30 | 59,692.68 | 331,626.00 | 165913 | SF | R-38 | Tier 2 / Minimum R-30 | 2 | FRED MEYER KRO-70000286 | 101 WELLSIAN WAY | 4973810000 | 4973810450 | Roof insulation - tier 2 | CR23-12.02 | 2024-01-15 | 331626 | 59692.68 | Fred Meyer
008660-C-Javis Chicken and Ch | Insulation - Attic - Tier 1 - Min R-30 | 634.26 | 4092 | 2046 | SF | R-38 | Tier 1 / Minimum R-30 | 2 | Javis Chicken and Churros | 632 E EDISON AVE | 9918797729 | 8640510569 | Attic & wall insulation bundle | CR23-12.03 | 2024-01-15 | 5712 | 740.66 | Javis Chicken and Churros
008660-C-Javis Chicken and Ch | Insulation - Wall - Tier 2 - Min R-19 | 106.4 | 1120 | 560 | SF | R-21 | Tier 1 / Minimum R-31 | 2 | Javis Chicken and Churros | 632 E EDISON AVE | 9918797729 | 8640510569 | Attic & wall insulation bundle | CR23-12.03 | 2024-01-15 | 5712 | 740.66 | Javis Chicken and Churros
008660-C-Javis Chicken and Ch | Bonus - Insulation Bundle A | 0 | 500 | 1 | unit | - | Two Insulation Measures=> 1K SF | 500 | Javis Chicken and Churros | 632 E EDISON AVE | 9918797729 | 8640510569 | Attic & wall insulation bundle | CR23-12.03 | 2024-01-15 | 5712 | 740.66 | Javis Chicken and Churros
008666-C-B AND M RENTALS | Insulation - Attic - Tier 1 - Min R-30 | 4236.46 | 27332 | 13666 | SF | R-38 | Tier 1 / Minimum R-30 | 2 | B AND M RENTALS | 1702 ENGLEWOOD AVE | 6104232326 | 6545020791 | Attic insulation - tier 1 | CR23-12.03 | 2024-01-15 | 27332 | 4236.46 | B & M Rentals LLC
008667-C-WALMART STORES INC #2476 | Custom Heat Recovery | 11505 | 14726 | 1 | unit | - | Refrigeration Heat Reclaim | - | WALMART STORES INC #2476 | 1700 SE MEADOWBROOK BLVD | 3065910000 | 3065910592 | College Place - Refrigeration heat reclamation to ventilation air | CR23-12.04 | 2024-01-15 | 14726 | 11505 | Walmart
008668-C-WALMART STORES INC #3380 | Custom Heat Recovery | 11307 | 14473 | 1 | unit | - | Refrigeration Heat Reclaim | - | WALMART STORES INC #3380 | 4820 ROAD 68 | 9412710000 | 9412710176 | Pasco - Refrigeration heat reclamation to ventilation air | CR23-12.04 | 2024-01-15 | 14473 | 11307 | Walmart
008669-C-WALMART STORES INC #2325 | Custom Heat Recovery | 13405 | 17158 | 1 | unit | - | Refrigeration Heat Reclaim | - | WALMART STORES INC #2325 | 3497 BETHEL RD SE | 8025210000 | 8025210549 | Port Orchard - Refrigeration heat reclamation to ventilation air | CR23-12.04 | 2024-01-15 | 17158 | 13405 | Walmart
008670-C-WALMART STORES INC #5272 | Custom Heat Recovery | 13405 | 17158 | 1 | unit | - | Refrigeration Heat Reclaim | - | WALMART STORES INC #5272 | 21200 OLHAVA WAY NW | 8026310000 | 8026310194 | Poulsbo - Refrigeration heat reclamation to ventilation air | CR23-12.05 | 2024-01-15 | 17158 | 13405 | Walmart
008671-C-WALMART STORES INC #3261 | Custom Heat Recovery | 11307 | 14473 | 1 | unit | - | Refrigeration Heat Reclaim | - | WALMART STORES INC #3261 | 2801 DUPORTAIL ST | 4718710000 | 4718710301 | Richland - Refrigeration heat reclamation to ventilation air | CR23-12.05 | 2024-01-15 | 14473 | 11307 | Walmart
008672-C-WALMART STORES INC #5078 | Custom Heat Recovery | 11682 | 14953 | 1 | unit | - | Refrigeration Heat Reclaim | - | WALMART STORES INC #5078 | 6600 W NOB HILL BLVD | 1312020000 | 1312020103 | Yakima - Refrigeration heat reclamation to ventilation air | CR23-12.05 | 2024-01-15 | 14953 | 11682 | Walmart

## All projects by Unit (hidden)
Parent Project | measure afp | savings | incentive | quantity | unit | Efficiency | Standard | $ per unit | Parent Site | Address 1 (Parent Site) (Sites) | Account Number (Parent Site) (Sites) | Premise (Parent Site) (Sites) | Project Description (Parent Project) (Project) | Client Invoice Number (Parent Project) (Project) | Actual End 1 | Total Actual Inc Amt | Total Savings Thm (Parent Project) (Project) | Payee Company
008673-C-JUVENILE JUSTICE CEN | boiler | 1012.5 | 4500 | 750 | kBtu/hr input | Min 85% TE* & 300 kBtu/hr input | High Efficiency Condensing | 6 | JUVENILE JUSTICE CENTER #107 | 1728 JEROME AVE | 1830120000 | 1830120837 | Boilers | CR24-1.01 | 2024-02-12 | 18000 | 4050 | Red Brick Management LLC
008673-C-JUVENILE JUSTICE CEN | boiler | 1012.5 | 4500 | 750 | kBtu/hr input | Min 85% TE* & 300 kBtu/hr input | High Efficiency Condensing | 6 | JUVENILE JUSTICE CENTER #107 | 1728 JEROME AVE | 1830120000 | 1830120837 | Boilers | CR24-1.01 | 2024-02-12 | 18000 | 4050 | Red Brick Management LLC
008673-C-JUVENILE JUSTICE CEN | boiler | 1012.5 | 4500 | 750 | kBtu/hr input | Min 85% TE* & 300 kBtu/hr input | High Efficiency Condensing | 6 | JUVENILE JUSTICE CENTER #107 | 1728 JEROME AVE | 1830120000 | 1830120837 | Boilers | CR24-1.01 | 2024-02-12 | 18000 | 4050 | Red Brick Management LLC
008673-C-JUVENILE JUSTICE CEN | boiler | 1012.5 | 4500 | 750 | kBtu/hr input | Min 85% TE* & 300 kBtu/hr input | High Efficiency Condensing | 6 | JUVENILE JUSTICE CENTER #107 | 1728 JEROME AVE | 1830120000 | 1830120837 | Boilers | CR24-1.01 | 2024-02-12 | 18000 | 4050 | Red Brick Management LLC
008675-C-Bellingham Waterfron | boiler | 4197.9 | 19990 | 1999 | kBtu/hr input | Min 90% TE & 300 kBtu/hr input | MINIMUM 91% AFUE & 300KBTU/HR | 10 | Bellingham Waterfront District Energy Utility | 105 W Laurel St | 6680974024 | 1089083767 | Boiler | CR24-1.01 | 2024-02-12 | 19990 | 4197.9 | Zirkle Fruit Company
008685-C-Josephine Caring Com | Boiler | 5250 | 25000 | 2500 | kBtu/hr input | 96% | High Efficiency Condensing | 10% | Josephine Caring Community | 9901 272ND PL NW | 9294400000 | 9294400038 | Boiler | CR24-3.02 | 2024-04-11 | 25000 | 5250 | GV Lot 2, LLC
008697-C-The Church of Jesus | Boiler | 3150 | 15000 | 1500 | kBtu/hr input | 96% | Minimum 90% TE & 300 kBtu/hr input | 10 | The Church of Jesus Christ of Latter Day Saints | 401 Yonezawa Blvd | 6015935715 | 1673028528 | Boilers | CR24-5.01 | 2024-05-21 | 30000 | 6300 | Red Brick Management LLC
008697-C-The Church of Jesus | Boiler | 3150 | 15000 | 1500 | kBtu/hr input | 96% | Minimum 90% TE & 300 kBtu/hr input | 10 | The Church of Jesus Christ of Latter Day Saints | 401 Yonezawa Blvd | 6015935715 | 1673028528 | Boilers | CR24-5.01 | 2024-05-21 | 30000 | 6300 | Red Brick Management LLC
008699-C-Bellingham Waterfron | Boiler | 4197.9 | 19990 | 1999 | kBtu/hr input | 96% | Minimum 90% TE & 300 kBtu/hr input | 10 | Bellingham Waterfront District Energy Utility | 105 W Laurel St | 6680974024 | 1089083767 | Boiler | CR24-5.02 | 2024-06-06 | 19990 | 4197.9 | Squalicum Yacht Club
008705-C-THE ENSIGN GROUP INC | Boiler | 632.1 | 3010 | 301 | kBtu/hr input | 97% | MIN 90% TE and 300 kBtu/hr/input | 10 | THE ENSIGN GROUP INC | 1710 PLAZA WAY | 3196810000 | 3196810006 | Boilers | CR24-6.01 | 2024-06-28 | 6020 | 1264.2 | Arrow Insulation, Inc
008705-C-THE ENSIGN GROUP INC | Boiler | 632.1 | 3010 | 301 | kBtu/hr input | 97% | MIN 90% TE and 300 kBtu/hr/input | 10 | THE ENSIGN GROUP INC | 1710 PLAZA WAY | 3196810000 | 3196810006 | Boilers | CR24-6.01 | 2024-06-28 | 6020 | 1264.2 | Arrow Insulation, Inc
008710-C-City of Lynden | Boiler | 514.5 | 2450 | 245 | kBtu/hr input | 96% | MINIMUM 91% AFUE & 300KBTU/HR | 10 | City of Lynden | 203 19TH ST | 9311900000 | 9311900079 | Boilers | CR24-7.01 | 2024-08-05 | 4900 | 1029 | City of Pasco
008710-C-City of Lynden | Boiler | 514.5 | 2450 | 245 | kBtu/hr input | 96% | MINIMUM 91% AFUE & 300KBTU/HR | 10 | City of Lynden | 203 19TH ST | 9311900000 | 9311900079 | Boilers | CR24-7.01 | 2024-08-05 | 4900 | 1029 | City of Pasco
008711-C-Local Bounti LLC | Boiler | 8400 | 40000 | 4000 | kBtu/hr input | 95% | MINIMUM 90% TE & 300 KBTU/HR | 10 | Local Bounti LLC | 950 S Elm St | 5683279924 | 3098930441 | Boilers & tankless HWH tier 2 | CR24-7.02 | 2024-08-20 | 123600 | 26112 | Coin Street Laundry
008711-C-Local Bounti LLC | Boiler | 8400 | 40000 | 4000 | kBtu/hr input | 95% | MINIMUM 90% TE & 300 KBTU/HR | 10 | Local Bounti LLC | 950 S Elm St | 5683279924 | 3098930441 | Boilers & tankless HWH tier 2 | CR24-7.02 | 2024-08-20 | 123600 | 26112 | Coin Street Laundry
008711-C-Local Bounti LLC | Boiler | 8400 | 40000 | 4000 | kBtu/hr input | 95% | MINIMUM 90% TE & 300 KBTU/HR | 10 | Local Bounti LLC | 950 S Elm St | 5683279924 | 3098930441 | Boilers & tankless HWH tier 2 | CR24-7.02 | 2024-08-20 | 123600 | 26112 | Coin Street Laundry
008724-C-YAKIMA SCHOOL DIST # | Boiler | 1050 | 5125 | 500 | kBtu/hr input | 95% | MIN 94% TE & 300 kBtu/hr input | 10.25 | YAKIMA SCHOOL DIST #7 | 1114 W PIERCE ST | 3477120000 | 3477120259 | Boiler & bonus | CR24-10.01 | 2024-11-01 | 5225 | 1050 | Central Lutheran Church
008728-C-Yakima Valley Colleg | Boiler | 2100 | 10250 | 1000 | kBtu/hr input | 95% | MIN 94% TE & 300 kBtu/hr input | 10.25 | Yakima Valley College | 1015 S 16TH AVE #NORTH BOILER | 2787120000 | 2787120303 | Boiler bundle | CR24-10.03 | 2024-11-22 | 20700 | 4200 | Josephine Caring Community
008728-C-Yakima Valley Colleg | Boiler | 2100 | 10250 | 1000 | kBtu/hr input | 95% | MIN 94% TE & 300 kBtu/hr input | 10.25 | Yakima Valley College | 1015 S 16TH AVE #NORTH BOILER | 2787120000 | 2787120303 | Boiler bundle | CR24-10.03 | 2024-11-22 | 20700 | 4200 | Josephine Caring Community
008730-C-Sunnyside School Dis | Boiler | 2625 | 12812.5 | 1250 | kBtu/hr input | 96% | Min 95% TE & 300kBtu/hr | 10.25 | Sunnyside School District #201 | 810 S 16TH ST | 9323510000 | 9323510809 | Boiler, condensing HWH, and insulation | CR24-11.02 | 2024-12-06 | 48306.5 | 11596.36 | John J Miller MD PS
008734-C-YAKIMA SCHOOL DIST # | Boiler | 5250 | 25000 | 2500 | kBtu/hr input | 96% | 90% TE MINIMUM & 300kBtu/HR | 10 | YAKIMA SCHOOL DIST #7 | 510 S 9TH ST | 3477120000 | 3477120071 | Boilers | CR24-12.01 | 2024-12-23 | 25000 | 5250 | Walla Walla Catholic Schools
008735-C-YAKIMA SCHOOL DIST # | Boiler | 5250 | 25000 | 2500 | kBtu/hr input | 96% | 90% TE & 300 kBtu/hr/input | 10 | YAKIMA SCHOOL DIST #7 | 410 S 19TH AVE | 3477120000 | 3477120355 | Boilers | CR24-12.02 | 2024-12-23 | 25000 | 5250 | David Maritz
008739-C-WHATCOM COMMUNITY CO | Boiler | 2100 | 10250 | 1000 | kBtu/hr input | 96% | MIN 94% TE & 300 kBtu/hr input | 10.25 | WHATCOM COMMUNITY COLLEGE | 230 W KELLOGG RD | 7388600000 | 7388600343 | Boiler bundle | CR24-11.04 | 2024-12-16 | 10350 | 2100 | West Coast Oriental Market LLC
008741-C-La Conner School Dis | Boiler | 2100 | 10250 | 1000 | kBtu/hr input | 95% | 90% TE MINIMUM & 300kBtu/HR | 10.25 | La Conner School District | 305 N 6th St | 7765200000 | 8006200361 | Boiler bundle | CR24-12.01 | 2024-12-23 | 10350 | 2100 | Squalicum Yacht Club
008680-C-Louis Auto Glass | Bonus - Insulation Bundle A | 0 | 500 | 1 | ? | ? | TWO INSULATION, MIN 1,000 SF | 500 | Louis Auto Glass | 1512 N STATE ST | 7037400000 | 7037400189 | Attic & wall Insulation bundle | CR24-2.01 | 2024-04-11 | 10962 | 1581.29 | Yakima County
008691-C-Acme Diner LLC | Bonus - Insulation Bundle A | 0 | 500 | 1 | ? | - | TWO INSULATION, MIN 1,000 SF | 500 | Acme Diner LLC | 2045 VALLEY HWY | 685386825 | 1365900063 | Floor insulation bundle | CR24-4.02 | 2024-05-09 | 3500 | 134.4 | Park Manor Rehab Center
008721-C-The Salvation Army | Bonus - Insulation Bundle A | 0 | 500 | 1 | - | - | TWO INSULATION, MIN 1,000 SF | - | The Salvation Army | 3001 R AVE STE 106 | 6799528082 | 3742000851 | Attic insulation bundle | CR24-9.01 | 2024-11-01 | 7680 | 991.4 | Louis Auto Glass
008743-C-Living Faith Victory | Bonus - Insulation Bundle A | 0 | 500 | 1 | - | - | - | 500 | Living Faith Victory Center | 3414 Tieton Dr | 9577020000 | 4659120003 | Window & Insulation bundle | CR24-12.02 | 2024-12-23 | 24457 | 3615.38 | Longview School District #122
008738-C-Indulge Bakery | Bonus - Kitchen Bundle B (2 - measures) | 0 | 300 | 1 | - | - | - | 300 | Indulge Bakery | 1501 PARKER WAY # 101 | 4875071490 | 8290300490 | Double rack oven | CR24-11.04 | 2024-12-16 | 1900 | 1298 | Walmart
008730-C-Sunnyside School Dis | Bonus-HVAC | 0 | 100 | 1 | - | - | COUPON | 100 | Sunnyside School District #201 | 810 S 16TH ST | 9323510000 | 9323510809 | Boiler, condensing HWH, and insulation | CR24-11.02 | 2024-12-06 | 48306.5 | 11596.36 | John J Miller MD PS
008740-C-NORTH COAST ELECTRIC | Bonus-HVAC | 0 | 100 | 2 | - | - | - | 100 | NORTH COAST ELECTRIC | 1836 RACINE ST | 9104500000 | 9104500695 | Gas furnace bundle | CR24-11.04 | 2024-12-16 | 1040 | 154 | Marr's Heating & AC Inc
008750-C-HOLY ROSARY CHURCH | Bonus-HVAC | 0 | 100 | 2 | - | - | COUPON | 100 | HOLY ROSARY CHURCH | 201 N ILER ST | 8248120000 | 8248120967 | Missed bonus for gas furnace on 008708-C | CR24-12.05 | 2025-01-06 | 200 | 0 | Anacortes Land Holding Company, LLC
008751-C-City of Lynden | Bonus-HVAC | 0 | 100 | 2 | - | - | COUPON | 100 | City of Lynden | 203 19TH ST | 9311900000 | 9311900079 | Missed bonus for boilers on 008710-C | CR24-12.05 | 2025-01-06 | 200 | 0 | County of Yakima Sunnyside School District 201
008752-C-FAIRHAVEN VISION CLI | Bonus-HVAC | 0 | 100 | 1 | - | - | COUPON | 100 | FAIRHAVEN VISION CLINIC LLC | 1207 OLD FAIRHAVEN PKWY | 6983600000 | 6983600209 | Missed bonus for gas furnace on 008712-C | CR24-12.05 | 2025-01-06 | 100 | 0 | Orchard Terrace Condominium Association
008719-C-ANACORTES LUTHERAN C | Bonus-HVAC | 0 | 200 | 2 | - | - | MINIMUM 91% AFUE | 6 | ANACORTES LUTHERAN CHURCH | 2100 O AVE | 6882000000 | 6882000184 | Gas furnaces & bonus | CR24-9.01 | 2024-11-01 | 1400 | 220 | Yakima Valley College
008722-C-WOODLAND SCHOOL DIST | Bonus-HVAC | 0 | 100 | 51 | - | - | Must Present Coupon | - | WOODLAND SCHOOL DIST #404 | 755 PARK ST BLD- D,E,F,G | 8456410000 | 8456410337 | Gas furnace bundle | CR24-10.02 | 2024-11-26 | 25500 | 4488 | Anacortes Lutheran Church
008723-C-De Martini Holdings | Bonus-HVAC | 0 | 100 | 1 | - | - | Must Present Coupon | 100 | De Martini Holdings LLC | 2100 Iron St | 986419062 | 3477400528 | Gas furnace bundle | CR24-10.01 | 2024-11-01 | 460 | 66 | Hawthorn Construction Group LLC
008724-C-YAKIMA SCHOOL DIST # | Bonus-HVAC | 0 | 100 | 1 | - | - | Must Present Coupon | 100 | YAKIMA SCHOOL DIST #7 | 1114 W PIERCE ST | 3477120000 | 3477120259 | Boiler & bonus | CR24-10.01 | 2024-11-01 | 5225 | 1050 | Central Lutheran Church
008725-C-Riverside Health Clu | Bonus-HVAC | 0 | 100 | 1 | - | - | Must Present Coupon | 100 | Riverside Health Club | 331 PACIFIC PL | 3927200000 | 3927200318 | Gas furnace bundle | CR24-10.01 | 2024-11-01 | 700 | 110 | Longview School District #122
008727-C-Living Faith Victory | Bonus-HVAC | 0 | 100 | 5 | - | - | Must Present Coupon | - | Living Faith Victory Center | 3414 Tieton Dr | 9577020000 | 4659120003 | Gas furnace bundle | CR24-10.03 | 2024-11-22 | 3380 | 528 | Taper
008728-C-Yakima Valley Colleg | Bonus-HVAC | 0 | 100 | 2 | - | - | Must Present Coupon | - | Yakima Valley College | 1015 S 16TH AVE #NORTH BOILER | 2787120000 | 2787120303 | Boiler bundle | CR24-10.03 | 2024-11-22 | 20700 | 4200 | Josephine Caring Community
008737-C-TAIT HOUSE LLC | Bonus-HVAC | 0 | 100 | 1 | - | - | - | 100 | TAIT HOUSE LLC | 1015 DUPONT ST | 9515500000 | 9515500583 | Gas furnace bundle | CR24-11.04 | 2024-12-16 | 520 | 77 | The Salvation Army
008739-C-WHATCOM COMMUNITY CO | Bonus-HVAC | 0 | 100 | 1 | - | - | - | 100 | WHATCOM COMMUNITY COLLEGE | 230 W KELLOGG RD | 7388600000 | 7388600343 | Boiler bundle | CR24-11.04 | 2024-12-16 | 10350 | 2100 | West Coast Oriental Market LLC
008741-C-La Conner School Dis | Bonus-HVAC | 0 | 100 | 1 | - | - | COUPON | 100 | La Conner School District | 305 N 6th St | 7765200000 | 8006200361 | Boiler bundle | CR24-12.01 | 2024-12-23 | 10350 | 2100 | Squalicum Yacht Club
008742-C-UNLIMITED SERVICE | Bonus-HVAC | 0 | 100 | 1 | - | - | COUPON | 100 | UNLIMITED SERVICE | 1515 N FOREST ST | 9037400000 | 9037400191 | Gas furnace bundle | CR24-12.03 | 2024-12-23 | 700 | 110 | Yakima School District
008744-C-THE VALLEY CALVARY C | Bonus-HVAC | 0 | 100 | 1 | - | - | COUPON | 100 | THE VALLEY CALVARY CHAPEL | 13743 AVON ALLEN RD | 7570912888 | 6738200217 | Gas furnace bundle | CR24-12.03 | 2024-12-23 | 700 | 110 | Soli Deo Gloria
008738-C-Indulge Bakery | Convection Oven (Restaurant) | 1298 | 1600 | 2 |  | Energy Star | Energy Star | 800 | Indulge Bakery | 1501 PARKER WAY # 101 | 4875071490 | 8290300490 | Double rack oven | CR24-11.04 | 2024-12-16 | 1900 | 1298 | Walmart
008713-C-SKAGIT COUNTY FACILI | Custom DDC Controls | 21415 | 9341 | CUSTOM | CUSTOM | - | DDC system sensors & actuators; sequences added | - | SKAGIT COUNTY FACILITIES MGMT | 201 Suzanne Ln | 3618887700 | 6548223777 | DDC HVAC Controls Upgrade | CR24-8.01 | 2024-09-11 | 9341 | 21415 | Walmart
008729-C-Longview School Dist | Custom DDC Controls | 6015 | 5534 | - | - | - | Recommissioning of HVAC | - | Longview School District #122 | 2210 OLYMPIA WAY | 3394410000 | 3394410986 | DDC HVAC Control Upgrades | CR24-10.03 | 2024-11-22 | 5534 | 6015 | Whitman College Trust
008678-C-WALMART STORES INC # | custom heat recovery | 12702 | 16259 | 12702 | CUSTOM Heat Recovery Units | ? | CUSTOM | - | WALMART STORES INC #3742 | 1486 DIKE ACCESS RD | 6167013767 | 3637720000 | Woodland - Refrigeration heat reclamation to ventilation air | CR24-2.01 | 2024-04-11 | 16259 | 12702 | Andrew Barber
008702-C-WALMART STORES INC # | custom heat recovery | 12702 | 16259 | 1 | - | - | CUSTOM | 16259 | WALMART STORES INC #5853 | 3715 OCEAN BEACH HWY | 3823615607 | 4494410996 | Longview - Refrigeration heat reclamation to ventilation air | CR24-5.03 | 2024-06-28 | 16259 | 12702 | New Beginnings
008703-C-WALMART STORES INC # | custom heat recovery | 12702 | 16259 | 1 | - | - | CUSTOM | 16259 | WALMART STORES INC #2469 | 540 7TH AVE | 3294410000 | 3294410973 | Port Orchard - Refrigeration heat reclamation to ventilation air | CR24-5.03 | 2024-06-28 | 16259 | 12702 | CLEAResult Consulting Inc
008745-C-LV SCH DIST #122-R A | custom heat recovery | 3447 | 11720 | - | - | - | (1) OXYGEN 8 RTU* W/HRU | - | LONGVIEW SCHOOL DIST #122 | 2903 NICHOLS BLVD | 9494410000 | 9494410002 | HRU-1 upgrades | CR24-12.03 | 2024-12-23 | 11720 | 3447 | Longview School District #122
008679-C-SAFEWAY STORE #2637 | custom other | 15552 | 19907 | 155522 | THERMS | ? | CUSTOM | - | SAFEWAY STORE #2637 | 411 THREE RIVERS DR | 695410000 | 695410833 | Refrigerated case doors | CR24-2.01 | 2024-04-11 | 19907 | 15552 | Tait House LLC
008720-C-SAFEWAY STORE #1522 | custom other | 8134 | 17439 | 164 LF | - | - | UCBC @ 1.25 | - | SAFEWAY STORE #1522 | 20500 OLYMPIC PL NE | 300200000 | 300200619 | Refrigerated case doors | CR24-9.01 | 2024-11-01 | 17439 | 8134 | Indulge Bakery LLC
008736-C-The Kroger Co | Custom Other | 5555 | 11910 | - | Custom | - | DOORS INSTALLED, COMMISSIONED | - | The Kroger Co | 301 E WALLACE KNEELAND BLVD STE 200 | 8432210000 | 8432210914 | Refrigerated case doors | CR24-11.04 | 2024-12-16 | 11910 | 5555 | Whatcom Community College
008714-C-Longview School District #122 | DDC HVAC Control upgrades | 5410 | 12984 | - | - | - | Recommissioning of HVAC | - | Longview School District #122 | 2745 38TH AVE | 9405410000 | 9405410097 | DDC HVAC Control upgrades | CR24-8.02 | 2024-09-17 | 12984 | 5410 | Nooksack Valley Baptist Church
008716-C-Longview School Dist | DDC HVAC Control Upgrades | 4257 | 10217 | - | - | - | Recommissioning of HVAC | - | Longview School District #122 | 2821 PARKVIEW DR | 2194410000 | 2194410958 | DDC HVAC Control Upgrades | CR24-8.02 | 2024-09-17 | 10217 | 4257 | Corix DE Systems (Washington) LLC
008693-C-City of Pasco | Domestic Hot Water Tanks - Condensing | 755.94 | 597 | 199 | kBtu/hr input | 96% | CONDENSING =>91 | 3 | City of Pasco | 3624 Road 100 | 530896357 | 6275474194 | Condensing water heater & radiant heat | CR24-4.02 | 2024-05-09 | 6597 | 2487.94 | United Methodist Church
008696-C-COURT STREET LAUNDRY | Domestic Hot Water Tanks - Condensing | 759.36 | 599.7 | 199.9 | kBtu/hr input | 97% | CONDENSING =>91 | 3 | COURT STREET LAUNDRY | 1501 W COURT ST | 7007610000 | 7007610875 | Condensing HWHs | CR24-4.02 | 2024-05-09 | 1199.4 | 1518.72 | The Church of Jesus Christ of Latter Day Saints
008696-C-COURT STREET LAUNDRY | Domestic Hot Water Tanks - Condensing | 759.36 | 599.7 | 199.9 | kBtu/hr input | 97% | CONDENSING =>91 | 3 | COURT STREET LAUNDRY | 1501 W COURT ST | 7007610000 | 7007610875 | Condensing HWHs | CR24-4.02 | 2024-05-09 | 1199.4 | 1518.72 | The Church of Jesus Christ of Latter Day Saints
008730-C-Sunnyside School Dis | Domestic Hot Water Tanks - Condensing | 1515.68 | 1197 | 399 | kBtu/hr input | 99% | Min 91% AFUE or 91% TE | 3 | Sunnyside School District #201 | 810 S 16TH ST | 9323510000 | 9323510809 | Boiler, condensing HWH, and insulation | CR24-11.02 | 2024-12-06 | 48306.5 | 11596.36 | John J Miller MD PS
008730-C-Sunnyside School Dis | Domestic Hot Water Tanks - Condensing | 1515.68 | 1197 | 399 | kBtu/hr input | 99% | Min 91% AFUE or 91% TE | 3 | Sunnyside School District #201 | 810 S 16TH ST | 9323510000 | 9323510809 | Boiler, condensing HWH, and insulation | CR24-11.02 | 2024-12-06 | 48306.5 | 11596.36 | John J Miller MD PS
008659-C-Whatcom County Assoc. of Realtors (WCAR) | Insulation - Attic - Tier 1 - Min R-30 | 273.42 | 1764 | 882 | SF | R-49 | TIER 1 - MINIMUM R-30 | 2 | Whatcom County Assoc. of Realtors (WCAR) | 3317 NORTHWEST AVE | 4250700000 | 4250700799 | Attic insulation R-49 | CR24-1.03 | 2024-02-08 | 1764 | 273.42 | John Friesen
008680-C-Louis Auto Glass | Insulation - Attic - Tier 1 - Min R-30 | 1517.45 | 9790 | 4895 | SF | R-33 | TIER 1 - MINIMUM R-30 | 2 | Louis Auto Glass | 1512 N STATE ST | 7037400000 | 7037400189 | Attic & wall Insulation bundle | CR24-2.01 | 2024-04-11 | 10962 | 1581.29 | Yakima County
008686-C-West Coast Oriental | Insulation - Attic - Tier 1 - Min R-30 | 799.8 | 5160 | 2580 | SF | R-30 | TIER 1 - MINIMUM R-30 | 2 | West Coast Oriental Market LLC | 4064 MERIDIAN ST | 5352830570 | 1148600985 | Attic insulation - tier 1 | CR24-3.02 | 2024-04-11 | 5160 | 799.8 | Whatcom County Association of Realtors
008687-C-SQUALICUM YACHT CLUB | Insulation - Attic - Tier 1 - Min R-30 | 337.28 | 2176 | 1088 | SF | R-38 | TIER 1 - MINIMUM R-30 | 2 | SQUALICUM YACHT CLUB | 2633 S HARBOR LOOP DR | 6451600000 | 6451600150 | Attic insulation - tier 1 | CR24-3.02 | 2024-04-11 | 2176 | 337.28 | Walmart
008709-C-Baylii Branding | Insulation - Attic - Tier 1 - Min R-30 | 543.12 | 3504 | 1752 | SF | R-39 | TIER 1 - MINIMUM R-30 | 2 | Baylii Branding | 901 Cleveland Ave | 9428819783 | 9231300840 | Attic insulation | CR24-7.01 | 2024-08-05 | 3504 | 543.12 | Terry Walters
008721-C-The Salvation Army | Insulation - Attic - Tier 1 - Min R-30 | 415.4 | 2680 | 1340 | SF | R-30 | MINIMUM R-30 | 2 | The Salvation Army | 3001 R AVE STE 106 | 6799528082 | 3742000851 | Attic insulation bundle | CR24-9.01 | 2024-11-01 | 7680 | 991.4 | Louis Auto Glass
008743-C-Living Faith Victory | Insulation - Attic - Tier 1 - Min R-30 | 1722.36 | 11112 | 5556 | SF | R-30 | MINIMUM R-30 | 2 | Living Faith Victory Center | 3414 Tieton Dr | 9577020000 | 4659120003 | Window & Insulation bundle | CR24-12.02 | 2024-12-23 | 24457 | 3615.38 | Longview School District #122
008707-C-BURLINGTON LITTLE SC | Insulation - Attic - Tier 2 - Min R-45 | 1472 | 11500 | 4600 | SF | R-49 | TIER 2 - MINIMUM R-45 | 2.5 | BURLINGTON LITTLE SCHOOL | 207 S GARDNER RD | 2514100000 | 2514100811 | Attic insulation | CR24-6.02 | 2024-07-29 | 11500 | 1472 | Corix DE Systems (Washington) LLC
008721-C-The Salvation Army | Insulation - Attic - Tier 2 - Min R-45 | 576 | 4500 | 1800 | SF | R-49 | MINIMUM R-45 | 2.5 | The Salvation Army | 3001 R AVE STE 106 | 6799528082 | 3742000851 | Attic insulation bundle | CR24-9.01 | 2024-11-01 | 7680 | 991.4 | Louis Auto Glass
008731-C-ANACORTES BREWING CO | Insulation - Attic - Tier 2 - Min R-45 | 1253.12 | 9790 | 3916 | SF | R-60 | TIER 2 / R-45 MINIMUM | 2.5 | ANACORTES BREWING CO LLC | 314 COMMERCIAL AVE | 3217189171 | 4508000544 | Attic insulation | CR24-11.03 | 2024-12-12 | 9790 | 1253.12 | Terry Walters
008748-C-KETELSEN CONSTRUCTIO | Insulation - Attic - Tier 2 - Min R-45 | 537.6 | 4200 | 1680 | SF | R-45 | TIER 2 - R-45 MINIMUM | 2.5 | KETELSEN CONSTRUCTION | 2926 MELROSE ST | 7873910000 | 7873910985 | Attic insulation - tier 2 | CR24-12.03 | 2024-12-23 | 4200 | 537.6 | Taper
008691-C-Acme Diner LLC | Insulation - Floor | 56 | 1250 | 1000 | SF | R-38 | Equal or > R-30 | 0.056 | Acme Diner LLC | 2045 VALLEY HWY | 685386825 | 1365900063 | Floor insulation bundle | CR24-4.02 | 2024-05-09 | 3500 | 134.4 | Park Manor Rehab Center
008691-C-Acme Diner LLC | Insulation - Floor | 78.4 | 1750 | 1400 | SF | R-30 | Equal or > R-31 | 0.056 | Acme Diner LLC | 2045 VALLEY HWY | 685386825 | 1365900063 | Floor insulation bundle | CR24-4.02 | 2024-05-09 | 3500 | 134.4 | Park Manor Rehab Center
008733-C-ORCHARD TERRACE COND | Insulation - Floor | 169.347 | 3780 | 3024 | SF | R-30 | EQUAL OR >R-30 PRE R <R-11 | 1025 | ORCHARD TERRACE CONDOS | 901 N FOREST ST | 9809700000 | 9809700499 | Floor insulation | CR24-11.03 | 2024-12-12 | 3780 | 169.34 | Park Manor Rehab Center
008732-C-ORCHARD TERRACE COND | Insulation - Pipe - 1.5" | 7092 | 17711.41 | 1182 | SF | 1.5" | RETROFIT FOR T>140F<=200f | 15 | ORCHARD TERRACE CONDOS | 901 N FOREST ST | 9809700000 | 9809700499 | Pipe insulation | CR24-11.03 | 2024-12-12 | 17711.41 | 7092 | CAZ Construction
008730-C-Sunnyside School Dis | Insulation - Roof - Tier 2 - Min R-30 | 5940 | 33000 | 16500 | SF | R-38 | TIER 2 - MINIMUM R-30 | 2 | Sunnyside School District #201 | 810 S 16TH ST | 9323510000 | 9323510809 | Boiler, condensing HWH, and insulation | CR24-11.02 | 2024-12-06 | 48306.5 | 11596.36 | John J Miller MD PS
008743-C-Living Faith Victory | Insulation - Roof - Tier 2 - Min R-30 | 1656 | 9200 | 4600 | SF | R-38 | MINIMUM R-30 | 2 | Living Faith Victory Center | 3414 Tieton Dr | 9577020000 | 4659120003 | Window & Insulation bundle | CR24-12.02 | 2024-12-23 | 24457 | 3615.38 | Longview School District #122
008747-C-CITY OF LONGVIEW | Insulation - Roof - Tier 2 - Min R-30 | 2896.74 | 16093 | 8046.5 | SF | R-33 | TIER 2 - R-30 MINIMUM | 2 | CITY OF LONGVIEW | 254 OREGON WAY # B | 3992410000 | 3992410178 | Roof insulation - tier 2 | CR24-12.03 | 2024-12-23 | 16093 | 2896.74 | Marr's Heating & AC Inc
008680-C-Louis Auto Glass | Insulation - Wall - Tier 2 - Min R-19 | 63.84 | 672 | 336 | SF | R-23 | R-19 MINIMUM | 2 | Louis Auto Glass | 1512 N STATE ST | 7037400000 | 7037400189 | Attic & wall Insulation bundle | CR24-2.01 | 2024-04-11 | 10962 | 1581.29 | Yakima County
008682-C-GV Lot 2, LLC | Insulation - Wall - Tier 2 - Min R-19 | 1506.7 | 15860 | 7930 | SF | R-35 | Minimum R-19 | 2 | GV Lot 2, LLC | 6920 Salashan Pkwy Ste E208 | 2876695277 | 3126620000 | Wall insulation - tier 2 | CR24-3.01 | 2024-04-11 | 15860 | 1506.7 | Unlimited Service Inc
008749-C-Industrial Resources | Insulation - Wall - Tier 2 - Min R-19 | 2220.72 | 23376 | 11688 | SF | R-21 | R-19 MINIMUM | 2 | Industrial Resources Inc | 13576 Bayview Edison Rd | 7061693360 | 8716200499 | Wall insulation - tier 2 | CR24-12.04 | 2025-01-06 | 23376 | 2220.72 | The Valley Calvary Chapel
008693-C-City of Pasco | Radiant Heating | 346.4 | 1200 | 80 | kBtu/hr input | Energy Star | Direct-Fired | 15 | City of Pasco | 3624 Road 100 | 530896357 | 6275474194 | Condensing water heater & radiant heat | CR24-4.02 | 2024-05-09 | 6597 | 2487.94 | United Methodist Church
008693-C-City of Pasco | Radiant Heating | 346.4 | 1200 | 80 | kBtu/hr input | Energy Star | Direct-Fired | 15 | City of Pasco | 3624 Road 100 | 530896357 | 6275474194 | Condensing water heater & radiant heat | CR24-4.02 | 2024-05-09 | 6597 | 2487.94 | United Methodist Church
008693-C-City of Pasco | Radiant Heating | 346.4 | 1200 | 80 | kBtu/hr input | Energy Star | Direct-Fired | 15 | City of Pasco | 3624 Road 100 | 530896357 | 6275474194 | Condensing water heater & radiant heat | CR24-4.02 | 2024-05-09 | 6597 | 2487.94 | United Methodist Church
008693-C-City of Pasco | Radiant Heating | 346.4 | 1200 | 80 | kBtu/hr input | Energy Star | Direct-Fired | 15 | City of Pasco | 3624 Road 100 | 530896357 | 6275474194 | Condensing water heater & radiant heat | CR24-4.02 | 2024-05-09 | 6597 | 2487.94 | United Methodist Church
008693-C-City of Pasco | Radiant Heating | 346.4 | 1200 | 80 | kBtu/hr input | Energy Star | Direct-Fired | 15 | City of Pasco | 3624 Road 100 | 530896357 | 6275474194 | Condensing water heater & radiant heat | CR24-4.02 | 2024-05-09 | 6597 | 2487.94 | United Methodist Church
008681-C-Zirkle Fruit Company | Tankless Water Heater - Tier 2 | 228 | 900 | 6 | GPM @45F | 96% | TIER 2 - 0.93 EF MINIMUM | 150 | Zirkle Fruit Company | 352 HARRISON RD | 6408120000 | 6408120545 | Tankless tier 2 | CR24-2.02 | 2024-04-11 | 1800 | 456 | Living Faith Victory Center
008681-C-Zirkle Fruit Company | Tankless Water Heater - Tier 2 | 228 | 900 | 6 |  | 96% | TIER 2 - 0.93 EF MINIMUM | 150 | Zirkle Fruit Company | 352 HARRISON RD | 6408120000 | 6408120545 | Tankless tier 2 | CR24-2.02 | 2024-04-11 | 1800 | 456 | Living Faith Victory Center
008704-C-THE ENSIGN GROUP INC | Tankless Water Heater - Tier 2 | 228 | 900 | 6 |  | 95% | TIER 2 - 0.93 EF MINIMUM | 150 | THE ENSIGN GROUP INC | 1710 PLAZA WAY | 3196810000 | 3196810006 | Tankless HWH tier 2 | CR24-6.01 | 2024-06-28 | 3600 | 912 | La Conner School District
008704-C-THE ENSIGN GROUP INC | Tankless Water Heater - Tier 2 | 228 | 900 | 6 |  | 95% | TIER 2 - 0.93 EF MINIMUM | 150 | THE ENSIGN GROUP INC | 1710 PLAZA WAY | 3196810000 | 3196810006 | Tankless HWH tier 2 | CR24-6.01 | 2024-06-28 | 3600 | 912 | La Conner School District
008704-C-THE ENSIGN GROUP INC | Tankless Water Heater - Tier 2 | 228 | 900 | 6 |  | 95% | TIER 2 - 0.93 EF MINIMUM | 150 | THE ENSIGN GROUP INC | 1710 PLAZA WAY | 3196810000 | 3196810006 | Tankless HWH tier 2 | CR24-6.01 | 2024-06-28 | 3600 | 912 | La Conner School District
008704-C-THE ENSIGN GROUP INC | Tankless Water Heater - Tier 2 | 228 | 900 | 6 |  | 95% | TIER 2 - 0.93 EF MINIMUM | 150 | THE ENSIGN GROUP INC | 1710 PLAZA WAY | 3196810000 | 3196810006 | Tankless HWH tier 2 | CR24-6.01 | 2024-06-28 | 3600 | 912 | La Conner School District
008711-C-Local Bounti LLC | Tankless Water Heater - Tier 2 | 228 | 900 | 6 | kBtu/hr input | 96% | MINIMUM 0.93 EF | 150 | Local Bounti LLC | 950 S Elm St | 5683279924 | 3098930441 | Boilers & tankless HWH tier 2 | CR24-7.02 | 2024-08-20 | 123600 | 26112 | Coin Street Laundry
008711-C-Local Bounti LLC | Tankless Water Heater - Tier 2 | 228 | 900 | 6 | kBtu/hr input | 96% | MINIMUM 0.93 EF | 150 | Local Bounti LLC | 950 S Elm St | 5683279924 | 3098930441 | Boilers & tankless HWH tier 2 | CR24-7.02 | 2024-08-20 | 123600 | 26112 | Coin Street Laundry
008711-C-Local Bounti LLC | Tankless Water Heater - Tier 2 | 228 | 900 | 6 | kBtu/hr input | 96% | MINIMUM 0.93 EF | 150 | Local Bounti LLC | 950 S Elm St | 5683279924 | 3098930441 | Boilers & tankless HWH tier 2 | CR24-7.02 | 2024-08-20 | 123600 | 26112 | Coin Street Laundry
008711-C-Local Bounti LLC | Tankless Water Heater - Tier 2 | 228 | 900 | 6 | kBtu/hr input | 96% | MINIMUM 0.93 EF | 150 | Local Bounti LLC | 950 S Elm St | 5683279924 | 3098930441 | Boilers & tankless HWH tier 2 | CR24-7.02 | 2024-08-20 | 123600 | 26112 | Coin Street Laundry
008715-C-Kennewick Retirement | Tankless Water Heater - Tier 2 | 4104 | 16200 | 108 | kBtu/hr input | 96% or 95% | MINIMUM 0.93 EF | 150 | Kennewick Retirement Residence LLC | 4704 W Hildebrand Blvd | 7995372205 | 5733713565 | Tankless HWH tier 2 | CR24-8.02 | 2024-09-17 | 16200 | 4104 | Yakima School District
008746-C-Chipotle Mexican Gri | Tankless Water Heater - Tier 2 | 228 | 900 | 6 | kBtu/hr input | 95% | 0.93 EF MINIMUM | 150 | Chipotle Mexican Grill | 1700 Commercial Ave | 7904169213 | 8514000233 | Tankless HWH - tier 2 | CR24-12.04 | 2025-01-06 | 1800 | 456 | Yakima School District
008746-C-Chipotle Mexican Gri | Tankless Water Heater - Tier 2 | 228 | 900 | 6 | kBtu/hr input | 95% | 0.93 EF MINIMUM | 150 | Chipotle Mexican Grill | 1700 Commercial Ave | 7904169213 | 8514000233 | Tankless HWH - tier 2 | CR24-12.04 | 2025-01-06 | 1800 | 456 | Yakima School District
008676-C-Walters Warehouse (2 | Warm-Air Furnace | 110 | 500 | 100 | kBtu/hr input | Minimum 91% AFUE | 91% AFUE MINIMUM | 5 | Walters Warehouse (2009) | 2009 Masonry Way #101 | 2438937034 | 5074470540 | Gas furnaces | CR24-1.01 | 2024-02-12 | 1000 | 220 | Woodland School District #404
008676-C-Walters Warehouse (2 | Warm-Air Furnace | 110 | 500 | 100 | kBtu/hr input | Minimum 91% AFUE | 91% AFUE MINIMUM | 5 | Walters Warehouse (2009) | 2009 Masonry Way #101 | 2438937034 | 5074470540 | Gas furnaces | CR24-1.01 | 2024-02-12 | 1000 | 220 | Woodland School District #404
008677-C-Walters Warehouse (2 | Warm-Air Furnace | 66 | 300 | 60 | kBtu/hr input | Minimum 91% AFUE | 91% AFUE MINIMUM | 5 | Walters Warehouse (2005) | 2005 Masonry Way #101 | 7192750199 | 3506785086 | Gas furnaces | CR24-1.02 | 2024-02-12 | 1900 | 418 | Living Faith Victory Center
008677-C-Walters Warehouse (2 | Warm-Air Furnace | 66 | 300 | 60 | kBtu/hr input | Minimum 91% AFUE | 91% AFUE MINIMUM | 5 | Walters Warehouse (2005) | 2005 Masonry Way #101 | 7192750199 | 3506785086 | Gas furnaces | CR24-1.02 | 2024-02-12 | 1900 | 418 | Living Faith Victory Center
008677-C-Walters Warehouse (2 | Warm-Air Furnace | 44 | 200 | 40 | kBtu/hr input | Minimum 91% AFUE | 91% AFUE MINIMUM | 5 | Walters Warehouse (2005) | 2005 Masonry Way #101 | 7192750199 | 3506785086 | Gas furnaces | CR24-1.02 | 2024-02-12 | 1900 | 418 | Living Faith Victory Center
008677-C-Walters Warehouse (2 | Warm-Air Furnace | 44 | 200 | 40 | kBtu/hr input | Minimum 91% AFUE | 91% AFUE MINIMUM | 5 | Walters Warehouse (2005) | 2005 Masonry Way #101 | 7192750199 | 3506785086 | Gas furnaces | CR24-1.02 | 2024-02-12 | 1900 | 418 | Living Faith Victory Center
008677-C-Walters Warehouse (2 | Warm-Air Furnace | 44 | 200 | 40 | kBtu/hr input | Minimum 91% AFUE | 91% AFUE MINIMUM | 5 | Walters Warehouse (2005) | 2005 Masonry Way #101 | 7192750199 | 3506785086 | Gas furnaces | CR24-1.02 | 2024-02-12 | 1900 | 418 | Living Faith Victory Center
008677-C-Walters Warehouse (2 | Warm-Air Furnace | 44 | 200 | 40 | kBtu/hr input | Minimum 91% AFUE | 91% AFUE MINIMUM | 5 | Walters Warehouse (2005) | 2005 Masonry Way #101 | 7192750199 | 3506785086 | Gas furnaces | CR24-1.02 | 2024-02-12 | 1900 | 418 | Living Faith Victory Center
008677-C-Walters Warehouse (2 | Warm-Air Furnace | 110 | 500 | 100 | kBtu/hr input | Minimum 91% AFUE | 91% AFUE MINIMUM | 5 | Walters Warehouse (2005) | 2005 Masonry Way #101 | 7192750199 | 3506785086 | Gas furnaces | CR24-1.02 | 2024-02-12 | 1900 | 418 | Living Faith Victory Center
008688-C-Dr John J Miller | Warm-Air Furnace | 110 | 500 | 100 | kBtu/hr input | 95% | Minimum 91% AFUE | 5 | Dr John J Miller | 1220 BASICH BLVD STE B | 6759205086 | 8599310536 | Gas furnace | CR24-4.01 | 2024-05-09 | 500 | 110 | DASH Properties, LLC
008689-C-Red Brick Management | Warm-Air Furnace | 92.4 | 420 | 84 | kBtu/hr input | 95% | Minimum 91% AFUE | 5 | Red Brick Management LLC | 7535 W KENNEWICK AVE STE A | 7354818022 | 1429510061 | Gas furnace | CR24-4.01 | 2024-05-09 | 420 | 92.4 | Burlington Little School
008690-C-Red Brick Management | Warm-Air Furnace | 107.8 | 490 | 98 | kBtu/hr input | 95% | Minimum 91% AFUE | 5 | Red Brick Management LLC | 7535 W KENNEWICK AVE STE G | 9753894782 | 5429510065 | Gas furnace | CR24-4.01 | 2024-05-09 | 490 | 107.8 | Holy Rosary Church
008694-C-WALLA WALLA CATHOLIC | Warm-Air Furnace | 233.2 | 1060 | 212 | kBtu/hr input | 92% | Minimum 91% AFUE | 5 | WALLA WALLA CATHOLIC SCHOOLS | 919 E SUMACH ST | 201463689 | 6384910908 | Gas furnace | CR24-4.02 | 2024-05-09 | 1060 | 233.2 | Baylii LLC
008695-C-Maritz, David | Warm-Air Furnace | 88 | 400 | 80 | kBtu/hr input | 96% | Minimum 91% AFUE | 5 | Maritz, David | 3 W NORTH CAMANO DR | 9127400000 | 9127400111 | Gas furnace | CR24-4.02 | 2024-05-09 | 400 | 88 | City of Lynden
008698-C-UNITED METHODIST CHU | Warm-Air Furnace | 44 | 200 | 40 | kBtu/hr input | 96% | Minimum 91% AFUE | 5 | UNITED METHODIST CHURCH | 401 E SPRUCE AVE | 8671410000 | 8671410091 | Gas furnace | CR24-5.01 | 2024-05-21 | 200 | 44 | Local Bounti Corporation
008700-C-NOOKSACK VALLEY BAPT | Warm-Air Furnace | 88 | 400 | 80 | kBtu/hr input | 96% | Minimum 91% AFUE | 5 | NOOKSACK VALLEY BAPTIST CHURCH | 1208 E MAIN ST # A | 2683900000 | 2683900544 | Gas furnace | CR24-5.01 | 2024-05-21 | 400 | 88 | Andrew Barber
008708-C-HOLY ROSARY CHURCH | Warm-Air Furnace | 110 | 500 | 100 | kBtu/hr input | 96% | MINIMUM 91% AFUE | 5 | HOLY ROSARY CHURCH | 201 N ILER ST | 8248120000 | 8248120967 | Gas furnace | CR24-6.02 | 2024-07-29 | 1000 | 220 | County of Skagit
008708-C-HOLY ROSARY CHURCH | Warm-Air Furnace | 110 | 500 | 100 | kBtu/hr input | 96% | MINIMUM 91% AFUE | 5 | HOLY ROSARY CHURCH | 201 N ILER ST | 8248120000 | 8248120967 | Gas furnace | CR24-6.02 | 2024-07-29 | 1000 | 220 | County of Skagit
008712-C-FAIRHAVEN VISION CLI | Warm-Air Furnace | 88 | 400 | 80 | kBtu/hr input | 96% | Minimum 91% AFUE | 5 | FAIRHAVEN VISION CLINIC LLC | 1207 OLD FAIRHAVEN PKWY | 6983600000 | 6983600209 | Gas furnace | CR24-8.01 | 2024-09-11 | 400 | 88 | Longview School District #122
008719-C-ANACORTES LUTHERAN C | Warm-Air Furnace | 110 | 600 | 100 | kBtu/hr input | 96% | MINIMUM 91% AFUE | 6 | ANACORTES LUTHERAN CHURCH | 2100 O AVE | 6882000000 | 6882000184 | Gas furnaces & bonus | CR24-9.01 | 2024-11-01 | 1400 | 220 | Yakima Valley College
008719-C-ANACORTES LUTHERAN C | Warm-Air Furnace | 110 | 600 | 100 | kBtu/hr input | 96% | Minimum 91% AFUE | 100 | ANACORTES LUTHERAN CHURCH | 2100 O AVE | 6882000000 | 6882000184 | Gas furnaces & bonus | CR24-9.01 | 2024-11-01 | 1400 | 220 | Yakima Valley College
008722-C-WOODLAND SCHOOL DIST | Warm-Air Furnace | 88 | 400 | 60 | kBtu/hr input | 96% | MINIMUM 91% AFUE | 6 | WOODLAND SCHOOL DIST #404 | 755 PARK ST BLD- D,E,F,G | 8456410000 | 8456410337 | Gas furnace bundle | CR24-10.02 | 2024-11-26 | 25500 | 4488 | Anacortes Lutheran Church
008722-C-WOODLAND SCHOOL DIST | Warm-Air Furnace | 88 | 400 | 60 | kBtu/hr input | 96% | MINIMUM 91% AFUE | 6 | WOODLAND SCHOOL DIST #404 | 755 PARK ST BLD- D,E,F,G | 8456410000 | 8456410337 | Gas furnace bundle | CR24-10.02 | 2024-11-26 | 25500 | 4488 | Anacortes Lutheran Church
008722-C-WOODLAND SCHOOL DIST | Warm-Air Furnace | 88 | 400 | 60 | kBtu/hr input | 96% | MINIMUM 91% AFUE | 6 | WOODLAND SCHOOL DIST #404 | 755 PARK ST BLD- D,E,F,G | 8456410000 | 8456410337 | Gas furnace bundle | CR24-10.02 | 2024-11-26 | 25500 | 4488 | Anacortes Lutheran Church
008722-C-WOODLAND SCHOOL DIST | Warm-Air Furnace | 88 | 400 | 80 | kBtu/hr input | 96% | MINIMUM 91% AFUE | 6 | WOODLAND SCHOOL DIST #404 | 755 PARK ST BLD- D,E,F,G | 8456410000 | 8456410337 | Gas furnace bundle | CR24-10.02 | 2024-11-26 | 25500 | 4488 | Anacortes Lutheran Church
008722-C-WOODLAND SCHOOL DIST | Warm-Air Furnace | 88 | 400 | 80 | kBtu/hr input | 96% | MINIMUM 91% AFUE | 6 | WOODLAND SCHOOL DIST #404 | 755 PARK ST BLD- D,E,F,G | 8456410000 | 8456410337 | Gas furnace bundle | CR24-10.02 | 2024-11-26 | 25500 | 4488 | Anacortes Lutheran Church
008722-C-WOODLAND SCHOOL DIST | Warm-Air Furnace | 88 | 400 | 80 | kBtu/hr input | 96% | MINIMUM 91% AFUE | 6 | WOODLAND SCHOOL DIST #404 | 755 PARK ST BLD- D,E,F,G | 8456410000 | 8456410337 | Gas furnace bundle | CR24-10.02 | 2024-11-26 | 25500 | 4488 | Anacortes Lutheran Church
008722-C-WOODLAND SCHOOL DIST | Warm-Air Furnace | 88 | 400 | 80 | kBtu/hr input | 96% | MINIMUM 91% AFUE | 6 | WOODLAND SCHOOL DIST #404 | 755 PARK ST BLD- D,E,F,G | 8456410000 | 8456410337 | Gas furnace bundle | CR24-10.02 | 2024-11-26 | 25500 | 4488 | Anacortes Lutheran Church
008722-C-WOODLAND SCHOOL DIST | Warm-Air Furnace | 88 | 400 | 80 | kBtu/hr input | 96% | MINIMUM 91% AFUE | 6 | WOODLAND SCHOOL DIST #404 | 755 PARK ST BLD- D,E,F,G | 8456410000 | 8456410337 | Gas furnace bundle | CR24-10.02 | 2024-11-26 | 25500 | 4488 | Anacortes Lutheran Church
008722-C-WOODLAND SCHOOL DIST | Warm-Air Furnace | 88 | 400 | 80 | kBtu/hr input | 96% | MINIMUM 91% AFUE | 6 | WOODLAND SCHOOL DIST #404 | 755 PARK ST BLD- D,E,F,G | 8456410000 | 8456410337 | Gas furnace bundle | CR24-10.02 | 2024-11-26 | 25500 | 4488 | Anacortes Lutheran Church
008722-C-WOODLAND SCHOOL DIST | Warm-Air Furnace | 88 | 400 | 80 | kBtu/hr input | 96% | MINIMUM 91% AFUE | 6 | WOODLAND SCHOOL DIST #404 | 755 PARK ST BLD- D,E,F,G | 8456410000 | 8456410337 | Gas furnace bundle | CR24-10.02 | 2024-11-26 | 25500 | 4488 | Anacortes Lutheran Church
008722-C-WOODLAND SCHOOL DIST | Warm-Air Furnace | 88 | 400 | 80 | kBtu/hr input | 96% | MINIMUM 91% AFUE | 6 | WOODLAND SCHOOL DIST #404 | 755 PARK ST BLD- D,E,F,G | 8456410000 | 8456410337 | Gas furnace bundle | CR24-10.02 | 2024-11-26 | 25500 | 4488 | Anacortes Lutheran Church
008722-C-WOODLAND SCHOOL DIST | Warm-Air Furnace | 88 | 400 | 80 | kBtu/hr input | 96% | MINIMUM 91% AFUE | 6 | WOODLAND SCHOOL DIST #404 | 755 PARK ST BLD- D,E,F,G | 8456410000 | 8456410337 | Gas furnace bundle | CR24-10.02 | 2024-11-26 | 25500 | 4488 | Anacortes Lutheran Church
008722-C-WOODLAND SCHOOL DIST | Warm-Air Furnace | 88 | 400 | 80 | kBtu/hr input | 96% | MINIMUM 91% AFUE | 6 | WOODLAND SCHOOL DIST #404 | 755 PARK ST BLD- D,E,F,G | 8456410000 | 8456410337 | Gas furnace bundle | CR24-10.02 | 2024-11-26 | 25500 | 4488 | Anacortes Lutheran Church
008722-C-WOODLAND SCHOOL DIST | Warm-Air Furnace | 88 | 400 | 80 | kBtu/hr input | 96% | MINIMUM 91% AFUE | 6 | WOODLAND SCHOOL DIST #404 | 755 PARK ST BLD- D,E,F,G | 8456410000 | 8456410337 | Gas furnace bundle | CR24-10.02 | 2024-11-26 | 25500 | 4488 | Anacortes Lutheran Church
008722-C-WOODLAND SCHOOL DIST | Warm-Air Furnace | 88 | 400 | 80 | kBtu/hr input | 96% | MINIMUM 91% AFUE | 6 | WOODLAND SCHOOL DIST #404 | 755 PARK ST BLD- D,E,F,G | 8456410000 | 8456410337 | Gas furnace bundle | CR24-10.02 | 2024-11-26 | 25500 | 4488 | Anacortes Lutheran Church
008722-C-WOODLAND SCHOOL DIST | Warm-Air Furnace | 88 | 400 | 80 | kBtu/hr input | 96% | MINIMUM 91% AFUE | 6 | WOODLAND SCHOOL DIST #404 | 755 PARK ST BLD- D,E,F,G | 8456410000 | 8456410337 | Gas furnace bundle | CR24-10.02 | 2024-11-26 | 25500 | 4488 | Anacortes Lutheran Church
008722-C-WOODLAND SCHOOL DIST | Warm-Air Furnace | 88 | 400 | 80 | kBtu/hr input | 96% | MINIMUM 91% AFUE | 6 | WOODLAND SCHOOL DIST #404 | 755 PARK ST BLD- D,E,F,G | 8456410000 | 8456410337 | Gas furnace bundle | CR24-10.02 | 2024-11-26 | 25500 | 4488 | Anacortes Lutheran Church
008722-C-WOODLAND SCHOOL DIST | Warm-Air Furnace | 88 | 400 | 80 | kBtu/hr input | 96% | MINIMUM 91% AFUE | 6 | WOODLAND SCHOOL DIST #404 | 755 PARK ST BLD- D,E,F,G | 8456410000 | 8456410337 | Gas furnace bundle | CR24-10.02 | 2024-11-26 | 25500 | 4488 | Anacortes Lutheran Church
008722-C-WOODLAND SCHOOL DIST | Warm-Air Furnace | 88 | 400 | 80 | kBtu/hr input | 96% | MINIMUM 91% AFUE | 6 | WOODLAND SCHOOL DIST #404 | 755 PARK ST BLD- D,E,F,G | 8456410000 | 8456410337 | Gas furnace bundle | CR24-10.02 | 2024-11-26 | 25500 | 4488 | Anacortes Lutheran Church
008722-C-WOODLAND SCHOOL DIST | Warm-Air Furnace | 88 | 400 | 80 | kBtu/hr input | 96% | MINIMUM 91% AFUE | 6 | WOODLAND SCHOOL DIST #404 | 755 PARK ST BLD- D,E,F,G | 8456410000 | 8456410337 | Gas furnace bundle | CR24-10.02 | 2024-11-26 | 25500 | 4488 | Anacortes Lutheran Church
008722-C-WOODLAND SCHOOL DIST | Warm-Air Furnace | 88 | 400 | 80 | kBtu/hr input | 96% | MINIMUM 91% AFUE | 6 | WOODLAND SCHOOL DIST #404 | 755 PARK ST BLD- D,E,F,G | 8456410000 | 8456410337 | Gas furnace bundle | CR24-10.02 | 2024-11-26 | 25500 | 4488 | Anacortes Lutheran Church
008722-C-WOODLAND SCHOOL DIST | Warm-Air Furnace | 88 | 400 | 80 | kBtu/hr input | 96% | MINIMUM 91% AFUE | 6 | WOODLAND SCHOOL DIST #404 | 755 PARK ST BLD- D,E,F,G | 8456410000 | 8456410337 | Gas furnace bundle | CR24-10.02 | 2024-11-26 | 25500 | 4488 | Anacortes Lutheran Church
008722-C-WOODLAND SCHOOL DIST | Warm-Air Furnace | 88 | 400 | 80 | kBtu/hr input | 96% | MINIMUM 91% AFUE | 6 | WOODLAND SCHOOL DIST #404 | 755 PARK ST BLD- D,E,F,G | 8456410000 | 8456410337 | Gas furnace bundle | CR24-10.02 | 2024-11-26 | 25500 | 4488 | Anacortes Lutheran Church
008722-C-WOODLAND SCHOOL DIST | Warm-Air Furnace | 88 | 400 | 80 | kBtu/hr input | 96% | MINIMUM 91% AFUE | 6 | WOODLAND SCHOOL DIST #404 | 755 PARK ST BLD- D,E,F,G | 8456410000 | 8456410337 | Gas furnace bundle | CR24-10.02 | 2024-11-26 | 25500 | 4488 | Anacortes Lutheran Church
008722-C-WOODLAND SCHOOL DIST | Warm-Air Furnace | 88 | 400 | 80 | kBtu/hr input | 96% | MINIMUM 91% AFUE | 6 | WOODLAND SCHOOL DIST #404 | 755 PARK ST BLD- D,E,F,G | 8456410000 | 8456410337 | Gas furnace bundle | CR24-10.02 | 2024-11-26 | 25500 | 4488 | Anacortes Lutheran Church
008722-C-WOODLAND SCHOOL DIST | Warm-Air Furnace | 88 | 400 | 80 | kBtu/hr input | 96% | MINIMUM 91% AFUE | 6 | WOODLAND SCHOOL DIST #404 | 755 PARK ST BLD- D,E,F,G | 8456410000 | 8456410337 | Gas furnace bundle | CR24-10.02 | 2024-11-26 | 25500 | 4488 | Anacortes Lutheran Church
008722-C-WOODLAND SCHOOL DIST | Warm-Air Furnace | 88 | 400 | 80 | kBtu/hr input | 96% | MINIMUM 91% AFUE | 6 | WOODLAND SCHOOL DIST #404 | 755 PARK ST BLD- D,E,F,G | 8456410000 | 8456410337 | Gas furnace bundle | CR24-10.02 | 2024-11-26 | 25500 | 4488 | Anacortes Lutheran Church
008722-C-WOODLAND SCHOOL DIST | Warm-Air Furnace | 88 | 400 | 80 | kBtu/hr input | 96% | MINIMUM 91% AFUE | 6 | WOODLAND SCHOOL DIST #404 | 755 PARK ST BLD- D,E,F,G | 8456410000 | 8456410337 | Gas furnace bundle | CR24-10.02 | 2024-11-26 | 25500 | 4488 | Anacortes Lutheran Church
008722-C-WOODLAND SCHOOL DIST | Warm-Air Furnace | 88 | 400 | 80 | kBtu/hr input | 96% | MINIMUM 91% AFUE | 6 | WOODLAND SCHOOL DIST #404 | 755 PARK ST BLD- D,E,F,G | 8456410000 | 8456410337 | Gas furnace bundle | CR24-10.02 | 2024-11-26 | 25500 | 4488 | Anacortes Lutheran Church
008722-C-WOODLAND SCHOOL DIST | Warm-Air Furnace | 88 | 400 | 80 | kBtu/hr input | 96% | MINIMUM 91% AFUE | 6 | WOODLAND SCHOOL DIST #404 | 755 PARK ST BLD- D,E,F,G | 8456410000 | 8456410337 | Gas furnace bundle | CR24-10.02 | 2024-11-26 | 25500 | 4488 | Anacortes Lutheran Church
008722-C-WOODLAND SCHOOL DIST | Warm-Air Furnace | 88 | 400 | 80 | kBtu/hr input | 96% | MINIMUM 91% AFUE | 6 | WOODLAND SCHOOL DIST #404 | 755 PARK ST BLD- D,E,F,G | 8456410000 | 8456410337 | Gas furnace bundle | CR24-10.02 | 2024-11-26 | 25500 | 4488 | Anacortes Lutheran Church
008722-C-WOODLAND SCHOOL DIST | Warm-Air Furnace | 88 | 400 | 80 | kBtu/hr input | 96% | MINIMUM 91% AFUE | 6 | WOODLAND SCHOOL DIST #404 | 755 PARK ST BLD- D,E,F,G | 8456410000 | 8456410337 | Gas furnace bundle | CR24-10.02 | 2024-11-26 | 25500 | 4488 | Anacortes Lutheran Church
008722-C-WOODLAND SCHOOL DIST | Warm-Air Furnace | 88 | 400 | 80 | kBtu/hr input | 96% | MINIMUM 91% AFUE | 6 | WOODLAND SCHOOL DIST #404 | 755 PARK ST BLD- D,E,F,G | 8456410000 | 8456410337 | Gas furnace bundle | CR24-10.02 | 2024-11-26 | 25500 | 4488 | Anacortes Lutheran Church
008722-C-WOODLAND SCHOOL DIST | Warm-Air Furnace | 88 | 400 | 80 | kBtu/hr input | 96% | MINIMUM 91% AFUE | 6 | WOODLAND SCHOOL DIST #404 | 755 PARK ST BLD- D,E,F,G | 8456410000 | 8456410337 | Gas furnace bundle | CR24-10.02 | 2024-11-26 | 25500 | 4488 | Anacortes Lutheran Church
008722-C-WOODLAND SCHOOL DIST | Warm-Air Furnace | 88 | 400 | 80 | kBtu/hr input | 96% | MINIMUM 91% AFUE | 6 | WOODLAND SCHOOL DIST #404 | 755 PARK ST BLD- D,E,F,G | 8456410000 | 8456410337 | Gas furnace bundle | CR24-10.02 | 2024-11-26 | 25500 | 4488 | Anacortes Lutheran Church
008722-C-WOODLAND SCHOOL DIST | Warm-Air Furnace | 88 | 400 | 80 | kBtu/hr input | 96% | MINIMUM 91% AFUE | 6 | WOODLAND SCHOOL DIST #404 | 755 PARK ST BLD- D,E,F,G | 8456410000 | 8456410337 | Gas furnace bundle | CR24-10.02 | 2024-11-26 | 25500 | 4488 | Anacortes Lutheran Church
008722-C-WOODLAND SCHOOL DIST | Warm-Air Furnace | 88 | 400 | 80 | kBtu/hr input | 96% | MINIMUM 91% AFUE | 6 | WOODLAND SCHOOL DIST #404 | 755 PARK ST BLD- D,E,F,G | 8456410000 | 8456410337 | Gas furnace bundle | CR24-10.02 | 2024-11-26 | 25500 | 4488 | Anacortes Lutheran Church
008722-C-WOODLAND SCHOOL DIST | Warm-Air Furnace | 88 | 400 | 80 | kBtu/hr input | 96% | MINIMUM 91% AFUE | 6 | WOODLAND SCHOOL DIST #404 | 755 PARK ST BLD- D,E,F,G | 8456410000 | 8456410337 | Gas furnace bundle | CR24-10.02 | 2024-11-26 | 25500 | 4488 | Anacortes Lutheran Church
008722-C-WOODLAND SCHOOL DIST | Warm-Air Furnace | 88 | 400 | 80 | kBtu/hr input | 96% | MINIMUM 91% AFUE | 6 | WOODLAND SCHOOL DIST #404 | 755 PARK ST BLD- D,E,F,G | 8456410000 | 8456410337 | Gas furnace bundle | CR24-10.02 | 2024-11-26 | 25500 | 4488 | Anacortes Lutheran Church
008722-C-WOODLAND SCHOOL DIST | Warm-Air Furnace | 88 | 400 | 80 | kBtu/hr input | 96% | MINIMUM 91% AFUE | 6 | WOODLAND SCHOOL DIST #404 | 755 PARK ST BLD- D,E,F,G | 8456410000 | 8456410337 | Gas furnace bundle | CR24-10.02 | 2024-11-26 | 25500 | 4488 | Anacortes Lutheran Church
008722-C-WOODLAND SCHOOL DIST | Warm-Air Furnace | 88 | 400 | 80 | kBtu/hr input | 96% | MINIMUM 91% AFUE | 6 | WOODLAND SCHOOL DIST #404 | 755 PARK ST BLD- D,E,F,G | 8456410000 | 8456410337 | Gas furnace bundle | CR24-10.02 | 2024-11-26 | 25500 | 4488 | Anacortes Lutheran Church
008722-C-WOODLAND SCHOOL DIST | Warm-Air Furnace | 88 | 400 | 80 | kBtu/hr input | 96% | MINIMUM 91% AFUE | 6 | WOODLAND SCHOOL DIST #404 | 755 PARK ST BLD- D,E,F,G | 8456410000 | 8456410337 | Gas furnace bundle | CR24-10.02 | 2024-11-26 | 25500 | 4488 | Anacortes Lutheran Church
008722-C-WOODLAND SCHOOL DIST | Warm-Air Furnace | 88 | 400 | 80 | kBtu/hr input | 96% | MINIMUM 91% AFUE | 6 | WOODLAND SCHOOL DIST #404 | 755 PARK ST BLD- D,E,F,G | 8456410000 | 8456410337 | Gas furnace bundle | CR24-10.02 | 2024-11-26 | 25500 | 4488 | Anacortes Lutheran Church
008722-C-WOODLAND SCHOOL DIST | Warm-Air Furnace | 88 | 400 | 80 | kBtu/hr input | 96% | MINIMUM 91% AFUE | 6 | WOODLAND SCHOOL DIST #404 | 755 PARK ST BLD- D,E,F,G | 8456410000 | 8456410337 | Gas furnace bundle | CR24-10.02 | 2024-11-26 | 25500 | 4488 | Anacortes Lutheran Church
008722-C-WOODLAND SCHOOL DIST | Warm-Air Furnace | 88 | 400 | 80 | kBtu/hr input | 96% | MINIMUM 91% AFUE | 6 | WOODLAND SCHOOL DIST #404 | 755 PARK ST BLD- D,E,F,G | 8456410000 | 8456410337 | Gas furnace bundle | CR24-10.02 | 2024-11-26 | 25500 | 4488 | Anacortes Lutheran Church
008722-C-WOODLAND SCHOOL DIST | Warm-Air Furnace | 66 | 300 | 60 | kBtu/hr input | 96% | MINIMUM 91% AFUE | 6 | WOODLAND SCHOOL DIST #404 | 755 PARK ST BLD- D,E,F,G | 8456410000 | 8456410337 | Gas furnace bundle | CR24-10.02 | 2024-11-26 | 25500 | 4488 | Anacortes Lutheran Church
008722-C-WOODLAND SCHOOL DIST | Warm-Air Furnace | 66 | 300 | 60 | kBtu/hr input | 96% | MINIMUM 91% AFUE | 6 | WOODLAND SCHOOL DIST #404 | 755 PARK ST BLD- D,E,F,G | 8456410000 | 8456410337 | Gas furnace bundle | CR24-10.02 | 2024-11-26 | 25500 | 4488 | Anacortes Lutheran Church
008722-C-WOODLAND SCHOOL DIST | Warm-Air Furnace | 66 | 300 | 60 | kBtu/hr input | 96% | MINIMUM 91% AFUE | 6 | WOODLAND SCHOOL DIST #404 | 755 PARK ST BLD- D,E,F,G | 8456410000 | 8456410337 | Gas furnace bundle | CR24-10.02 | 2024-11-26 | 25500 | 4488 | Anacortes Lutheran Church
008722-C-WOODLAND SCHOOL DIST | Warm-Air Furnace | 110 | 500 | 100 | kBtu/hr input | 96% | MINIMUM 91% AFUE | 6 | WOODLAND SCHOOL DIST #404 | 755 PARK ST BLD- D,E,F,G | 8456410000 | 8456410337 | Gas furnace bundle | CR24-10.02 | 2024-11-26 | 25500 | 4488 | Anacortes Lutheran Church
008722-C-WOODLAND SCHOOL DIST | Warm-Air Furnace | 110 | 500 | 100 | kBtu/hr input | 96% | MINIMUM 91% AFUE | 6 | WOODLAND SCHOOL DIST #404 | 755 PARK ST BLD- D,E,F,G | 8456410000 | 8456410337 | Gas furnace bundle | CR24-10.02 | 2024-11-26 | 25500 | 4488 | Anacortes Lutheran Church
008722-C-WOODLAND SCHOOL DIST | Warm-Air Furnace | 110 | 500 | 100 | kBtu/hr input | 96% | MINIMUM 91% AFUE | 6 | WOODLAND SCHOOL DIST #404 | 755 PARK ST BLD- D,E,F,G | 8456410000 | 8456410337 | Gas furnace bundle | CR24-10.02 | 2024-11-26 | 25500 | 4488 | Anacortes Lutheran Church
008723-C-De Martini Holdings | Warm-Air Furnace | 66 | 360 | 60 | kBtu/hr input | 96% | Minimum 91% AFUE | 6 | De Martini Holdings LLC | 2100 Iron St | 986419062 | 3477400528 | Gas furnace bundle | CR24-10.01 | 2024-11-01 | 460 | 66 | Hawthorn Construction Group LLC
008725-C-Riverside Health Clu | Warm-Air Furnace | 110 | 600 | 100 | kBtu/hr input | 96% | MINIMUM 91% AFUE | 6 | Riverside Health Club | 331 PACIFIC PL | 3927200000 | 3927200318 | Gas furnace bundle | CR24-10.01 | 2024-11-01 | 700 | 110 | Longview School District #122
008727-C-Living Faith Victory | Warm-Air Furnace | 88 | 480 | 80 | kBtu/hr input | 97% | Minimum 91% AFUE | 6 | Living Faith Victory Center | 3414 Tieton Dr | 9577020000 | 4659120003 | Gas furnace bundle | CR24-10.03 | 2024-11-22 | 3380 | 528 | Taper
008727-C-Living Faith Victory | Warm-Air Furnace | 110 | 600 | 100 | kBtu/hr input | 95% | Minimum 91% AFUE | 6 | Living Faith Victory Center | 3414 Tieton Dr | 9577020000 | 4659120003 | Gas furnace bundle | CR24-10.03 | 2024-11-22 | 3380 | 528 | Taper
008727-C-Living Faith Victory | Warm-Air Furnace | 110 | 600 | 100 | kBtu/hr input | 95% | Minimum 91% AFUE | 6 | Living Faith Victory Center | 3414 Tieton Dr | 9577020000 | 4659120003 | Gas furnace bundle | CR24-10.03 | 2024-11-22 | 3380 | 528 | Taper
008727-C-Living Faith Victory | Warm-Air Furnace | 110 | 600 | 100 | kBtu/hr input | 95% | Minimum 91% AFUE | 6 | Living Faith Victory Center | 3414 Tieton Dr | 9577020000 | 4659120003 | Gas furnace bundle | CR24-10.03 | 2024-11-22 | 3380 | 528 | Taper
008727-C-Living Faith Victory | Warm-Air Furnace | 110 | 600 | 100 | kBtu/hr input | 95% | Minimum 91% AFUE | 6 | Living Faith Victory Center | 3414 Tieton Dr | 9577020000 | 4659120003 | Gas furnace bundle | CR24-10.03 | 2024-11-22 | 3380 | 528 | Taper
008737-C-TAIT HOUSE LLC | Warm-Air Furnace | 77 | 420 | 70 | kBtu/hr input | 95% | Minimum 91% AFUE | 6 | TAIT HOUSE LLC | 1015 DUPONT ST | 9515500000 | 9515500583 | Gas furnace bundle | CR24-11.04 | 2024-12-16 | 520 | 77 | The Salvation Army
008740-C-NORTH COAST ELECTRIC | Warm-Air Furnace | 66 | 360 | 60 | kBtu/hr input | 96% | Minimum 91% AFUE | 6 | NORTH COAST ELECTRIC | 1836 RACINE ST | 9104500000 | 9104500695 | Gas furnace bundle | CR24-11.04 | 2024-12-16 | 1040 | 154 | Marr's Heating & AC Inc
008740-C-NORTH COAST ELECTRIC | Warm-Air Furnace | 88 | 480 | 80 | kBtu/hr input | 95% | Minimum 91% AFUE | 6 | NORTH COAST ELECTRIC | 1836 RACINE ST | 9104500000 | 9104500695 | Gas furnace bundle | CR24-11.04 | 2024-12-16 | 1040 | 154 | Marr's Heating & AC Inc
008742-C-UNLIMITED SERVICE | Warm-Air Furnace | 110 | 600 | 100 | kBtu/hr input | 96% | 91% AFUE MINIMUM | 6 | UNLIMITED SERVICE | 1515 N FOREST ST | 9037400000 | 9037400191 | Gas furnace bundle | CR24-12.03 | 2024-12-23 | 700 | 110 | Yakima School District
008744-C-THE VALLEY CALVARY C | Warm-Air Furnace | 110 | 600 | 100 |  | 97% | 91% AFUE MINIMUM | 6 | THE VALLEY CALVARY CHAPEL | 13743 AVON ALLEN RD | 7570912888 | 6738200217 | Gas furnace bundle | CR24-12.03 | 2024-12-23 | 700 | 110 | Soli Deo Gloria
008674-C-Friesen, John H | Windows - Tier 1 | 862.2 | 13259.25 | 1767.9 | SF | U-0.29 | Single Pane to 0.30 U FACTOR | 7.5 | Friesen, John H | 1011 HIGH ST | 1508731501 | 5809700495 | Windows - tier 1 | CR24-2.02 | 2024-04-11 | 13259.25 | 862.2 | City of Longview
008683-C-SQUALICUM YACHT CLUB | Windows - Tier 1 | 7 | 107.63 | 14.4 | SF | U-0.27 | Single Pane to 0.30 or less | 7.5 | SQUALICUM YACHT CLUB | 2633 S HARBOR LOOP DR | 6451600000 | 6451600150 | Windows - tier 1 | CR24-3.01 | 2024-04-11 | 250.73 | 16.31 | Ketelsen Construction
008683-C-SQUALICUM YACHT CLUB | Windows - Tier 1 | 9.31 | 143.1 | 9.31 | SF | U-0.27 | Single Pane to 0.30 or less | 7.5 | SQUALICUM YACHT CLUB | 2633 S HARBOR LOOP DR | 6451600000 | 6451600150 | Windows - tier 1 | CR24-3.01 | 2024-04-11 | 250.73 | 16.31 | Ketelsen Construction
008684-C-CENTRAL LUTHERAN CHU | Windows - Tier 1 | 298.74 | 4594.05 | 612.54 | SF | U-0.30 | Single Pane to 0.30 U FACTOR | 7.5 | CENTRAL LUTHERAN CHURCH | 1604 W YAKIMA AVE | 1572120000 | 1572120897 | Windows - tier 1 | CR24-3.02 | 2024-04-11 | 4594.05 | 298.74 | Engie Insight Services, Inc
008701-C-MARDIS MANOR | Windows - Tier 1 | 4.88 | 75 |  | SF | U-30 | Single Pane to 0.30 U factor | 7.5 | MARDIS MANOR | 433 WASHINGTON ST | 7589810000 | 7589810492 | Windows - tier 1 | CR24-5.03 | 2024-06-28 | 510 | 33.16 | Industrial Resources Inc
008701-C-MARDIS MANOR | Windows - Tier 1 | 18.53 | 285 |  | SF | U-30 | Single Pane to 0.30 U factor | 7.5 | MARDIS MANOR | 433 WASHINGTON ST | 7589810000 | 7589810492 | Windows - tier 1 | CR24-5.03 | 2024-06-28 | 510 | 33.16 | Industrial Resources Inc
008701-C-MARDIS MANOR | Windows - Tier 1 | 9.75 | 150 |  | SF | U-30 | Single Pane to 0.30 U factor | 7.5 | MARDIS MANOR | 433 WASHINGTON ST | 7589810000 | 7589810492 | Windows - tier 1 | CR24-5.03 | 2024-06-28 | 510 | 33.16 | Industrial Resources Inc
008706-C-DASH PROPERTIES LLC | Windows - Tier 1 | 5.41 | 83.21 | 11.0947 | SF | U-0.26 | Single Pane to 0.30 U Factor | 7.5 | DASH PROPERTIES LLC | 819 BAY ST | 7290010000 | 7290010674 | Windows - Tier 1 | CR24-6.01 | 2024-06-28 | 268.37 | 17.45 | Holy Rosary Church
008706-C-DASH PROPERTIES LLC | Windows - Tier 1 | 12.04 | 185.16 | 24.688 | SF | U-0.26 | Single Pane to 0.30 U Factor | 7.5 | DASH PROPERTIES LLC | 819 BAY ST | 7290010000 | 7290010674 | Windows - Tier 1 | CR24-6.01 | 2024-06-28 | 268.37 | 17.45 | Holy Rosary Church
008726-C-New Beginnings Thrif | Windows - Tier 1 | 308.88 | 4749.98 | 633.3 | SF | U-0.29 | Single Pane to 0.30 U FACTOR | 7.5 | New Beginnings Thrift Store | 1016 LEE BLVD | 206702009 | 499710908 | Windows - tier 1 | CR24-11.01 | 2024-11-22 | 5803.36 | 377.38 | City of Lynden
008726-C-New Beginnings Thrif | Windows - Tier 1 | 68.5 | 1053.38 | 140.5 | SF | U-0.29 | Single Pane to 0.30 U FACTOR | 7.5 | New Beginnings Thrift Store | 1016 LEE BLVD | 206702009 | 499710908 | Windows - tier 1 | CR24-11.01 | 2024-11-22 | 5803.36 | 377.38 | City of Lynden
008743-C-Living Faith Victory | Windows - Tier 1 | 237.02 | 3645 | 486 | SF | U-0.26 | Single pane to 0.30 or less* | 7.5 | Living Faith Victory Center | 3414 Tieton Dr | 9577020000 | 4659120003 | Window & Insulation bundle | CR24-12.02 | 2024-12-23 | 24457 | 3615.38 | Longview School District #122