Destratification Fans (HVLS)_Retail_New_High Volume, Low Speed (HVLS) fans with a minimum diameter of 14 ft with Variable Speed Drive (VSD) installed | Destratification Fans (HVLS)_Retail_New | Destratification Fans (HVLS)_Commercial_New_No destratification fans or other means to effectively mix indoor air_High Volume, Low Speed (HVLS) fans with a minimum diameter of 14 ft with Variable Speed Drive (VSD) installed | Commercial | Retail | New | Space Heating | Natural Gas | Destratification Fans (HVLS) | NEQ | No destratification fans or other means to effectively mix indoor air | 10 | 10 | 10 | 0 | 0 | 0 | 0.15 | 0.2 | Retro1Slow | 0.012666666666666666 | TBD | A | WCM263 | 0.7 | 0.42 | sqft roof | 0.0321 | 0 | 0 | 0 | 0 | IL TRM v12 - 4.4.34 - Destratification Fan - CI-HVC-DSFN-V07-240101 | IL TRM v12 - 4.4.34 - Destratification Fan - CI-HVC-DSFN-V07-240101 | IL TRM v12 - 4.4.34 - Destratification Fan - CI-HVC-DSFN-V07-240101 | 0 | 0 | 0.71324 | No destratification fans or other means to effectively mix indoor air | No destratification fans or other means to effectively mix indoor air | No destratification fans or other means to effectively mix indoor air | No destratification fans or other means to effectively mix indoor air | No destratification fans or other means to effectively mix indoor air | No destratification fans or other means to effectively mix indoor air | No destratification fans or other means to effectively mix indoor air | No destratification fans or other means to effectively mix indoor air | No destratification fans or other means to effectively mix indoor air | No destratification fans or other means to effectively mix indoor air | No destratification fans or other means to effectively mix indoor air | No destratification fans or other means to effectively mix indoor air | No destratification fans or other means to effectively mix indoor air | No destratification fans or other means to effectively mix indoor air | No destratification fans or other means to effectively mix indoor air | No destratification fans or other means to effectively mix indoor air | No destratification fans or other means to effectively mix indoor air | No destratification fans or other means to effectively mix indoor air | No destratification fans or other means to effectively mix indoor air | No destratification fans or other means to effectively mix indoor air | No destratification fans or other means to effectively mix indoor air | No destratification fans or other means to effectively mix indoor air | No destratification fans or other means to effectively mix indoor air | No destratification fans or other means to effectively mix indoor air | No destratification fans or other means to effectively mix indoor air | No destratification fans or other means to effectively mix indoor air | No destratification fans or other means to effectively mix indoor air | No destratification fans or other means to effectively mix indoor air | 0 | 0 | 0 | 0 | 0 | 0 | 0 | 0 | 0 | 0 | 0 | 0 | 0 | 0 | 0 | 0 | 0 | 0 | 0 | 0 | 0 | 0 | 0 | 0 | 0 | 0 | 0 | 0 | 0 | 0 | 0 | 0 | 0 | 0 | 0 | 0 | 0 | 0 | 0 | 0 | 0 | 0 | 0 | 0 | 0 | 0 | 0 | 0 | 0 | 0 | 0 | 0 | 0 | 0 | 0 | 0 | 0 | 0 | 0 | 0 | 0 | 0 | 0 | 0 | 0 | 0 | 0 | 0 | 0 | 0 | 0 | 0 | 0 | 0 | 0 | 0 | 0 | 0 | 0 | 0 | 0 | 0 | 0 | 0 | 0 | 0 | 0 | 0 | 0 | 0 | 0 | 0 | 0 | 0 | 0 | 0 | 0 | 0 | 0 | 0 | 0 | 0 | 0 | 0 | 0 | 0 | 0 | 0 | 0 | 0 | 0 | 0 | High Volume, Low Speed (HVLS) fans with a minimum diameter of 14 ft with Variable Speed Drive (VSD) installed | High Volume, Low Speed (HVLS) fans with a minimum diameter of 14 ft with Variable Speed Drive (VSD) installed | High Volume, Low Speed (HVLS) fans with a minimum diameter of 14 ft with Variable Speed Drive (VSD) installed | High Volume, Low Speed (HVLS) fans with a minimum diameter of 14 ft with Variable Speed Drive (VSD) installed | High Volume, Low Speed (HVLS) fans with a minimum diameter of 14 ft with Variable Speed Drive (VSD) installed | High Volume, Low Speed (HVLS) fans with a minimum diameter of 14 ft with Variable Speed Drive (VSD) installed | High Volume, Low Speed (HVLS) fans with a minimum diameter of 14 ft with Variable Speed Drive (VSD) installed | High Volume, Low Speed (HVLS) fans with a minimum diameter of 14 ft with Variable Speed Drive (VSD) installed | High Volume, Low Speed (HVLS) fans with a minimum diameter of 14 ft with Variable Speed Drive (VSD) installed | High Volume, Low Speed (HVLS) fans with a minimum diameter of 14 ft with Variable Speed Drive (VSD) installed | High Volume, Low Speed (HVLS) fans with a minimum diameter of 14 ft with Variable Speed Drive (VSD) installed | High Volume, Low Speed (HVLS) fans with a minimum diameter of 14 ft with Variable Speed Drive (VSD) installed | High Volume, Low Speed (HVLS) fans with a minimum diameter of 14 ft with Variable Speed Drive (VSD) installed | High Volume, Low Speed (HVLS) fans with a minimum diameter of 14 ft with Variable Speed Drive (VSD) installed | High Volume, Low Speed (HVLS) fans with a minimum diameter of 14 ft with Variable Speed Drive (VSD) installed | High Volume, Low Speed (HVLS) fans with a minimum diameter of 14 ft with Variable Speed Drive (VSD) installed | High Volume, Low Speed (HVLS) fans with a minimum diameter of 14 ft with Variable Speed Drive (VSD) installed | High Volume, Low Speed (HVLS) fans with a minimum diameter of 14 ft with Variable Speed Drive (VSD) installed | High Volume, Low Speed (HVLS) fans with a minimum diameter of 14 ft with Variable Speed Drive (VSD) installed | High Volume, Low Speed (HVLS) fans with a minimum diameter of 14 ft with Variable Speed Drive (VSD) installed | High Volume, Low Speed (HVLS) fans with a minimum diameter of 14 ft with Variable Speed Drive (VSD) installed | High Volume, Low Speed (HVLS) fans with a minimum diameter of 14 ft with Variable Speed Drive (VSD) installed | High Volume, Low Speed (HVLS) fans with a minimum diameter of 14 ft with Variable Speed Drive (VSD) installed | High Volume, Low Speed (HVLS) fans with a minimum diameter of 14 ft with Variable Speed Drive (VSD) installed | High Volume, Low Speed (HVLS) fans with a minimum diameter of 14 ft with Variable Speed Drive (VSD) installed | High Volume, Low Speed (HVLS) fans with a minimum diameter of 14 ft with Variable Speed Drive (VSD) installed | High Volume, Low Speed (HVLS) fans with a minimum diameter of 14 ft with Variable Speed Drive (VSD) installed | High Volume, Low Speed (HVLS) fans with a minimum diameter of 14 ft with Variable Speed Drive (VSD) installed | 0.7132 | 0.7132 | 0.7132 | 0.7132 | 0.7132 | 0.7132 | 0.7132 | 0.7132 | 0.7132 | 0.7132 | 0.7132 | 0.7132 | 0.7132 | 0.7132 | 0.7132 | 0.7132 | 0.7132 | 0.7132 | 0.7132 | 0.7132 | 0.7132 | 0.7132 | 0.7132 | 0.7132 | 0.7132 | 0.7132 | 0.7132 | 0.7132 | 0 | 0 | 0 | 0 | 0 | 0 | 0 | 0 | 0 | 0 | 0 | 0 | 0 | 0 | 0 | 0 | 0 | 0 | 0 | 0 | 0 | 0 | 0 | 0 | 0 | 0 | 0 | 0 | 0 | 0 | 0 | 0 | 0 | 0 | 0 | 0 | 0 | 0 | 0 | 0 | 0 | 0 | 0 | 0 | 0 | 0 | 0 | 0 | 0 | 0 | 0 | 0 | 0 | 0 | 0 | 0 | 0 | 0 | 0 | 0 | 0 | 0 | 0 | 0 | 0 | 0 | 0 | 0 | 0 | 0 | 0 | 0 | 0 | 0 | 0 | 0 | 0 | 0 | 0 | 0 | 0 | 0 | 0 | 0 | 0 | 0 | 0 | 0 | 0 | 0 | 0 | 0 | 0 | 0 | 0 | 0 | 0 | 0 | 0 | 0 | 0 | 0 | 0 | 0 | 0 | 0 | 0 | 0 | 0 | 0 | 0 | 0 | 0 | 0 | 0 | 0 | 0 | 0 | 0 | 0 | 0 | 0 | 0 | 0 | 0 | 0 | 0 | 0 | 0 | 0 | 0 | 0 | 0 | 0 | 0 | 0 | 0 | 0 | 0 | 0 | High Volume, Low Speed (HVLS) fans with a minimum diameter of 14 ft with Variable Speed Drive (VSD) installed | High Volume, Low Speed (HVLS) fans with a minimum diameter of 14 ft with Variable Speed Drive (VSD) installed | High Volume, Low Speed (HVLS) fans with a minimum diameter of 14 ft with Variable Speed Drive (VSD) installed | High Volume, Low Speed (HVLS) fans with a minimum diameter of 14 ft with Variable Speed Drive (VSD) installed | High Volume, Low Speed (HVLS) fans with a minimum diameter of 14 ft with Variable Speed Drive (VSD) installed | High Volume, Low Speed (HVLS) fans with a minimum diameter of 14 ft with Variable Speed Drive (VSD) installed | High Volume, Low Speed (HVLS) fans with a minimum diameter of 14 ft with Variable Speed Drive (VSD) installed | High Volume, Low Speed (HVLS) fans with a minimum diameter of 14 ft with Variable Speed Drive (VSD) installed | High Volume, Low Speed (HVLS) fans with a minimum diameter of 14 ft with Variable Speed Drive (VSD) installed | High Volume, Low Speed (HVLS) fans with a minimum diameter of 14 ft with Variable Speed Drive (VSD) installed | High Volume, Low Speed (HVLS) fans with a minimum diameter of 14 ft with Variable Speed Drive (VSD) installed | High Volume, Low Speed (HVLS) fans with a minimum diameter of 14 ft with Variable Speed Drive (VSD) installed | High Volume, Low Speed (HVLS) fans with a minimum diameter of 14 ft with Variable Speed Drive (VSD) installed | High Volume, Low Speed (HVLS) fans with a minimum diameter of 14 ft with Variable Speed Drive (VSD) installed | High Volume, Low Speed (HVLS) fans with a minimum diameter of 14 ft with Variable Speed Drive (VSD) installed | High Volume, Low Speed (HVLS) fans with a minimum diameter of 14 ft with Variable Speed Drive (VSD) installed | High Volume, Low Speed (HVLS) fans with a minimum diameter of 14 ft with Variable Speed Drive (VSD) installed | High Volume, Low Speed (HVLS) fans with a minimum diameter of 14 ft with Variable Speed Drive (VSD) installed | High Volume, Low Speed (HVLS) fans with a minimum diameter of 14 ft with Variable Speed Drive (VSD) installed | High Volume, Low Speed (HVLS) fans with a minimum diameter of 14 ft with Variable Speed Drive (VSD) installed | High Volume, Low Speed (HVLS) fans with a minimum diameter of 14 ft with Variable Speed Drive (VSD) installed | High Volume, Low Speed (HVLS) fans with a minimum diameter of 14 ft with Variable Speed Drive (VSD) installed | High Volume, Low Speed (HVLS) fans with a minimum diameter of 14 ft with Variable Speed Drive (VSD) installed | High Volume, Low Speed (HVLS) fans with a minimum diameter of 14 ft with Variable Speed Drive (VSD) installed | High Volume, Low Speed (HVLS) fans with a minimum diameter of 14 ft with Variable Speed Drive (VSD) installed | High Volume, Low Speed (HVLS) fans with a minimum diameter of 14 ft with Variable Speed Drive (VSD) installed | High Volume, Low Speed (HVLS) fans with a minimum diameter of 14 ft with Variable Speed Drive (VSD) installed | High Volume, Low Speed (HVLS) fans with a minimum diameter of 14 ft with Variable Speed Drive (VSD) installed | 0.7132 | 0.7132 | 0.7132 | 0.7132 | 0.7132 | 0.7132 | 0.7132 | 0.7132 | 0.7132 | 0.7132 | 0.7132 | 0.7132 | 0.7132 | 0.7132 | 0.7132 | 0.7132 | 0.7132 | 0.7132 | 0.7132 | 0.7132 | 0.7132 | 0.7132 | 0.7132 | 0.7132 | 0.7132 | 0.7132 | 0.7132 | 0.7132 | 0 | 0 | 0 | 0 | 0 | 0 | 0 | 0 | 0 | 0 | 0 | 0 | 0 | 0 | 0 | 0 | 0 | 0 | 0 | 0 | 0 | 0 | 0 | 0 | 0 | 0 | 0 | 0 | 0 | 0 | 0 | 0 | 0 | 0 | 0 | 0 | 0 | 0 | 0 | 0 | 0 | 0 | 0 | 0 | 0 | 0 | 0 | 0 | 0 | 0 | 0 | 0 | 0 | 0 | 0 | 0 | 0 | 0 | 0 | 0 | 0 | 0 | 0 | 0 | 0 | 0 | 0 | 0 | 0 | 0 | 0 | 0 | 0 | 0 | 0 | 0 | 0 | 0 | 0 | 0 | 0 | 0 | 0 | 0 | 0 | 0 | 0 | 0 | 0 | 0 | 0 | 0 | 0 | 0 | 0 | 0 | 0 | 0 | 0 | 0 | 0 | 0 | 0 | 0 | 0 | 0 | 0 | 0 | 0 | 0 | 0 | 0 | 0 | 0
HVAC - Dedicated Outdoor Air System (DOAS)_Retail_New_0 | HVAC - Dedicated Outdoor Air System (DOAS)_Retail_New | HVAC - Dedicated Outdoor Air System (DOAS)_Commercial_New_0_0 | Commercial | Retail | New | Space Heating | Natural Gas | HVAC - Dedicated Outdoor Air System (DOAS) | NEQ | 0 | 20 | 20 | 20 | 0 | 0 | 0 | 0.089874 | 0 | Retro5Med | 8.35569166605469E-06 | TBD | A | WCM262 | 0.7 | 0.42 | sqft | 0.0321 | 0 | 0 | 0 | 0 | 2021P_Com-VRF-DOAS-2021P_V2 | 2021P_Com-VRF-DOAS-2021P_V2 | 2021P_Com-VRF-DOAS-2021P_V2 | 0 | 0 | 12.6637 | 0 | 0 | 0 | 0 | 0 | 0 | 0 | 0 | 0 | 0 | 0 | 0 | 0 | 0 | 0 | 0 | 0 | 0 | 0 | 0 | 0 | 0 | 0 | 0 | 0 | 0 | 0 | 0 | 0 | 0 | 0 | 0 | 0 | 0 | 0 | 0 | 0 | 0 | 0 | 0 | 0 | 0 | 0 | 0 | 0 | 0 | 0 | 0 | 0 | 0 | 0 | 0 | 0 | 0 | 0 | 0 | 0 | 0 | 0 | 0 | 0 | 0 | 0 | 0 | 0 | 0 | 0 | 0 | 0 | 0 | 0 | 0 | 0 | 0 | 0 | 0 | 0 | 0 | 0 | 0 | 0 | 0 | 0 | 0 | 0 | 0 | 0 | 0 | 0 | 0 | 0 | 0 | 0 | 0 | 0 | 0 | 0 | 0 | 0 | 0 | 0 | 0 | 0 | 0 | 0 | 0 | 0 | 0 | 0 | 0 | 0 | 0 | 0 | 0 | 0 | 0 | 0 | 0 | 0 | 0 | 0 | 0 | 0 | 0 | 0 | 0 | 0 | 0 | 0 | 0 | 0 | 0 | 0 | 0 | 0 | 0 | 0 | 0 | 0 | 0 | 0 | 0 | 0 | 0 | 0 | 0 | 0 | 0 | 0 | 0 | 0 | 0 | 0 | 0 | 0 | 0 | 0 | 0 | 0 | 0 | 0 | 0 | 0 | 0 | 0 | 0 | 0 | 0 | 12.6637 | 12.6637 | 12.6637 | 12.6637 | 12.6637 | 12.6637 | 12.6637 | 12.6637 | 12.6637 | 12.6637 | 12.6637 | 12.6637 | 12.6637 | 12.6637 | 12.6637 | 12.6637 | 12.6637 | 12.6637 | 12.6637 | 12.6637 | 12.6637 | 12.6637 | 12.6637 | 12.6637 | 12.6637 | 12.6637 | 12.6637 | 12.6637 | 0 | 0 | 0 | 0 | 0 | 0 | 0 | 0 | 0 | 0 | 0 | 0 | 0 | 0 | 0 | 0 | 0 | 0 | 0 | 0 | 0 | 0 | 0 | 0 | 0 | 0 | 0 | 0 | 0 | 0 | 0 | 0 | 0 | 0 | 0 | 0 | 0 | 0 | 0 | 0 | 0 | 0 | 0 | 0 | 0 | 0 | 0 | 0 | 0 | 0 | 0 | 0 | 0 | 0 | 0 | 0 | 0 | 0 | 0 | 0 | 0 | 0 | 0 | 0 | 0 | 0 | 0 | 0 | 0 | 0 | 0 | 0 | 0 | 0 | 0 | 0 | 0 | 0 | 0 | 0 | 0 | 0 | 0 | 0 | 0 | 0 | 0 | 0 | 0 | 0 | 0 | 0 | 0 | 0 | 0 | 0 | 0 | 0 | 0 | 0 | 0 | 0 | 0 | 0 | 0 | 0 | 0 | 0 | 0 | 0 | 0 | 0 | 0 | 0 | 0 | 0 | 0 | 0 | 0 | 0 | 0 | 0 | 0 | 0 | 0 | 0 | 0 | 0 | 0 | 0 | 0 | 0 | 0 | 0 | 0 | 0 | 0 | 0 | 0 | 0 | 0 | 0 | 0 | 0 | 0 | 0 | 0 | 0 | 0 | 0 | 0 | 0 | 0 | 0 | 0 | 0 | 0 | 0 | 0 | 0 | 0 | 0 | 0 | 0 | 0 | 0 | 0 | 0 | 12.6637 | 12.6637 | 12.6637 | 12.6637 | 12.6637 | 12.6637 | 12.6637 | 12.6637 | 12.6637 | 12.6637 | 12.6637 | 12.6637 | 12.6637 | 12.6637 | 12.6637 | 12.6637 | 12.6637 | 12.6637 | 12.6637 | 12.6637 | 12.6637 | 12.6637 | 12.6637 | 12.6637 | 12.6637 | 12.6637 | 12.6637 | 12.6637 | 0 | 0 | 0 | 0 | 0 | 0 | 0 | 0 | 0 | 0 | 0 | 0 | 0 | 0 | 0 | 0 | 0 | 0 | 0 | 0 | 0 | 0 | 0 | 0 | 0 | 0 | 0 | 0 | 0 | 0 | 0 | 0 | 0 | 0 | 0 | 0 | 0 | 0 | 0 | 0 | 0 | 0 | 0 | 0 | 0 | 0 | 0 | 0 | 0 | 0 | 0 | 0 | 0 | 0 | 0 | 0 | 0 | 0 | 0 | 0 | 0 | 0 | 0 | 0 | 0 | 0 | 0 | 0 | 0 | 0 | 0 | 0 | 0 | 0 | 0 | 0 | 0 | 0 | 0 | 0 | 0 | 0 | 0 | 0 | 0 | 0 | 0 | 0 | 0 | 0 | 0 | 0 | 0 | 0 | 0 | 0 | 0 | 0 | 0 | 0 | 0 | 0 | 0 | 0 | 0 | 0 | 0 | 0 | 0 | 0 | 0 | 0 | 0 | 0
Industrial Air Curtains_Retail_New_Air curtains installed | Industrial Air Curtains_Retail_New | Industrial Air Curtains_Commercial_New_No air curtain or other barriers to air on overhead door_Air curtains installed | Commercial | Retail | New | Space Heating | Natural Gas | Industrial Air Curtains | NEQ | No air curtain or other barriers to air on overhead door | 15 | 15 | 15 | 0 | 0 | 0 | 0.25 | 0.85 | Retro1Slow | 0.012666666666666666 | TBD | A | WCM259 | 0.7 | 0.42 | perbldg | 0.0321 | 0 | 0 | 0 | 0 | IL TRM v13 - 4.4.33 - Industrial Air Curtain - CI-HVC-AIRC-V07-250101 | IL TRM v13 - 4.4.33 - Industrial Air Curtain - CI-HVC-AIRC-V07-250101 | IL TRM v13 - 4.4.33 - Industrial Air Curtain - CI-HVC-AIRC-V07-250101 | 0 | 0 | 5536.2537 | No air curtain or other barriers to air on overhead door | No air curtain or other barriers to air on overhead door | No air curtain or other barriers to air on overhead door | No air curtain or other barriers to air on overhead door | No air curtain or other barriers to air on overhead door | No air curtain or other barriers to air on overhead door | No air curtain or other barriers to air on overhead door | No air curtain or other barriers to air on overhead door | No air curtain or other barriers to air on overhead door | No air curtain or other barriers to air on overhead door | No air curtain or other barriers to air on overhead door | No air curtain or other barriers to air on overhead door | No air curtain or other barriers to air on overhead door | No air curtain or other barriers to air on overhead door | No air curtain or other barriers to air on overhead door | No air curtain or other barriers to air on overhead door | No air curtain or other barriers to air on overhead door | No air curtain or other barriers to air on overhead door | No air curtain or other barriers to air on overhead door | No air curtain or other barriers to air on overhead door | No air curtain or other barriers to air on overhead door | No air curtain or other barriers to air on overhead door | No air curtain or other barriers to air on overhead door | No air curtain or other barriers to air on overhead door | No air curtain or other barriers to air on overhead door | No air curtain or other barriers to air on overhead door | No air curtain or other barriers to air on overhead door | No air curtain or other barriers to air on overhead door | 0 | 0 | 0 | 0 | 0 | 0 | 0 | 0 | 0 | 0 | 0 | 0 | 0 | 0 | 0 | 0 | 0 | 0 | 0 | 0 | 0 | 0 | 0 | 0 | 0 | 0 | 0 | 0 | 0 | 0 | 0 | 0 | 0 | 0 | 0 | 0 | 0 | 0 | 0 | 0 | 0 | 0 | 0 | 0 | 0 | 0 | 0 | 0 | 0 | 0 | 0 | 0 | 0 | 0 | 0 | 0 | 0 | 0 | 0 | 0 | 0 | 0 | 0 | 0 | 0 | 0 | 0 | 0 | 0 | 0 | 0 | 0 | 0 | 0 | 0 | 0 | 0 | 0 | 0 | 0 | 0 | 0 | 0 | 0 | 0 | 0 | 0 | 0 | 0 | 0 | 0 | 0 | 0 | 0 | 0 | 0 | 0 | 0 | 0 | 0 | 0 | 0 | 0 | 0 | 0 | 0 | 0 | 0 | 0 | 0 | 0 | 0 | Air curtains installed | Air curtains installed | Air curtains installed | Air curtains installed | Air curtains installed | Air curtains installed | Air curtains installed | Air curtains installed | Air curtains installed | Air curtains installed | Air curtains installed | Air curtains installed | Air curtains installed | Air curtains installed | Air curtains installed | Air curtains installed | Air curtains installed | Air curtains installed | Air curtains installed | Air curtains installed | Air curtains installed | Air curtains installed | Air curtains installed | Air curtains installed | Air curtains installed | Air curtains installed | Air curtains installed | Air curtains installed | 5536.2537 | 5536.2537 | 5536.2537 | 5536.2537 | 5536.2537 | 5536.2537 | 5536.2537 | 5536.2537 | 5536.2537 | 5536.2537 | 5536.2537 | 5536.2537 | 5536.2537 | 5536.2537 | 5536.2537 | 5536.2537 | 5536.2537 | 5536.2537 | 5536.2537 | 5536.2537 | 5536.2537 | 5536.2537 | 5536.2537 | 5536.2537 | 5536.2537 | 5536.2537 | 5536.2537 | 5536.2537 | 0 | 0 | 0 | 0 | 0 | 0 | 0 | 0 | 0 | 0 | 0 | 0 | 0 | 0 | 0 | 0 | 0 | 0 | 0 | 0 | 0 | 0 | 0 | 0 | 0 | 0 | 0 | 0 | 0 | 0 | 0 | 0 | 0 | 0 | 0 | 0 | 0 | 0 | 0 | 0 | 0 | 0 | 0 | 0 | 0 | 0 | 0 | 0 | 0 | 0 | 0 | 0 | 0 | 0 | 0 | 0 | 0 | 0 | 0 | 0 | 0 | 0 | 0 | 0 | 0 | 0 | 0 | 0 | 0 | 0 | 0 | 0 | 0 | 0 | 0 | 0 | 0 | 0 | 0 | 0 | 0 | 0 | 0 | 0 | 0 | 0 | 0 | 0 | 0 | 0 | 0 | 0 | 0 | 0 | 0 | 0 | 0 | 0 | 0 | 0 | 0 | 0 | 0 | 0 | 0 | 0 | 0 | 0 | 0 | 0 | 0 | 0 | 0 | 0 | 0 | 0 | 0 | 0 | 0 | 0 | 0 | 0 | 0 | 0 | 0 | 0 | 0 | 0 | 0 | 0 | 0 | 0 | 0 | 0 | 0 | 0 | 0 | 0 | 0 | 0 | Air curtains installed | Air curtains installed | Air curtains installed | Air curtains installed | Air curtains installed | Air curtains installed | Air curtains installed | Air curtains installed | Air curtains installed | Air curtains installed | Air curtains installed | Air curtains installed | Air curtains installed | Air curtains installed | Air curtains installed | Air curtains installed | Air curtains installed | Air curtains installed | Air curtains installed | Air curtains installed | Air curtains installed | Air curtains installed | Air curtains installed | Air curtains installed | Air curtains installed | Air curtains installed | Air curtains installed | Air curtains installed | 5536.2537 | 5536.2537 | 5536.2537 | 5536.2537 | 5536.2537 | 5536.2537 | 5536.2537 | 5536.2537 | 5536.2537 | 5536.2537 | 5536.2537 | 5536.2537 | 5536.2537 | 5536.2537 | 5536.2537 | 5536.2537 | 5536.2537 | 5536.2537 | 5536.2537 | 5536.2537 | 5536.2537 | 5536.2537 | 5536.2537 | 5536.2537 | 5536.2537 | 5536.2537 | 5536.2537 | 5536.2537 | 0 | 0 | 0 | 0 | 0 | 0 | 0 | 0 | 0 | 0 | 0 | 0 | 0 | 0 | 0 | 0 | 0 | 0 | 0 | 0 | 0 | 0 | 0 | 0 | 0 | 0 | 0 | 0 | 0 | 0 | 0 | 0 | 0 | 0 | 0 | 0 | 0 | 0 | 0 | 0 | 0 | 0 | 0 | 0 | 0 | 0 | 0 | 0 | 0 | 0 | 0 | 0 | 0 | 0 | 0 | 0 | 0 | 0 | 0 | 0 | 0 | 0 | 0 | 0 | 0 | 0 | 0 | 0 | 0 | 0 | 0 | 0 | 0 | 0 | 0 | 0 | 0 | 0 | 0 | 0 | 0 | 0 | 0 | 0 | 0 | 0 | 0 | 0 | 0 | 0 | 0 | 0 | 0 | 0 | 0 | 0 | 0 | 0 | 0 | 0 | 0 | 0 | 0 | 0 | 0 | 0 | 0 | 0 | 0 | 0 | 0 | 0 | 0 | 0
Insulation - Ceiling_Retail_New_Not Applicable Segment or Vintage_Not Applicable Segment or Vintage | Insulation - Ceiling_Retail_New | Insulation - Ceiling_Commercial_New_Not Applicable Segment or Vintage_Not Applicable Segment or Vintage | Commercial | Retail | New | Space Heating | Natural Gas | Insulation - Ceiling | NEQ | Not Applicable Segment or Vintage | 15 | 15 | 15 | 0 | 0 | 0 | 0 | 0 | Retro5Med | 8.35569166605469E-06 | TBD | A | WCM251 | 0.7 | 0.42 | sqft | 0.0321 | 0 | 0 | 0 | 0 | Not Applicable Segment or Vintage | Not Applicable Segment or Vintage | AEG BEST | 0 | 0 | 0 | Not Applicable Segment or Vintage | Not Applicable Segment or Vintage | Not Applicable Segment or Vintage | Not Applicable Segment or Vintage | Not Applicable Segment or Vintage | Not Applicable Segment or Vintage | Not Applicable Segment or Vintage | Not Applicable Segment or Vintage | Not Applicable Segment or Vintage | Not Applicable Segment or Vintage | Not Applicable Segment or Vintage | Not Applicable Segment or Vintage | Not Applicable Segment or Vintage | Not Applicable Segment or Vintage | Not Applicable Segment or Vintage | Not Applicable Segment or Vintage | Not Applicable Segment or Vintage | Not Applicable Segment or Vintage | Not Applicable Segment or Vintage | Not Applicable Segment or Vintage | Not Applicable Segment or Vintage | Not Applicable Segment or Vintage | Not Applicable Segment or Vintage | Not Applicable Segment or Vintage | Not Applicable Segment or Vintage | Not Applicable Segment or Vintage | Not Applicable Segment or Vintage | Not Applicable Segment or Vintage | 0 | 0 | 0 | 0 | 0 | 0 | 0 | 0 | 0 | 0 | 0 | 0 | 0 | 0 | 0 | 0 | 0 | 0 | 0 | 0 | 0 | 0 | 0 | 0 | 0 | 0 | 0 | 0 | 0 | 0 | 0 | 0 | 0 | 0 | 0 | 0 | 0 | 0 | 0 | 0 | 0 | 0 | 0 | 0 | 0 | 0 | 0 | 0 | 0 | 0 | 0 | 0 | 0 | 0 | 0 | 0 | 0 | 0 | 0 | 0 | 0 | 0 | 0 | 0 | 0 | 0 | 0 | 0 | 0 | 0 | 0 | 0 | 0 | 0 | 0 | 0 | 0 | 0 | 0 | 0 | 0 | 0 | 0 | 0 | 0 | 0 | 0 | 0 | 0 | 0 | 0 | 0 | 0 | 0 | 0 | 0 | 0 | 0 | 0 | 0 | 0 | 0 | 0 | 0 | 0 | 0 | 0 | 0 | 0 | 0 | 0 | 0 | Not Applicable Segment or Vintage | Not Applicable Segment or Vintage | Not Applicable Segment or Vintage | Not Applicable Segment or Vintage | Not Applicable Segment or Vintage | Not Applicable Segment or Vintage | Not Applicable Segment or Vintage | Not Applicable Segment or Vintage | Not Applicable Segment or Vintage | Not Applicable Segment or Vintage | Not Applicable Segment or Vintage | Not Applicable Segment or Vintage | Not Applicable Segment or Vintage | Not Applicable Segment or Vintage | Not Applicable Segment or Vintage | Not Applicable Segment or Vintage | Not Applicable Segment or Vintage | Not Applicable Segment or Vintage | Not Applicable Segment or Vintage | Not Applicable Segment or Vintage | Not Applicable Segment or Vintage | Not Applicable Segment or Vintage | Not Applicable Segment or Vintage | Not Applicable Segment or Vintage | Not Applicable Segment or Vintage | Not Applicable Segment or Vintage | Not Applicable Segment or Vintage | Not Applicable Segment or Vintage | 0 | 0 | 0 | 0 | 0 | 0 | 0 | 0 | 0 | 0 | 0 | 0 | 0 | 0 | 0 | 0 | 0 | 0 | 0 | 0 | 0 | 0 | 0 | 0 | 0 | 0 | 0 | 0 | 0 | 0 | 0 | 0 | 0 | 0 | 0 | 0 | 0 | 0 | 0 | 0 | 0 | 0 | 0 | 0 | 0 | 0 | 0 | 0 | 0 | 0 | 0 | 0 | 0 | 0 | 0 | 0 | 0 | 0 | 0 | 0 | 0 | 0 | 0 | 0 | 0 | 0 | 0 | 0 | 0 | 0 | 0 | 0 | 0 | 0 | 0 | 0 | 0 | 0 | 0 | 0 | 0 | 0 | 0 | 0 | 0 | 0 | 0 | 0 | 0 | 0 | 0 | 0 | 0 | 0 | 0 | 0 | 0 | 0 | 0 | 0 | 0 | 0 | 0 | 0 | 0 | 0 | 0 | 0 | 0 | 0 | 0 | 0 | 0 | 0 | 0 | 0 | 0 | 0 | 0 | 0 | 0 | 0 | 0 | 0 | 0 | 0 | 0 | 0 | 0 | 0 | 0 | 0 | 0 | 0 | 0 | 0 | 0 | 0 | 0 | 0 | 0 | 0 | 0 | 0 | 0 | 0 | 0 | 0 | 0 | 0 | 0 | 0 | 0 | 0 | 0 | 0 | 0 | 0 | 0 | 0 | 0 | 0 | 0 | 0 | 0 | 0 | 0 | 0 | Not Applicable Segment or Vintage | Not Applicable Segment or Vintage | Not Applicable Segment or Vintage | Not Applicable Segment or Vintage | Not Applicable Segment or Vintage | Not Applicable Segment or Vintage | Not Applicable Segment or Vintage | Not Applicable Segment or Vintage | Not Applicable Segment or Vintage | Not Applicable Segment or Vintage | Not Applicable Segment or Vintage | Not Applicable Segment or Vintage | Not Applicable Segment or Vintage | Not Applicable Segment or Vintage | Not Applicable Segment or Vintage | Not Applicable Segment or Vintage | Not Applicable Segment or Vintage | Not Applicable Segment or Vintage | Not Applicable Segment or Vintage | Not Applicable Segment or Vintage | Not Applicable Segment or Vintage | Not Applicable Segment or Vintage | Not Applicable Segment or Vintage | Not Applicable Segment or Vintage | Not Applicable Segment or Vintage | Not Applicable Segment or Vintage | Not Applicable Segment or Vintage | Not Applicable Segment or Vintage | 0 | 0 | 0 | 0 | 0 | 0 | 0 | 0 | 0 | 0 | 0 | 0 | 0 | 0 | 0 | 0 | 0 | 0 | 0 | 0 | 0 | 0 | 0 | 0 | 0 | 0 | 0 | 0 | 0 | 0 | 0 | 0 | 0 | 0 | 0 | 0 | 0 | 0 | 0 | 0 | 0 | 0 | 0 | 0 | 0 | 0 | 0 | 0 | 0 | 0 | 0 | 0 | 0 | 0 | 0 | 0 | 0 | 0 | 0 | 0 | 0 | 0 | 0 | 0 | 0 | 0 | 0 | 0 | 0 | 0 | 0 | 0 | 0 | 0 | 0 | 0 | 0 | 0 | 0 | 0 | 0 | 0 | 0 | 0 | 0 | 0 | 0 | 0 | 0 | 0 | 0 | 0 | 0 | 0 | 0 | 0 | 0 | 0 | 0 | 0 | 0 | 0 | 0 | 0 | 0 | 0 | 0 | 0 | 0 | 0 | 0 | 0 | 0 | 0 | 0 | 0 | 0 | 0 | 0 | 0 | 0 | 0 | 0 | 0 | 0 | 0 | 0 | 0 | 0 | 0 | 0 | 0 | 0 | 0 | 0 | 0 | 0 | 0 | 0 | 0 | 0 | 0
Insulation - Wall Cavity_Retail_New_Not Applicable Segment or Vintage | Insulation - Wall Cavity_Retail_New | Insulation - Wall Cavity_Commercial_New_Not Applicable Segment or Vintage_Not Applicable Segment or Vintage | Commercial | Retail | New | Space Heating | Natural Gas | Insulation - Wall Cavity | NEQ | Not Applicable Segment or Vintage | 15 | 15 | 15 | 0 | 0 | 0 | 0 | 0 | Retro3Slow | 0.004128203794943829 | TBD | A | WCM252 | 0.7 | 0.42 | sqft | 0.0321 | 0 | 0 | 0 | 0 | Not Applicable Segment or Vintage | Not Applicable Segment or Vintage | AEG BEST | 0 | 0 | 0 | Not Applicable Segment or Vintage | Not Applicable Segment or Vintage | Not Applicable Segment or Vintage | Not Applicable Segment or Vintage | Not Applicable Segment or Vintage | Not Applicable Segment or Vintage | Not Applicable Segment or Vintage | Not Applicable Segment or Vintage | Not Applicable Segment or Vintage | Not Applicable Segment or Vintage | Not Applicable Segment or Vintage | Not Applicable Segment or Vintage | Not Applicable Segment or Vintage | Not Applicable Segment or Vintage | Not Applicable Segment or Vintage | Not Applicable Segment or Vintage | Not Applicable Segment or Vintage | Not Applicable Segment or Vintage | Not Applicable Segment or Vintage | Not Applicable Segment or Vintage | Not Applicable Segment or Vintage | Not Applicable Segment or Vintage | Not Applicable Segment or Vintage | Not Applicable Segment or Vintage | Not Applicable Segment or Vintage | Not Applicable Segment or Vintage | Not Applicable Segment or Vintage | Not Applicable Segment or Vintage | 0 | 0 | 0 | 0 | 0 | 0 | 0 | 0 | 0 | 0 | 0 | 0 | 0 | 0 | 0 | 0 | 0 | 0 | 0 | 0 | 0 | 0 | 0 | 0 | 0 | 0 | 0 | 0 | 0 | 0 | 0 | 0 | 0 | 0 | 0 | 0 | 0 | 0 | 0 | 0 | 0 | 0 | 0 | 0 | 0 | 0 | 0 | 0 | 0 | 0 | 0 | 0 | 0 | 0 | 0 | 0 | 0 | 0 | 0 | 0 | 0 | 0 | 0 | 0 | 0 | 0 | 0 | 0 | 0 | 0 | 0 | 0 | 0 | 0 | 0 | 0 | 0 | 0 | 0 | 0 | 0 | 0 | 0 | 0 | 0 | 0 | 0 | 0 | 0 | 0 | 0 | 0 | 0 | 0 | 0 | 0 | 0 | 0 | 0 | 0 | 0 | 0 | 0 | 0 | 0 | 0 | 0 | 0 | 0 | 0 | 0 | 0 | Not Applicable Segment or Vintage | Not Applicable Segment or Vintage | Not Applicable Segment or Vintage | Not Applicable Segment or Vintage | Not Applicable Segment or Vintage | Not Applicable Segment or Vintage | Not Applicable Segment or Vintage | Not Applicable Segment or Vintage | Not Applicable Segment or Vintage | Not Applicable Segment or Vintage | Not Applicable Segment or Vintage | Not Applicable Segment or Vintage | Not Applicable Segment or Vintage | Not Applicable Segment or Vintage | Not Applicable Segment or Vintage | Not Applicable Segment or Vintage | Not Applicable Segment or Vintage | Not Applicable Segment or Vintage | Not Applicable Segment or Vintage | Not Applicable Segment or Vintage | Not Applicable Segment or Vintage | Not Applicable Segment or Vintage | Not Applicable Segment or Vintage | Not Applicable Segment or Vintage | Not Applicable Segment or Vintage | Not Applicable Segment or Vintage | Not Applicable Segment or Vintage | Not Applicable Segment or Vintage | 0 | 0 | 0 | 0 | 0 | 0 | 0 | 0 | 0 | 0 | 0 | 0 | 0 | 0 | 0 | 0 | 0 | 0 | 0 | 0 | 0 | 0 | 0 | 0 | 0 | 0 | 0 | 0 | 0 | 0 | 0 | 0 | 0 | 0 | 0 | 0 | 0 | 0 | 0 | 0 | 0 | 0 | 0 | 0 | 0 | 0 | 0 | 0 | 0 | 0 | 0 | 0 | 0 | 0 | 0 | 0 | 0 | 0 | 0 | 0 | 0 | 0 | 0 | 0 | 0 | 0 | 0 | 0 | 0 | 0 | 0 | 0 | 0 | 0 | 0 | 0 | 0 | 0 | 0 | 0 | 0 | 0 | 0 | 0 | 0 | 0 | 0 | 0 | 0 | 0 | 0 | 0 | 0 | 0 | 0 | 0 | 0 | 0 | 0 | 0 | 0 | 0 | 0 | 0 | 0 | 0 | 0 | 0 | 0 | 0 | 0 | 0 | 0 | 0 | 0 | 0 | 0 | 0 | 0 | 0 | 0 | 0 | 0 | 0 | 0 | 0 | 0 | 0 | 0 | 0 | 0 | 0 | 0 | 0 | 0 | 0 | 0 | 0 | 0 | 0 | 0 | 0 | 0 | 0 | 0 | 0 | 0 | 0 | 0 | 0 | 0 | 0 | 0 | 0 | 0 | 0 | 0 | 0 | 0 | 0 | 0 | 0 | 0 | 0 | 0 | 0 | 0 | 0 | Not Applicable Segment or Vintage | Not Applicable Segment or Vintage | Not Applicable Segment or Vintage | Not Applicable Segment or Vintage | Not Applicable Segment or Vintage | Not Applicable Segment or Vintage | Not Applicable Segment or Vintage | Not Applicable Segment or Vintage | Not Applicable Segment or Vintage | Not Applicable Segment or Vintage | Not Applicable Segment or Vintage | Not Applicable Segment or Vintage | Not Applicable Segment or Vintage | Not Applicable Segment or Vintage | Not Applicable Segment or Vintage | Not Applicable Segment or Vintage | Not Applicable Segment or Vintage | Not Applicable Segment or Vintage | Not Applicable Segment or Vintage | Not Applicable Segment or Vintage | Not Applicable Segment or Vintage | Not Applicable Segment or Vintage | Not Applicable Segment or Vintage | Not Applicable Segment or Vintage | Not Applicable Segment or Vintage | Not Applicable Segment or Vintage | Not Applicable Segment or Vintage | Not Applicable Segment or Vintage | 0 | 0 | 0 | 0 | 0 | 0 | 0 | 0 | 0 | 0 | 0 | 0 | 0 | 0 | 0 | 0 | 0 | 0 | 0 | 0 | 0 | 0 | 0 | 0 | 0 | 0 | 0 | 0 | 0 | 0 | 0 | 0 | 0 | 0 | 0 | 0 | 0 | 0 | 0 | 0 | 0 | 0 | 0 | 0 | 0 | 0 | 0 | 0 | 0 | 0 | 0 | 0 | 0 | 0 | 0 | 0 | 0 | 0 | 0 | 0 | 0 | 0 | 0 | 0 | 0 | 0 | 0 | 0 | 0 | 0 | 0 | 0 | 0 | 0 | 0 | 0 | 0 | 0 | 0 | 0 | 0 | 0 | 0 | 0 | 0 | 0 | 0 | 0 | 0 | 0 | 0 | 0 | 0 | 0 | 0 | 0 | 0 | 0 | 0 | 0 | 0 | 0 | 0 | 0 | 0 | 0 | 0 | 0 | 0 | 0 | 0 | 0 | 0 | 0 | 0 | 0 | 0 | 0 | 0 | 0 | 0 | 0 | 0 | 0 | 0 | 0 | 0 | 0 | 0 | 0 | 0 | 0 | 0 | 0 | 0 | 0 | 0 | 0 | 0 | 0 | 0 | 0
Lodging - Guest Room Controls_Retail_New_Equipment that determines the occupancy of the room | Lodging - Guest Room Controls_Retail_New | Lodging - Guest Room Controls_Commercial_New_manual heating/cooling temperature set-point and fan On/Off/Auto thermostat controls_Equipment that determines the occupancy of the room | Commercial | Retail | New | Space Heating | Natural Gas | Lodging - Guest Room Controls | NEQ | manual heating/cooling temperature set-point and fan On/Off/Auto thermostat controls | 15 | 15 | 15 | 0 | 0 | 0 | 0 | 0 | Retro5Med | 8.35569166605469E-06 | TBD | A | WCM293 | 0.7 | 0.42 | LodgUnit | 0.0321 | 0 | 0 | 0 | 0 | IL TRM v13 - 4.4.8 - Guest Room Energy Management (PTAC & PTHP) - CI-HVC-GREM-V06-0601 | IL TRM v13 - 4.4.8 - Guest Room Energy Management (PTAC & PTHP) - CI-HVC-GREM-V06-0601 | AEG BEST | 0 | 0 | 319.8724 | manual heating/cooling temperature set-point and fan On/Off/Auto thermostat controls | manual heating/cooling temperature set-point and fan On/Off/Auto thermostat controls | manual heating/cooling temperature set-point and fan On/Off/Auto thermostat controls | manual heating/cooling temperature set-point and fan On/Off/Auto thermostat controls | manual heating/cooling temperature set-point and fan On/Off/Auto thermostat controls | manual heating/cooling temperature set-point and fan On/Off/Auto thermostat controls | manual heating/cooling temperature set-point and fan On/Off/Auto thermostat controls | manual heating/cooling temperature set-point and fan On/Off/Auto thermostat controls | manual heating/cooling temperature set-point and fan On/Off/Auto thermostat controls | manual heating/cooling temperature set-point and fan On/Off/Auto thermostat controls | manual heating/cooling temperature set-point and fan On/Off/Auto thermostat controls | manual heating/cooling temperature set-point and fan On/Off/Auto thermostat controls | manual heating/cooling temperature set-point and fan On/Off/Auto thermostat controls | manual heating/cooling temperature set-point and fan On/Off/Auto thermostat controls | manual heating/cooling temperature set-point and fan On/Off/Auto thermostat controls | manual heating/cooling temperature set-point and fan On/Off/Auto thermostat controls | manual heating/cooling temperature set-point and fan On/Off/Auto thermostat controls | manual heating/cooling temperature set-point and fan On/Off/Auto thermostat controls | manual heating/cooling temperature set-point and fan On/Off/Auto thermostat controls | manual heating/cooling temperature set-point and fan On/Off/Auto thermostat controls | manual heating/cooling temperature set-point and fan On/Off/Auto thermostat controls | manual heating/cooling temperature set-point and fan On/Off/Auto thermostat controls | manual heating/cooling temperature set-point and fan On/Off/Auto thermostat controls | manual heating/cooling temperature set-point and fan On/Off/Auto thermostat controls | manual heating/cooling temperature set-point and fan On/Off/Auto thermostat controls | manual heating/cooling temperature set-point and fan On/Off/Auto thermostat controls | manual heating/cooling temperature set-point and fan On/Off/Auto thermostat controls | manual heating/cooling temperature set-point and fan On/Off/Auto thermostat controls | 0 | 0 | 0 | 0 | 0 | 0 | 0 | 0 | 0 | 0 | 0 | 0 | 0 | 0 | 0 | 0 | 0 | 0 | 0 | 0 | 0 | 0 | 0 | 0 | 0 | 0 | 0 | 0 | 0 | 0 | 0 | 0 | 0 | 0 | 0 | 0 | 0 | 0 | 0 | 0 | 0 | 0 | 0 | 0 | 0 | 0 | 0 | 0 | 0 | 0 | 0 | 0 | 0 | 0 | 0 | 0 | 0 | 0 | 0 | 0 | 0 | 0 | 0 | 0 | 0 | 0 | 0 | 0 | 0 | 0 | 0 | 0 | 0 | 0 | 0 | 0 | 0 | 0 | 0 | 0 | 0 | 0 | 0 | 0 | 0 | 0 | 0 | 0 | 0 | 0 | 0 | 0 | 0 | 0 | 0 | 0 | 0 | 0 | 0 | 0 | 0 | 0 | 0 | 0 | 0 | 0 | 0 | 0 | 0 | 0 | 0 | 0 | Equipment that determines the occupancy of the room | Equipment that determines the occupancy of the room | Equipment that determines the occupancy of the room | Equipment that determines the occupancy of the room | Equipment that determines the occupancy of the room | Equipment that determines the occupancy of the room | Equipment that determines the occupancy of the room | Equipment that determines the occupancy of the room | Equipment that determines the occupancy of the room | Equipment that determines the occupancy of the room | Equipment that determines the occupancy of the room | Equipment that determines the occupancy of the room | Equipment that determines the occupancy of the room | Equipment that determines the occupancy of the room | Equipment that determines the occupancy of the room | Equipment that determines the occupancy of the room | Equipment that determines the occupancy of the room | Equipment that determines the occupancy of the room | Equipment that determines the occupancy of the room | Equipment that determines the occupancy of the room | Equipment that determines the occupancy of the room | Equipment that determines the occupancy of the room | Equipment that determines the occupancy of the room | Equipment that determines the occupancy of the room | Equipment that determines the occupancy of the room | Equipment that determines the occupancy of the room | Equipment that determines the occupancy of the room | Equipment that determines the occupancy of the room | 319.8724 | 319.8724 | 319.8724 | 319.8724 | 319.8724 | 319.8724 | 319.8724 | 319.8724 | 319.8724 | 319.8724 | 319.8724 | 319.8724 | 319.8724 | 319.8724 | 319.8724 | 319.8724 | 319.8724 | 319.8724 | 319.8724 | 319.8724 | 319.8724 | 319.8724 | 319.8724 | 319.8724 | 319.8724 | 319.8724 | 319.8724 | 319.8724 | 0 | 0 | 0 | 0 | 0 | 0 | 0 | 0 | 0 | 0 | 0 | 0 | 0 | 0 | 0 | 0 | 0 | 0 | 0 | 0 | 0 | 0 | 0 | 0 | 0 | 0 | 0 | 0 | 0 | 0 | 0 | 0 | 0 | 0 | 0 | 0 | 0 | 0 | 0 | 0 | 0 | 0 | 0 | 0 | 0 | 0 | 0 | 0 | 0 | 0 | 0 | 0 | 0 | 0 | 0 | 0 | 0 | 0 | 0 | 0 | 0 | 0 | 0 | 0 | 0 | 0 | 0 | 0 | 0 | 0 | 0 | 0 | 0 | 0 | 0 | 0 | 0 | 0 | 0 | 0 | 0 | 0 | 0 | 0 | 0 | 0 | 0 | 0 | 0 | 0 | 0 | 0 | 0 | 0 | 0 | 0 | 0 | 0 | 0 | 0 | 0 | 0 | 0 | 0 | 0 | 0 | 0 | 0 | 0 | 0 | 0 | 0 | 0 | 0 | 0 | 0 | 0 | 0 | 0 | 0 | 0 | 0 | 0 | 0 | 0 | 0 | 0 | 0 | 0 | 0 | 0 | 0 | 0 | 0 | 0 | 0 | 0 | 0 | 0 | 0 | Equipment that determines the occupancy of the room | Equipment that determines the occupancy of the room | Equipment that determines the occupancy of the room | Equipment that determines the occupancy of the room | Equipment that determines the occupancy of the room | Equipment that determines the occupancy of the room | Equipment that determines the occupancy of the room | Equipment that determines the occupancy of the room | Equipment that determines the occupancy of the room | Equipment that determines the occupancy of the room | Equipment that determines the occupancy of the room | Equipment that determines the occupancy of the room | Equipment that determines the occupancy of the room | Equipment that determines the occupancy of the room | Equipment that determines the occupancy of the room | Equipment that determines the occupancy of the room | Equipment that determines the occupancy of the room | Equipment that determines the occupancy of the room | Equipment that determines the occupancy of the room | Equipment that determines the occupancy of the room | Equipment that determines the occupancy of the room | Equipment that determines the occupancy of the room | Equipment that determines the occupancy of the room | Equipment that determines the occupancy of the room | Equipment that determines the occupancy of the room | Equipment that determines the occupancy of the room | Equipment that determines the occupancy of the room | Equipment that determines the occupancy of the room | 319.8724 | 319.8724 | 319.8724 | 319.8724 | 319.8724 | 319.8724 | 319.8724 | 319.8724 | 319.8724 | 319.8724 | 319.8724 | 319.8724 | 319.8724 | 319.8724 | 319.8724 | 319.8724 | 319.8724 | 319.8724 | 319.8724 | 319.8724 | 319.8724 | 319.8724 | 319.8724 | 319.8724 | 319.8724 | 319.8724 | 319.8724 | 319.8724 | 0 | 0 | 0 | 0 | 0 | 0 | 0 | 0 | 0 | 0 | 0 | 0 | 0 | 0 | 0 | 0 | 0 | 0 | 0 | 0 | 0 | 0 | 0 | 0 | 0 | 0 | 0 | 0 | 0 | 0 | 0 | 0 | 0 | 0 | 0 | 0 | 0 | 0 | 0 | 0 | 0 | 0 | 0 | 0 | 0 | 0 | 0 | 0 | 0 | 0 | 0 | 0 | 0 | 0 | 0 | 0 | 0 | 0 | 0 | 0 | 0 | 0 | 0 | 0 | 0 | 0 | 0 | 0 | 0 | 0 | 0 | 0 | 0 | 0 | 0 | 0 | 0 | 0 | 0 | 0 | 0 | 0 | 0 | 0 | 0 | 0 | 0 | 0 | 0 | 0 | 0 | 0 | 0 | 0 | 0 | 0 | 0 | 0 | 0 | 0 | 0 | 0 | 0 | 0 | 0 | 0 | 0 | 0 | 0 | 0 | 0 | 0 | 0 | 0
Retrocommissioning_Retail_New_Not Applicable Segment or Vintage | Retrocommissioning_Retail_New | Retrocommissioning_Commercial_New_Not Applicable Segment or Vintage_Not Applicable Segment or Vintage | Commercial | Retail | New | Space Heating | Natural Gas | Retrocommissioning | NEQ | Not Applicable Segment or Vintage | 3 | 3 | 3 | 0 | 0 | 0 | 0 | 0 | RetroEven20 | 0.03333333333333333 | TBD | A | WCM299 | 0.7 | 0.42 | sqft | 0.0321 | 0 | 0 | 0 | 0 | Not Applicable Segment or Vintage | Not Applicable Segment or Vintage | Not Applicable Segment or Vintage | 0 | 0 | 0 | Not Applicable Segment or Vintage | Not Applicable Segment or Vintage | Not Applicable Segment or Vintage | Not Applicable Segment or Vintage | Not Applicable Segment or Vintage | Not Applicable Segment or Vintage | Not Applicable Segment or Vintage | Not Applicable Segment or Vintage | Not Applicable Segment or Vintage | Not Applicable Segment or Vintage | Not Applicable Segment or Vintage | Not Applicable Segment or Vintage | Not Applicable Segment or Vintage | Not Applicable Segment or Vintage | Not Applicable Segment or Vintage | Not Applicable Segment or Vintage | Not Applicable Segment or Vintage | Not Applicable Segment or Vintage | Not Applicable Segment or Vintage | Not Applicable Segment or Vintage | Not Applicable Segment or Vintage | Not Applicable Segment or Vintage | Not Applicable Segment or Vintage | Not Applicable Segment or Vintage | Not Applicable Segment or Vintage | Not Applicable Segment or Vintage | Not Applicable Segment or Vintage | Not Applicable Segment or Vintage | 0 | 0 | 0 | 0 | 0 | 0 | 0 | 0 | 0 | 0 | 0 | 0 | 0 | 0 | 0 | 0 | 0 | 0 | 0 | 0 | 0 | 0 | 0 | 0 | 0 | 0 | 0 | 0 | 0 | 0 | 0 | 0 | 0 | 0 | 0 | 0 | 0 | 0 | 0 | 0 | 0 | 0 | 0 | 0 | 0 | 0 | 0 | 0 | 0 | 0 | 0 | 0 | 0 | 0 | 0 | 0 | 0 | 0 | 0 | 0 | 0 | 0 | 0 | 0 | 0 | 0 | 0 | 0 | 0 | 0 | 0 | 0 | 0 | 0 | 0 | 0 | 0 | 0 | 0 | 0 | 0 | 0 | 0 | 0 | 0 | 0 | 0 | 0 | 0 | 0 | 0 | 0 | 0 | 0 | 0 | 0 | 0 | 0 | 0 | 0 | 0 | 0 | 0 | 0 | 0 | 0 | 0 | 0 | 0 | 0 | 0 | 0 | Not Applicable Segment or Vintage | Not Applicable Segment or Vintage | Not Applicable Segment or Vintage | Not Applicable Segment or Vintage | Not Applicable Segment or Vintage | Not Applicable Segment or Vintage | Not Applicable Segment or Vintage | Not Applicable Segment or Vintage | Not Applicable Segment or Vintage | Not Applicable Segment or Vintage | Not Applicable Segment or Vintage | Not Applicable Segment or Vintage | Not Applicable Segment or Vintage | Not Applicable Segment or Vintage | Not Applicable Segment or Vintage | Not Applicable Segment or Vintage | Not Applicable Segment or Vintage | Not Applicable Segment or Vintage | Not Applicable Segment or Vintage | Not Applicable Segment or Vintage | Not Applicable Segment or Vintage | Not Applicable Segment or Vintage | Not Applicable Segment or Vintage | Not Applicable Segment or Vintage | Not Applicable Segment or Vintage | Not Applicable Segment or Vintage | Not Applicable Segment or Vintage | Not Applicable Segment or Vintage | 0 | 0 | 0 | 0 | 0 | 0 | 0 | 0 | 0 | 0 | 0 | 0 | 0 | 0 | 0 | 0 | 0 | 0 | 0 | 0 | 0 | 0 | 0 | 0 | 0 | 0 | 0 | 0 | 0 | 0 | 0 | 0 | 0 | 0 | 0 | 0 | 0 | 0 | 0 | 0 | 0 | 0 | 0 | 0 | 0 | 0 | 0 | 0 | 0 | 0 | 0 | 0 | 0 | 0 | 0 | 0 | 0 | 0 | 0 | 0 | 0 | 0 | 0 | 0 | 0 | 0 | 0 | 0 | 0 | 0 | 0 | 0 | 0 | 0 | 0 | 0 | 0 | 0 | 0 | 0 | 0 | 0 | 0 | 0 | 0 | 0 | 0 | 0 | 0 | 0 | 0 | 0 | 0 | 0 | 0 | 0 | 0 | 0 | 0 | 0 | 0 | 0 | 0 | 0 | 0 | 0 | 0 | 0 | 0 | 0 | 0 | 0 | 0 | 0 | 0 | 0 | 0 | 0 | 0 | 0 | 0 | 0 | 0 | 0 | 0 | 0 | 0 | 0 | 0 | 0 | 0 | 0 | 0 | 0 | 0 | 0 | 0 | 0 | 0 | 0 | 0 | 0 | 0 | 0 | 0 | 0 | 0 | 0 | 0 | 0 | 0 | 0 | 0 | 0 | 0 | 0 | 0 | 0 | 0 | 0 | 0 | 0 | 0 | 0 | 0 | 0 | 0 | 0 | Not Applicable Segment or Vintage | Not Applicable Segment or Vintage | Not Applicable Segment or Vintage | Not Applicable Segment or Vintage | Not Applicable Segment or Vintage | Not Applicable Segment or Vintage | Not Applicable Segment or Vintage | Not Applicable Segment or Vintage | Not Applicable Segment or Vintage | Not Applicable Segment or Vintage | Not Applicable Segment or Vintage | Not Applicable Segment or Vintage | Not Applicable Segment or Vintage | Not Applicable Segment or Vintage | Not Applicable Segment or Vintage | Not Applicable Segment or Vintage | Not Applicable Segment or Vintage | Not Applicable Segment or Vintage | Not Applicable Segment or Vintage | Not Applicable Segment or Vintage | Not Applicable Segment or Vintage | Not Applicable Segment or Vintage | Not Applicable Segment or Vintage | Not Applicable Segment or Vintage | Not Applicable Segment or Vintage | Not Applicable Segment or Vintage | Not Applicable Segment or Vintage | Not Applicable Segment or Vintage | 0 | 0 | 0 | 0 | 0 | 0 | 0 | 0 | 0 | 0 | 0 | 0 | 0 | 0 | 0 | 0 | 0 | 0 | 0 | 0 | 0 | 0 | 0 | 0 | 0 | 0 | 0 | 0 | 0 | 0 | 0 | 0 | 0 | 0 | 0 | 0 | 0 | 0 | 0 | 0 | 0 | 0 | 0 | 0 | 0 | 0 | 0 | 0 | 0 | 0 | 0 | 0 | 0 | 0 | 0 | 0 | 0 | 0 | 0 | 0 | 0 | 0 | 0 | 0 | 0 | 0 | 0 | 0 | 0 | 0 | 0 | 0 | 0 | 0 | 0 | 0 | 0 | 0 | 0 | 0 | 0 | 0 | 0 | 0 | 0 | 0 | 0 | 0 | 0 | 0 | 0 | 0 | 0 | 0 | 0 | 0 | 0 | 0 | 0 | 0 | 0 | 0 | 0 | 0 | 0 | 0 | 0 | 0 | 0 | 0 | 0 | 0 | 0 | 0 | 0 | 0 | 0 | 0 | 0 | 0 | 0 | 0 | 0 | 0 | 0 | 0 | 0 | 0 | 0 | 0 | 0 | 0 | 0 | 0 | 0 | 0 | 0 | 0 | 0 | 0 | 0 | 0
Strategic Energy Management_Retail_New_Implementation of strategic energy management program. | Strategic Energy Management_Retail_New | Strategic Energy Management_Commercial_New_No strategic energy management._Implementation of strategic energy management program. | Commercial | Retail | New | Space Heating | Natural Gas | Strategic Energy Management | NEQ | No strategic energy management. | 3 | 3 | 3 | 0 | 0 | 0 | 0 | 0 | RetroEven20 | 0.03333333333333333 | TBD | A | WCM297 | 0.7 | 0.42 | sqft | 0.0321 | 0 | 0 | 0 | 0 | 2021 Power Plan - Com-EM-2021P_V4 - Commercial SEM, Northwest Power and Conservation Council (NWPCC), 2021 Power Plan Conservation Supply Workbooks. January 2022. | 2021 Power Plan - Com-EM-2021P_V4 - Commercial SEM, Northwest Power and Conservation Council (NWPCC), 2021 Power Plan Conservation Supply Workbooks. January 2022. | 2021 Power Plan - Com-EM-2021P_V4 - Commercial SEM, Northwest Power and Conservation Council (NWPCC), 2021 Power Plan Conservation Supply Workbooks. January 2022. | 0 | 0 | 0.16518 | No strategic energy management. | No strategic energy management. | No strategic energy management. | No strategic energy management. | No strategic energy management. | No strategic energy management. | No strategic energy management. | No strategic energy management. | No strategic energy management. | No strategic energy management. | No strategic energy management. | No strategic energy management. | No strategic energy management. | No strategic energy management. | No strategic energy management. | No strategic energy management. | No strategic energy management. | No strategic energy management. | No strategic energy management. | No strategic energy management. | No strategic energy management. | No strategic energy management. | No strategic energy management. | No strategic energy management. | No strategic energy management. | No strategic energy management. | No strategic energy management. | No strategic energy management. | 0 | 0 | 0 | 0 | 0 | 0 | 0 | 0 | 0 | 0 | 0 | 0 | 0 | 0 | 0 | 0 | 0 | 0 | 0 | 0 | 0 | 0 | 0 | 0 | 0 | 0 | 0 | 0 | 0 | 0 | 0 | 0 | 0 | 0 | 0 | 0 | 0 | 0 | 0 | 0 | 0 | 0 | 0 | 0 | 0 | 0 | 0 | 0 | 0 | 0 | 0 | 0 | 0 | 0 | 0 | 0 | 0 | 0 | 0 | 0 | 0 | 0 | 0 | 0 | 0 | 0 | 0 | 0 | 0 | 0 | 0 | 0 | 0 | 0 | 0 | 0 | 0 | 0 | 0 | 0 | 0 | 0 | 0 | 0 | 0 | 0 | 0 | 0 | 0 | 0 | 0 | 0 | 0 | 0 | 0 | 0 | 0 | 0 | 0 | 0 | 0 | 0 | 0 | 0 | 0 | 0 | 0 | 0 | 0 | 0 | 0 | 0 | Implementation of strategic energy management program. | Implementation of strategic energy management program. | Implementation of strategic energy management program. | Implementation of strategic energy management program. | Implementation of strategic energy management program. | Implementation of strategic energy management program. | Implementation of strategic energy management program. | Implementation of strategic energy management program. | Implementation of strategic energy management program. | Implementation of strategic energy management program. | Implementation of strategic energy management program. | Implementation of strategic energy management program. | Implementation of strategic energy management program. | Implementation of strategic energy management program. | Implementation of strategic energy management program. | Implementation of strategic energy management program. | Implementation of strategic energy management program. | Implementation of strategic energy management program. | Implementation of strategic energy management program. | Implementation of strategic energy management program. | Implementation of strategic energy management program. | Implementation of strategic energy management program. | Implementation of strategic energy management program. | Implementation of strategic energy management program. | Implementation of strategic energy management program. | Implementation of strategic energy management program. | Implementation of strategic energy management program. | Implementation of strategic energy management program. | 0.1652 | 0.1652 | 0.1652 | 0.1652 | 0.1652 | 0.1652 | 0.1652 | 0.1652 | 0.1652 | 0.1652 | 0.1652 | 0.1652 | 0.1652 | 0.1652 | 0.1652 | 0.1652 | 0.1652 | 0.1652 | 0.1652 | 0.1652 | 0.1652 | 0.1652 | 0.1652 | 0.1652 | 0.1652 | 0.1652 | 0.1652 | 0.1652 | 0 | 0 | 0 | 0 | 0 | 0 | 0 | 0 | 0 | 0 | 0 | 0 | 0 | 0 | 0 | 0 | 0 | 0 | 0 | 0 | 0 | 0 | 0 | 0 | 0 | 0 | 0 | 0 | 0 | 0 | 0 | 0 | 0 | 0 | 0 | 0 | 0 | 0 | 0 | 0 | 0 | 0 | 0 | 0 | 0 | 0 | 0 | 0 | 0 | 0 | 0 | 0 | 0 | 0 | 0 | 0 | 0 | 0 | 0 | 0 | 0 | 0 | 0 | 0 | 0 | 0 | 0 | 0 | 0 | 0 | 0 | 0 | 0 | 0 | 0 | 0 | 0 | 0 | 0 | 0 | 0 | 0 | 0 | 0 | 0 | 0 | 0 | 0 | 0 | 0 | 0 | 0 | 0 | 0 | 0 | 0 | 0 | 0 | 0 | 0 | 0 | 0 | 0 | 0 | 0 | 0 | 0 | 0 | 0 | 0 | 0 | 0 | 0 | 0 | 0 | 0 | 0 | 0 | 0 | 0 | 0 | 0 | 0 | 0 | 0 | 0 | 0 | 0 | 0 | 0 | 0 | 0 | 0 | 0 | 0 | 0 | 0 | 0 | 0 | 0 | Implementation of strategic energy management program. | Implementation of strategic energy management program. | Implementation of strategic energy management program. | Implementation of strategic energy management program. | Implementation of strategic energy management program. | Implementation of strategic energy management program. | Implementation of strategic energy management program. | Implementation of strategic energy management program. | Implementation of strategic energy management program. | Implementation of strategic energy management program. | Implementation of strategic energy management program. | Implementation of strategic energy management program. | Implementation of strategic energy management program. | Implementation of strategic energy management program. | Implementation of strategic energy management program. | Implementation of strategic energy management program. | Implementation of strategic energy management program. | Implementation of strategic energy management program. | Implementation of strategic energy management program. | Implementation of strategic energy management program. | Implementation of strategic energy management program. | Implementation of strategic energy management program. | Implementation of strategic energy management program. | Implementation of strategic energy management program. | Implementation of strategic energy management program. | Implementation of strategic energy management program. | Implementation of strategic energy management program. | Implementation of strategic energy management program. | 0.1652 | 0.1652 | 0.1652 | 0.1652 | 0.1652 | 0.1652 | 0.1652 | 0.1652 | 0.1652 | 0.1652 | 0.1652 | 0.1652 | 0.1652 | 0.1652 | 0.1652 | 0.1652 | 0.1652 | 0.1652 | 0.1652 | 0.1652 | 0.1652 | 0.1652 | 0.1652 | 0.1652 | 0.1652 | 0.1652 | 0.1652 | 0.1652 | 0 | 0 | 0 | 0 | 0 | 0 | 0 | 0 | 0 | 0 | 0 | 0 | 0 | 0 | 0 | 0 | 0 | 0 | 0 | 0 | 0 | 0 | 0 | 0 | 0 | 0 | 0 | 0 | 0 | 0 | 0 | 0 | 0 | 0 | 0 | 0 | 0 | 0 | 0 | 0 | 0 | 0 | 0 | 0 | 0 | 0 | 0 | 0 | 0 | 0 | 0 | 0 | 0 | 0 | 0 | 0 | 0 | 0 | 0 | 0 | 0 | 0 | 0 | 0 | 0 | 0 | 0 | 0 | 0 | 0 | 0 | 0 | 0 | 0 | 0 | 0 | 0 | 0 | 0 | 0 | 0 | 0 | 0 | 0 | 0 | 0 | 0 | 0 | 0 | 0 | 0 | 0 | 0 | 0 | 0 | 0 | 0 | 0 | 0 | 0 | 0 | 0 | 0 | 0 | 0 | 0 | 0 | 0 | 0 | 0 | 0 | 0 | 0 | 0
Ventilation - Demand Controlled_Retail_New_new CO2 sensors installed on return air systems where no other sensors were previously installed | Ventilation - Demand Controlled_Retail_New | Ventilation - Demand Controlled_Commercial_New_space with no demand control capability_new CO2 sensors installed on return air systems where no other sensors were previously installed | Commercial | Retail | New | Space Heating | Natural Gas | Ventilation - Demand Controlled | NEQ | space with no demand control capability | 10 | 10 | 10 | 0 | 0 | 0 | 0.067409 | 0.10776 | Retro3Slow | 0.004128203794943829 | TBD | A | WCM261 | 0.7 | 0.42 | sqft | 0.0321 | 0 | 0 | 0 | 0 | IL TRM v13 - 4.4.19 - Demand Controlled Ventilation - CI-HVC-DCV-V07-240101 | IL TRM v13 - 4.4.19 - Demand Controlled Ventilation - CI-HVC-DCV-V07-240101 | IL TRM v13 - 4.4.19 - Demand Controlled Ventilation - CI-HVC-DCV-V07-240101 | 0 | 0 | 0.53487 | space with no demand control capability | space with no demand control capability | space with no demand control capability | space with no demand control capability | space with no demand control capability | space with no demand control capability | space with no demand control capability | space with no demand control capability | space with no demand control capability | space with no demand control capability | space with no demand control capability | space with no demand control capability | space with no demand control capability | space with no demand control capability | space with no demand control capability | space with no demand control capability | space with no demand control capability | space with no demand control capability | space with no demand control capability | space with no demand control capability | space with no demand control capability | space with no demand control capability | space with no demand control capability | space with no demand control capability | space with no demand control capability | space with no demand control capability | space with no demand control capability | space with no demand control capability | 0 | 0 | 0 | 0 | 0 | 0 | 0 | 0 | 0 | 0 | 0 | 0 | 0 | 0 | 0 | 0 | 0 | 0 | 0 | 0 | 0 | 0 | 0 | 0 | 0 | 0 | 0 | 0 | 0 | 0 | 0 | 0 | 0 | 0 | 0 | 0 | 0 | 0 | 0 | 0 | 0 | 0 | 0 | 0 | 0 | 0 | 0 | 0 | 0 | 0 | 0 | 0 | 0 | 0 | 0 | 0 | 0 | 0 | 0 | 0 | 0 | 0 | 0 | 0 | 0 | 0 | 0 | 0 | 0 | 0 | 0 | 0 | 0 | 0 | 0 | 0 | 0 | 0 | 0 | 0 | 0 | 0 | 0 | 0 | 0 | 0 | 0 | 0 | 0 | 0 | 0 | 0 | 0 | 0 | 0 | 0 | 0 | 0 | 0 | 0 | 0 | 0 | 0 | 0 | 0 | 0 | 0 | 0 | 0 | 0 | 0 | 0 | new CO2 sensors installed on return air systems where no other sensors were previously installed | new CO2 sensors installed on return air systems where no other sensors were previously installed | new CO2 sensors installed on return air systems where no other sensors were previously installed | new CO2 sensors installed on return air systems where no other sensors were previously installed | new CO2 sensors installed on return air systems where no other sensors were previously installed | new CO2 sensors installed on return air systems where no other sensors were previously installed | new CO2 sensors installed on return air systems where no other sensors were previously installed | new CO2 sensors installed on return air systems where no other sensors were previously installed | new CO2 sensors installed on return air systems where no other sensors were previously installed | new CO2 sensors installed on return air systems where no other sensors were previously installed | new CO2 sensors installed on return air systems where no other sensors were previously installed | new CO2 sensors installed on return air systems where no other sensors were previously installed | new CO2 sensors installed on return air systems where no other sensors were previously installed | new CO2 sensors installed on return air systems where no other sensors were previously installed | new CO2 sensors installed on return air systems where no other sensors were previously installed | new CO2 sensors installed on return air systems where no other sensors were previously installed | new CO2 sensors installed on return air systems where no other sensors were previously installed | new CO2 sensors installed on return air systems where no other sensors were previously installed | new CO2 sensors installed on return air systems where no other sensors were previously installed | new CO2 sensors installed on return air systems where no other sensors were previously installed | new CO2 sensors installed on return air systems where no other sensors were previously installed | new CO2 sensors installed on return air systems where no other sensors were previously installed | new CO2 sensors installed on return air systems where no other sensors were previously installed | new CO2 sensors installed on return air systems where no other sensors were previously installed | new CO2 sensors installed on return air systems where no other sensors were previously installed | new CO2 sensors installed on return air systems where no other sensors were previously installed | new CO2 sensors installed on return air systems where no other sensors were previously installed | new CO2 sensors installed on return air systems where no other sensors were previously installed | 0.5349 | 0.5349 | 0.5349 | 0.5349 | 0.5349 | 0.5349 | 0.5349 | 0.5349 | 0.5349 | 0.5349 | 0.5349 | 0.5349 | 0.5349 | 0.5349 | 0.5349 | 0.5349 | 0.5349 | 0.5349 | 0.5349 | 0.5349 | 0.5349 | 0.5349 | 0.5349 | 0.5349 | 0.5349 | 0.5349 | 0.5349 | 0.5349 | 0 | 0 | 0 | 0 | 0 | 0 | 0 | 0 | 0 | 0 | 0 | 0 | 0 | 0 | 0 | 0 | 0 | 0 | 0 | 0 | 0 | 0 | 0 | 0 | 0 | 0 | 0 | 0 | 0 | 0 | 0 | 0 | 0 | 0 | 0 | 0 | 0 | 0 | 0 | 0 | 0 | 0 | 0 | 0 | 0 | 0 | 0 | 0 | 0 | 0 | 0 | 0 | 0 | 0 | 0 | 0 | 0 | 0 | 0 | 0 | 0 | 0 | 0 | 0 | 0 | 0 | 0 | 0 | 0 | 0 | 0 | 0 | 0 | 0 | 0 | 0 | 0 | 0 | 0 | 0 | 0 | 0 | 0 | 0 | 0 | 0 | 0 | 0 | 0 | 0 | 0 | 0 | 0 | 0 | 0 | 0 | 0 | 0 | 0 | 0 | 0 | 0 | 0 | 0 | 0 | 0 | 0 | 0 | 0 | 0 | 0 | 0 | 0 | 0 | 0 | 0 | 0 | 0 | 0 | 0 | 0 | 0 | 0 | 0 | 0 | 0 | 0 | 0 | 0 | 0 | 0 | 0 | 0 | 0 | 0 | 0 | 0 | 0 | 0 | 0 | new CO2 sensors installed on return air systems where no other sensors were previously installed | new CO2 sensors installed on return air systems where no other sensors were previously installed | new CO2 sensors installed on return air systems where no other sensors were previously installed | new CO2 sensors installed on return air systems where no other sensors were previously installed | new CO2 sensors installed on return air systems where no other sensors were previously installed | new CO2 sensors installed on return air systems where no other sensors were previously installed | new CO2 sensors installed on return air systems where no other sensors were previously installed | new CO2 sensors installed on return air systems where no other sensors were previously installed | new CO2 sensors installed on return air systems where no other sensors were previously installed | new CO2 sensors installed on return air systems where no other sensors were previously installed | new CO2 sensors installed on return air systems where no other sensors were previously installed | new CO2 sensors installed on return air systems where no other sensors were previously installed | new CO2 sensors installed on return air systems where no other sensors were previously installed | new CO2 sensors installed on return air systems where no other sensors were previously installed | new CO2 sensors installed on return air systems where no other sensors were previously installed | new CO2 sensors installed on return air systems where no other sensors were previously installed | new CO2 sensors installed on return air systems where no other sensors were previously installed | new CO2 sensors installed on return air systems where no other sensors were previously installed | new CO2 sensors installed on return air systems where no other sensors were previously installed | new CO2 sensors installed on return air systems where no other sensors were previously installed | new CO2 sensors installed on return air systems where no other sensors were previously installed | new CO2 sensors installed on return air systems where no other sensors were previously installed | new CO2 sensors installed on return air systems where no other sensors were previously installed | new CO2 sensors installed on return air systems where no other sensors were previously installed | new CO2 sensors installed on return air systems where no other sensors were previously installed | new CO2 sensors installed on return air systems where no other sensors were previously installed | new CO2 sensors installed on return air systems where no other sensors were previously installed | new CO2 sensors installed on return air systems where no other sensors were previously installed | 0.5349 | 0.5349 | 0.5349 | 0.5349 | 0.5349 | 0.5349 | 0.5349 | 0.5349 | 0.5349 | 0.5349 | 0.5349 | 0.5349 | 0.5349 | 0.5349 | 0.5349 | 0.5349 | 0.5349 | 0.5349 | 0.5349 | 0.5349 | 0.5349 | 0.5349 | 0.5349 | 0.5349 | 0.5349 | 0.5349 | 0.5349 | 0.5349 | 0 | 0 | 0 | 0 | 0 | 0 | 0 | 0 | 0 | 0 | 0 | 0 | 0 | 0 | 0 | 0 | 0 | 0 | 0 | 0 | 0 | 0 | 0 | 0 | 0 | 0 | 0 | 0 | 0 | 0 | 0 | 0 | 0 | 0 | 0 | 0 | 0 | 0 | 0 | 0 | 0 | 0 | 0 | 0 | 0 | 0 | 0 | 0 | 0 | 0 | 0 | 0 | 0 | 0 | 0 | 0 | 0 | 0 | 0 | 0 | 0 | 0 | 0 | 0 | 0 | 0 | 0 | 0 | 0 | 0 | 0 | 0 | 0 | 0 | 0 | 0 | 0 | 0 | 0 | 0 | 0 | 0 | 0 | 0 | 0 | 0 | 0 | 0 | 0 | 0 | 0 | 0 | 0 | 0 | 0 | 0 | 0 | 0 | 0 | 0 | 0 | 0 | 0 | 0 | 0 | 0 | 0 | 0 | 0 | 0 | 0 | 0 | 0 | 0
Windows - High Efficiency Glazing_Retail_New_U-0.29 Window | Windows - High Efficiency Glazing_Retail_New | Windows - High Efficiency Glazing_Commercial_New_U-0.34 Window_U-0.29 Window | Commercial | Retail | New | Space Heating | Natural Gas | Windows - High Efficiency Glazing | NEQ | U-0.34 Window | 45 | 45 | 45 | 0 | 0 | 0 | 0.28509 | 0.45517 | Retro1Slow | 0.012666666666666666 | TBD | A | WCM255 | 0.7 | 0.42 | sqft window | 0.0321 | 0 | 0 | 0 | 0 | RTF Wkbk - ComWeatherizationSchool_v4_1 | RTF Workbook - ComWeatherizationSchool_v4_1 - AEG Adjusted | AEG BEST | 0 | 0 | 5.2306 | U-0.34 Window | U-0.34 Window | U-0.34 Window | U-0.34 Window | U-0.34 Window | U-0.34 Window | U-0.34 Window | U-0.34 Window | U-0.34 Window | U-0.34 Window | U-0.34 Window | U-0.34 Window | U-0.34 Window | U-0.34 Window | U-0.34 Window | U-0.34 Window | U-0.34 Window | U-0.34 Window | U-0.34 Window | U-0.34 Window | U-0.34 Window | U-0.34 Window | U-0.34 Window | U-0.34 Window | U-0.34 Window | U-0.34 Window | U-0.34 Window | U-0.34 Window | 0 | 0 | 0 | 0 | 0 | 0 | 0 | 0 | 0 | 0 | 0 | 0 | 0 | 0 | 0 | 0 | 0 | 0 | 0 | 0 | 0 | 0 | 0 | 0 | 0 | 0 | 0 | 0 | 0 | 0 | 0 | 0 | 0 | 0 | 0 | 0 | 0 | 0 | 0 | 0 | 0 | 0 | 0 | 0 | 0 | 0 | 0 | 0 | 0 | 0 | 0 | 0 | 0 | 0 | 0 | 0 | 0 | 0 | 0 | 0 | 0 | 0 | 0 | 0 | 0 | 0 | 0 | 0 | 0 | 0 | 0 | 0 | 0 | 0 | 0 | 0 | 0 | 0 | 0 | 0 | 0 | 0 | 0 | 0 | 0 | 0 | 0 | 0 | 0 | 0 | 0 | 0 | 0 | 0 | 0 | 0 | 0 | 0 | 0 | 0 | 0 | 0 | 0 | 0 | 0 | 0 | 0 | 0 | 0 | 0 | 0 | 0 | U-0.29 Window | U-0.29 Window | U-0.29 Window | U-0.29 Window | U-0.29 Window | U-0.29 Window | U-0.29 Window | U-0.29 Window | U-0.29 Window | U-0.29 Window | U-0.29 Window | U-0.29 Window | U-0.29 Window | U-0.29 Window | U-0.29 Window | U-0.29 Window | U-0.29 Window | U-0.29 Window | U-0.29 Window | U-0.29 Window | U-0.29 Window | U-0.29 Window | U-0.29 Window | U-0.29 Window | U-0.29 Window | U-0.29 Window | U-0.29 Window | U-0.29 Window | 5.2306 | 5.2306 | 5.2306 | 5.2306 | 5.2306 | 5.2306 | 5.2306 | 5.2306 | 5.2306 | 5.2306 | 5.2306 | 5.2306 | 5.2306 | 5.2306 | 5.2306 | 5.2306 | 5.2306 | 5.2306 | 5.2306 | 5.2306 | 5.2306 | 5.2306 | 5.2306 | 5.2306 | 5.2306 | 5.2306 | 5.2306 | 5.2306 | 0 | 0 | 0 | 0 | 0 | 0 | 0 | 0 | 0 | 0 | 0 | 0 | 0 | 0 | 0 | 0 | 0 | 0 | 0 | 0 | 0 | 0 | 0 | 0 | 0 | 0 | 0 | 0 | 0 | 0 | 0 | 0 | 0 | 0 | 0 | 0 | 0 | 0 | 0 | 0 | 0 | 0 | 0 | 0 | 0 | 0 | 0 | 0 | 0 | 0 | 0 | 0 | 0 | 0 | 0 | 0 | 0 | 0 | 0 | 0 | 0 | 0 | 0 | 0 | 0 | 0 | 0 | 0 | 0 | 0 | 0 | 0 | 0 | 0 | 0 | 0 | 0 | 0 | 0 | 0 | 0 | 0 | 0 | 0 | 0 | 0 | 0 | 0 | 0 | 0 | 0 | 0 | 0 | 0 | 0 | 0 | 0 | 0 | 0 | 0 | 0 | 0 | 0 | 0 | 0 | 0 | 0 | 0 | 0 | 0 | 0 | 0 | 0 | 0 | 0 | 0 | 0 | 0 | 0 | 0 | 0 | 0 | 0 | 0 | 0 | 0 | 0 | 0 | 0 | 0 | 0 | 0 | 0 | 0 | 0 | 0 | 0 | 0 | 0 | 0 | U-0.29 Window | U-0.29 Window | U-0.29 Window | U-0.29 Window | U-0.29 Window | U-0.29 Window | U-0.29 Window | U-0.29 Window | U-0.29 Window | U-0.29 Window | U-0.29 Window | U-0.29 Window | U-0.29 Window | U-0.29 Window | U-0.29 Window | U-0.29 Window | U-0.29 Window | U-0.29 Window | U-0.29 Window | U-0.29 Window | U-0.29 Window | U-0.29 Window | U-0.29 Window | U-0.29 Window | U-0.29 Window | U-0.29 Window | U-0.29 Window | U-0.29 Window | 5.2306 | 5.2306 | 5.2306 | 5.2306 | 5.2306 | 5.2306 | 5.2306 | 5.2306 | 5.2306 | 5.2306 | 5.2306 | 5.2306 | 5.2306 | 5.2306 | 5.2306 | 5.2306 | 5.2306 | 5.2306 | 5.2306 | 5.2306 | 5.2306 | 5.2306 | 5.2306 | 5.2306 | 5.2306 | 5.2306 | 5.2306 | 5.2306 | 0 | 0 | 0 | 0 | 0 | 0 | 0 | 0 | 0 | 0 | 0 | 0 | 0 | 0 | 0 | 0 | 0 | 0 | 0 | 0 | 0 | 0 | 0 | 0 | 0 | 0 | 0 | 0 | 0 | 0 | 0 | 0 | 0 | 0 | 0 | 0 | 0 | 0 | 0 | 0 | 0 | 0 | 0 | 0 | 0 | 0 | 0 | 0 | 0 | 0 | 0 | 0 | 0 | 0 | 0 | 0 | 0 | 0 | 0 | 0 | 0 | 0 | 0 | 0 | 0 | 0 | 0 | 0 | 0 | 0 | 0 | 0 | 0 | 0 | 0 | 0 | 0 | 0 | 0 | 0 | 0 | 0 | 0 | 0 | 0 | 0 | 0 | 0 | 0 | 0 | 0 | 0 | 0 | 0 | 0 | 0 | 0 | 0 | 0 | 0 | 0 | 0 | 0 | 0 | 0 | 0 | 0 | 0 | 0 | 0 | 0 | 0 | 0 | 0
Windows - Secondary Glazing Systems_Retail_New_Windows Upgraded with Secondary Commercial Window Glazing | Windows - Secondary Glazing Systems_Retail_New | Windows - Secondary Glazing Systems_Commercial_New_Standard Commercial Windows_Windows Upgraded with Secondary Commercial Window Glazing | Commercial | Retail | New | Space Heating | Natural Gas | Windows - Secondary Glazing Systems | NEQ | Standard Commercial Windows | 30 | 30 | 30 | 0 | 0 | 0 | 0.01 | 0.5 | Retro1Slow | 0.012666666666666666 | TBD | A | WCM256 | 0.7 | 0.42 | sqft window | 0.0321 | 0 | 0 | 0 | 0 | Regional Technical Forum - UES Workbook - Secondary Glazing Systems (SGS) - ComSecondaryGlazingSystems_v3_1 - AEG Adjusted | Regional Technical Forum - UES Workbook - Secondary Glazing Systems (SGS) - ComSecondaryGlazingSystems_v3_1 - AEG Adjusted | Regional Technical Forum - UES Workbook - Secondary Glazing Systems (SGS) - ComSecondaryGlazingSystems_v3_1 - AEG Adjusted | 0 | 0 | 48.1437 | Standard Commercial Windows | Standard Commercial Windows | Standard Commercial Windows | Standard Commercial Windows | Standard Commercial Windows | Standard Commercial Windows | Standard Commercial Windows | Standard Commercial Windows | Standard Commercial Windows | Standard Commercial Windows | Standard Commercial Windows | Standard Commercial Windows | Standard Commercial Windows | Standard Commercial Windows | Standard Commercial Windows | Standard Commercial Windows | Standard Commercial Windows | Standard Commercial Windows | Standard Commercial Windows | Standard Commercial Windows | Standard Commercial Windows | Standard Commercial Windows | Standard Commercial Windows | Standard Commercial Windows | Standard Commercial Windows | Standard Commercial Windows | Standard Commercial Windows | Standard Commercial Windows | 0 | 0 | 0 | 0 | 0 | 0 | 0 | 0 | 0 | 0 | 0 | 0 | 0 | 0 | 0 | 0 | 0 | 0 | 0 | 0 | 0 | 0 | 0 | 0 | 0 | 0 | 0 | 0 | 0 | 0 | 0 | 0 | 0 | 0 | 0 | 0 | 0 | 0 | 0 | 0 | 0 | 0 | 0 | 0 | 0 | 0 | 0 | 0 | 0 | 0 | 0 | 0 | 0 | 0 | 0 | 0 | 0 | 0 | 0 | 0 | 0 | 0 | 0 | 0 | 0 | 0 | 0 | 0 | 0 | 0 | 0 | 0 | 0 | 0 | 0 | 0 | 0 | 0 | 0 | 0 | 0 | 0 | 0 | 0 | 0 | 0 | 0 | 0 | 0 | 0 | 0 | 0 | 0 | 0 | 0 | 0 | 0 | 0 | 0 | 0 | 0 | 0 | 0 | 0 | 0 | 0 | 0 | 0 | 0 | 0 | 0 | 0 | Windows Upgraded with Secondary Commercial Window Glazing | Windows Upgraded with Secondary Commercial Window Glazing | Windows Upgraded with Secondary Commercial Window Glazing | Windows Upgraded with Secondary Commercial Window Glazing | Windows Upgraded with Secondary Commercial Window Glazing | Windows Upgraded with Secondary Commercial Window Glazing | Windows Upgraded with Secondary Commercial Window Glazing | Windows Upgraded with Secondary Commercial Window Glazing | Windows Upgraded with Secondary Commercial Window Glazing | Windows Upgraded with Secondary Commercial Window Glazing | Windows Upgraded with Secondary Commercial Window Glazing | Windows Upgraded with Secondary Commercial Window Glazing | Windows Upgraded with Secondary Commercial Window Glazing | Windows Upgraded with Secondary Commercial Window Glazing | Windows Upgraded with Secondary Commercial Window Glazing | Windows Upgraded with Secondary Commercial Window Glazing | Windows Upgraded with Secondary Commercial Window Glazing | Windows Upgraded with Secondary Commercial Window Glazing | Windows Upgraded with Secondary Commercial Window Glazing | Windows Upgraded with Secondary Commercial Window Glazing | Windows Upgraded with Secondary Commercial Window Glazing | Windows Upgraded with Secondary Commercial Window Glazing | Windows Upgraded with Secondary Commercial Window Glazing | Windows Upgraded with Secondary Commercial Window Glazing | Windows Upgraded with Secondary Commercial Window Glazing | Windows Upgraded with Secondary Commercial Window Glazing | Windows Upgraded with Secondary Commercial Window Glazing | Windows Upgraded with Secondary Commercial Window Glazing | 48.1437 | 48.1437 | 48.1437 | 48.1437 | 48.1437 | 48.1437 | 48.1437 | 48.1437 | 48.1437 | 48.1437 | 48.1437 | 48.1437 | 48.1437 | 48.1437 | 48.1437 | 48.1437 | 48.1437 | 48.1437 | 48.1437 | 48.1437 | 48.1437 | 48.1437 | 48.1437 | 48.1437 | 48.1437 | 48.1437 | 48.1437 | 48.1437 | 0 | 0 | 0 | 0 | 0 | 0 | 0 | 0 | 0 | 0 | 0 | 0 | 0 | 0 | 0 | 0 | 0 | 0 | 0 | 0 | 0 | 0 | 0 | 0 | 0 | 0 | 0 | 0 | 0 | 0 | 0 | 0 | 0 | 0 | 0 | 0 | 0 | 0 | 0 | 0 | 0 | 0 | 0 | 0 | 0 | 0 | 0 | 0 | 0 | 0 | 0 | 0 | 0 | 0 | 0 | 0 | 0 | 0 | 0 | 0 | 0 | 0 | 0 | 0 | 0 | 0 | 0 | 0 | 0 | 0 | 0 | 0 | 0 | 0 | 0 | 0 | 0 | 0 | 0 | 0 | 0 | 0 | 0 | 0 | 0 | 0 | 0 | 0 | 0 | 0 | 0 | 0 | 0 | 0 | 0 | 0 | 0 | 0 | 0 | 0 | 0 | 0 | 0 | 0 | 0 | 0 | 0 | 0 | 0 | 0 | 0 | 0 | 0 | 0 | 0 | 0 | 0 | 0 | 0 | 0 | 0 | 0 | 0 | 0 | 0 | 0 | 0 | 0 | 0 | 0 | 0 | 0 | 0 | 0 | 0 | 0 | 0 | 0 | 0 | 0 | Windows Upgraded with Secondary Commercial Window Glazing | Windows Upgraded with Secondary Commercial Window Glazing | Windows Upgraded with Secondary Commercial Window Glazing | Windows Upgraded with Secondary Commercial Window Glazing | Windows Upgraded with Secondary Commercial Window Glazing | Windows Upgraded with Secondary Commercial Window Glazing | Windows Upgraded with Secondary Commercial Window Glazing | Windows Upgraded with Secondary Commercial Window Glazing | Windows Upgraded with Secondary Commercial Window Glazing | Windows Upgraded with Secondary Commercial Window Glazing | Windows Upgraded with Secondary Commercial Window Glazing | Windows Upgraded with Secondary Commercial Window Glazing | Windows Upgraded with Secondary Commercial Window Glazing | Windows Upgraded with Secondary Commercial Window Glazing | Windows Upgraded with Secondary Commercial Window Glazing | Windows Upgraded with Secondary Commercial Window Glazing | Windows Upgraded with Secondary Commercial Window Glazing | Windows Upgraded with Secondary Commercial Window Glazing | Windows Upgraded with Secondary Commercial Window Glazing | Windows Upgraded with Secondary Commercial Window Glazing | Windows Upgraded with Secondary Commercial Window Glazing | Windows Upgraded with Secondary Commercial Window Glazing | Windows Upgraded with Secondary Commercial Window Glazing | Windows Upgraded with Secondary Commercial Window Glazing | Windows Upgraded with Secondary Commercial Window Glazing | Windows Upgraded with Secondary Commercial Window Glazing | Windows Upgraded with Secondary Commercial Window Glazing | Windows Upgraded with Secondary Commercial Window Glazing | 48.1437 | 48.1437 | 48.1437 | 48.1437 | 48.1437 | 48.1437 | 48.1437 | 48.1437 | 48.1437 | 48.1437 | 48.1437 | 48.1437 | 48.1437 | 48.1437 | 48.1437 | 48.1437 | 48.1437 | 48.1437 | 48.1437 | 48.1437 | 48.1437 | 48.1437 | 48.1437 | 48.1437 | 48.1437 | 48.1437 | 48.1437 | 48.1437 | 0 | 0 | 0 | 0 | 0 | 0 | 0 | 0 | 0 | 0 | 0 | 0 | 0 | 0 | 0 | 0 | 0 | 0 | 0 | 0 | 0 | 0 | 0 | 0 | 0 | 0 | 0 | 0 | 0 | 0 | 0 | 0 | 0 | 0 | 0 | 0 | 0 | 0 | 0 | 0 | 0 | 0 | 0 | 0 | 0 | 0 | 0 | 0 | 0 | 0 | 0 | 0 | 0 | 0 | 0 | 0 | 0 | 0 | 0 | 0 | 0 | 0 | 0 | 0 | 0 | 0 | 0 | 0 | 0 | 0 | 0 | 0 | 0 | 0 | 0 | 0 | 0 | 0 | 0 | 0 | 0 | 0 | 0 | 0 | 0 | 0 | 0 | 0 | 0 | 0 | 0 | 0 | 0 | 0 | 0 | 0 | 0 | 0 | 0 | 0 | 0 | 0 | 0 | 0 | 0 | 0 | 0 | 0 | 0 | 0 | 0 | 0 | 0 | 0
Gas Boiler - Hot Water Reset_Retail_New_Not Applicable Segment or Vintage | Gas Boiler - Hot Water Reset_Retail_New | Gas Boiler - Hot Water Reset_Commercial_New_Not Applicable Segment or Vintage_Not Applicable Segment or Vintage | Commercial | Retail | New | Space Heating | Natural Gas | Gas Boiler - Hot Water Reset | NEQ | Not Applicable Segment or Vintage | 20 | 20 | 20 | 0 | 0 | 0 | 0 | 0 | Retro5Med | 8.35569166605469E-06 | TBD | A | WCM268 | 0.7 | 0.42 | kBtuh heat | 0.0321 | 0 | 0 | 0 | 0 | Not Applicable Segment or Vintage | Not Applicable Segment or Vintage | Not Applicable Segment or Vintage | 0 | 0 | 0 | Not Applicable Segment or Vintage | Not Applicable Segment or Vintage | Not Applicable Segment or Vintage | Not Applicable Segment or Vintage | Not Applicable Segment or Vintage | Not Applicable Segment or Vintage | Not Applicable Segment or Vintage | Not Applicable Segment or Vintage | Not Applicable Segment or Vintage | Not Applicable Segment or Vintage | Not Applicable Segment or Vintage | Not Applicable Segment or Vintage | Not Applicable Segment or Vintage | Not Applicable Segment or Vintage | Not Applicable Segment or Vintage | Not Applicable Segment or Vintage | Not Applicable Segment or Vintage | Not Applicable Segment or Vintage | Not Applicable Segment or Vintage | Not Applicable Segment or Vintage | Not Applicable Segment or Vintage | Not Applicable Segment or Vintage | Not Applicable Segment or Vintage | Not Applicable Segment or Vintage | Not Applicable Segment or Vintage | Not Applicable Segment or Vintage | Not Applicable Segment or Vintage | Not Applicable Segment or Vintage | 0 | 0 | 0 | 0 | 0 | 0 | 0 | 0 | 0 | 0 | 0 | 0 | 0 | 0 | 0 | 0 | 0 | 0 | 0 | 0 | 0 | 0 | 0 | 0 | 0 | 0 | 0 | 0 | 0 | 0 | 0 | 0 | 0 | 0 | 0 | 0 | 0 | 0 | 0 | 0 | 0 | 0 | 0 | 0 | 0 | 0 | 0 | 0 | 0 | 0 | 0 | 0 | 0 | 0 | 0 | 0 | 0 | 0 | 0 | 0 | 0 | 0 | 0 | 0 | 0 | 0 | 0 | 0 | 0 | 0 | 0 | 0 | 0 | 0 | 0 | 0 | 0 | 0 | 0 | 0 | 0 | 0 | 0 | 0 | 0 | 0 | 0 | 0 | 0 | 0 | 0 | 0 | 0 | 0 | 0 | 0 | 0 | 0 | 0 | 0 | 0 | 0 | 0 | 0 | 0 | 0 | 0 | 0 | 0 | 0 | 0 | 0 | Not Applicable Segment or Vintage | Not Applicable Segment or Vintage | Not Applicable Segment or Vintage | Not Applicable Segment or Vintage | Not Applicable Segment or Vintage | Not Applicable Segment or Vintage | Not Applicable Segment or Vintage | Not Applicable Segment or Vintage | Not Applicable Segment or Vintage | Not Applicable Segment or Vintage | Not Applicable Segment or Vintage | Not Applicable Segment or Vintage | Not Applicable Segment or Vintage | Not Applicable Segment or Vintage | Not Applicable Segment or Vintage | Not Applicable Segment or Vintage | Not Applicable Segment or Vintage | Not Applicable Segment or Vintage | Not Applicable Segment or Vintage | Not Applicable Segment or Vintage | Not Applicable Segment or Vintage | Not Applicable Segment or Vintage | Not Applicable Segment or Vintage | Not Applicable Segment or Vintage | Not Applicable Segment or Vintage | Not Applicable Segment or Vintage | Not Applicable Segment or Vintage | Not Applicable Segment or Vintage | 0 | 0 | 0 | 0 | 0 | 0 | 0 | 0 | 0 | 0 | 0 | 0 | 0 | 0 | 0 | 0 | 0 | 0 | 0 | 0 | 0 | 0 | 0 | 0 | 0 | 0 | 0 | 0 | 0 | 0 | 0 | 0 | 0 | 0 | 0 | 0 | 0 | 0 | 0 | 0 | 0 | 0 | 0 | 0 | 0 | 0 | 0 | 0 | 0 | 0 | 0 | 0 | 0 | 0 | 0 | 0 | 0 | 0 | 0 | 0 | 0 | 0 | 0 | 0 | 0 | 0 | 0 | 0 | 0 | 0 | 0 | 0 | 0 | 0 | 0 | 0 | 0 | 0 | 0 | 0 | 0 | 0 | 0 | 0 | 0 | 0 | 0 | 0 | 0 | 0 | 0 | 0 | 0 | 0 | 0 | 0 | 0 | 0 | 0 | 0 | 0 | 0 | 0 | 0 | 0 | 0 | 0 | 0 | 0 | 0 | 0 | 0 | 0 | 0 | 0 | 0 | 0 | 0 | 0 | 0 | 0 | 0 | 0 | 0 | 0 | 0 | 0 | 0 | 0 | 0 | 0 | 0 | 0 | 0 | 0 | 0 | 0 | 0 | 0 | 0 | 0 | 0 | 0 | 0 | 0 | 0 | 0 | 0 | 0 | 0 | 0 | 0 | 0 | 0 | 0 | 0 | 0 | 0 | 0 | 0 | 0 | 0 | 0 | 0 | 0 | 0 | 0 | 0 | Not Applicable Segment or Vintage | Not Applicable Segment or Vintage | Not Applicable Segment or Vintage | Not Applicable Segment or Vintage | Not Applicable Segment or Vintage | Not Applicable Segment or Vintage | Not Applicable Segment or Vintage | Not Applicable Segment or Vintage | Not Applicable Segment or Vintage | Not Applicable Segment or Vintage | Not Applicable Segment or Vintage | Not Applicable Segment or Vintage | Not Applicable Segment or Vintage | Not Applicable Segment or Vintage | Not Applicable Segment or Vintage | Not Applicable Segment or Vintage | Not Applicable Segment or Vintage | Not Applicable Segment or Vintage | Not Applicable Segment or Vintage | Not Applicable Segment or Vintage | Not Applicable Segment or Vintage | Not Applicable Segment or Vintage | Not Applicable Segment or Vintage | Not Applicable Segment or Vintage | Not Applicable Segment or Vintage | Not Applicable Segment or Vintage | Not Applicable Segment or Vintage | Not Applicable Segment or Vintage | 0 | 0 | 0 | 0 | 0 | 0 | 0 | 0 | 0 | 0 | 0 | 0 | 0 | 0 | 0 | 0 | 0 | 0 | 0 | 0 | 0 | 0 | 0 | 0 | 0 | 0 | 0 | 0 | 0 | 0 | 0 | 0 | 0 | 0 | 0 | 0 | 0 | 0 | 0 | 0 | 0 | 0 | 0 | 0 | 0 | 0 | 0 | 0 | 0 | 0 | 0 | 0 | 0 | 0 | 0 | 0 | 0 | 0 | 0 | 0 | 0 | 0 | 0 | 0 | 0 | 0 | 0 | 0 | 0 | 0 | 0 | 0 | 0 | 0 | 0 | 0 | 0 | 0 | 0 | 0 | 0 | 0 | 0 | 0 | 0 | 0 | 0 | 0 | 0 | 0 | 0 | 0 | 0 | 0 | 0 | 0 | 0 | 0 | 0 | 0 | 0 | 0 | 0 | 0 | 0 | 0 | 0 | 0 | 0 | 0 | 0 | 0 | 0 | 0 | 0 | 0 | 0 | 0 | 0 | 0 | 0 | 0 | 0 | 0 | 0 | 0 | 0 | 0 | 0 | 0 | 0 | 0 | 0 | 0 | 0 | 0 | 0 | 0 | 0 | 0 | 0 | 0
Thermostat - Programmable_Retail_New_Programmable Thermostat | Thermostat - Programmable_Retail_New | Thermostat - Programmable_Commercial_New_Manual Thermostat_Programmable Thermostat | Commercial | Retail | New | Space Heating | Natural Gas | Thermostat - Programmable | NEQ | Manual Thermostat | 16 | 16 | 16 | 0 | 0 | 0 | 0 | 0 | Retro5Med | 8.35569166605469E-06 | TBD | A | WCM279 | 0.7 | 0.42 | perbldg | 0.0321 | 0 | 0 | 0 | 0 | IL TRM v13 - 5.3.11 - Programmable Thermostats - RS-HVC-PROG-V09-250101_x000D_ | IL TRM v13 - 5.3.11 - Programmable Thermostats - RS-HVC-PROG-V09-250101_x000D_ | IL TRM v13 - 5.3.11 - Programmable Thermostats - RS-HVC-PROG-V09-250101_x000D_ | 0 | 0 | 33.1655 | Manual Thermostat | Manual Thermostat | Manual Thermostat | Manual Thermostat | Manual Thermostat | Manual Thermostat | Manual Thermostat | Manual Thermostat | Manual Thermostat | Manual Thermostat | Manual Thermostat | Manual Thermostat | Manual Thermostat | Manual Thermostat | Manual Thermostat | Manual Thermostat | Manual Thermostat | Manual Thermostat | Manual Thermostat | Manual Thermostat | Manual Thermostat | Manual Thermostat | Manual Thermostat | Manual Thermostat | Manual Thermostat | Manual Thermostat | Manual Thermostat | Manual Thermostat | 0 | 0 | 0 | 0 | 0 | 0 | 0 | 0 | 0 | 0 | 0 | 0 | 0 | 0 | 0 | 0 | 0 | 0 | 0 | 0 | 0 | 0 | 0 | 0 | 0 | 0 | 0 | 0 | 0 | 0 | 0 | 0 | 0 | 0 | 0 | 0 | 0 | 0 | 0 | 0 | 0 | 0 | 0 | 0 | 0 | 0 | 0 | 0 | 0 | 0 | 0 | 0 | 0 | 0 | 0 | 0 | 0 | 0 | 0 | 0 | 0 | 0 | 0 | 0 | 0 | 0 | 0 | 0 | 0 | 0 | 0 | 0 | 0 | 0 | 0 | 0 | 0 | 0 | 0 | 0 | 0 | 0 | 0 | 0 | 0 | 0 | 0 | 0 | 0 | 0 | 0 | 0 | 0 | 0 | 0 | 0 | 0 | 0 | 0 | 0 | 0 | 0 | 0 | 0 | 0 | 0 | 0 | 0 | 0 | 0 | 0 | 0 | Programmable Thermostat | Programmable Thermostat | Programmable Thermostat | Programmable Thermostat | Programmable Thermostat | Programmable Thermostat | Programmable Thermostat | Programmable Thermostat | Programmable Thermostat | Programmable Thermostat | Programmable Thermostat | Programmable Thermostat | Programmable Thermostat | Programmable Thermostat | Programmable Thermostat | Programmable Thermostat | Programmable Thermostat | Programmable Thermostat | Programmable Thermostat | Programmable Thermostat | Programmable Thermostat | Programmable Thermostat | Programmable Thermostat | Programmable Thermostat | Programmable Thermostat | Programmable Thermostat | Programmable Thermostat | Programmable Thermostat | 33.1655 | 33.1655 | 33.1655 | 33.1655 | 33.1655 | 33.1655 | 33.1655 | 33.1655 | 33.1655 | 33.1655 | 33.1655 | 33.1655 | 33.1655 | 33.1655 | 33.1655 | 33.1655 | 33.1655 | 33.1655 | 33.1655 | 33.1655 | 33.1655 | 33.1655 | 33.1655 | 33.1655 | 33.1655 | 33.1655 | 33.1655 | 33.1655 | 0 | 0 | 0 | 0 | 0 | 0 | 0 | 0 | 0 | 0 | 0 | 0 | 0 | 0 | 0 | 0 | 0 | 0 | 0 | 0 | 0 | 0 | 0 | 0 | 0 | 0 | 0 | 0 | 0 | 0 | 0 | 0 | 0 | 0 | 0 | 0 | 0 | 0 | 0 | 0 | 0 | 0 | 0 | 0 | 0 | 0 | 0 | 0 | 0 | 0 | 0 | 0 | 0 | 0 | 0 | 0 | 0 | 0 | 0 | 0 | 0 | 0 | 0 | 0 | 0 | 0 | 0 | 0 | 0 | 0 | 0 | 0 | 0 | 0 | 0 | 0 | 0 | 0 | 0 | 0 | 0 | 0 | 0 | 0 | 0 | 0 | 0 | 0 | 0 | 0 | 0 | 0 | 0 | 0 | 0 | 0 | 0 | 0 | 0 | 0 | 0 | 0 | 0 | 0 | 0 | 0 | 0 | 0 | 0 | 0 | 0 | 0 | 0 | 0 | 0 | 0 | 0 | 0 | 0 | 0 | 0 | 0 | 0 | 0 | 0 | 0 | 0 | 0 | 0 | 0 | 0 | 0 | 0 | 0 | 0 | 0 | 0 | 0 | 0 | 0 | Programmable Thermostat | Programmable Thermostat | Programmable Thermostat | Programmable Thermostat | Programmable Thermostat | Programmable Thermostat | Programmable Thermostat | Programmable Thermostat | Programmable Thermostat | Programmable Thermostat | Programmable Thermostat | Programmable Thermostat | Programmable Thermostat | Programmable Thermostat | Programmable Thermostat | Programmable Thermostat | Programmable Thermostat | Programmable Thermostat | Programmable Thermostat | Programmable Thermostat | Programmable Thermostat | Programmable Thermostat | Programmable Thermostat | Programmable Thermostat | Programmable Thermostat | Programmable Thermostat | Programmable Thermostat | Programmable Thermostat | 33.1655 | 33.1655 | 33.1655 | 33.1655 | 33.1655 | 33.1655 | 33.1655 | 33.1655 | 33.1655 | 33.1655 | 33.1655 | 33.1655 | 33.1655 | 33.1655 | 33.1655 | 33.1655 | 33.1655 | 33.1655 | 33.1655 | 33.1655 | 33.1655 | 33.1655 | 33.1655 | 33.1655 | 33.1655 | 33.1655 | 33.1655 | 33.1655 | 0 | 0 | 0 | 0 | 0 | 0 | 0 | 0 | 0 | 0 | 0 | 0 | 0 | 0 | 0 | 0 | 0 | 0 | 0 | 0 | 0 | 0 | 0 | 0 | 0 | 0 | 0 | 0 | 0 | 0 | 0 | 0 | 0 | 0 | 0 | 0 | 0 | 0 | 0 | 0 | 0 | 0 | 0 | 0 | 0 | 0 | 0 | 0 | 0 | 0 | 0 | 0 | 0 | 0 | 0 | 0 | 0 | 0 | 0 | 0 | 0 | 0 | 0 | 0 | 0 | 0 | 0 | 0 | 0 | 0 | 0 | 0 | 0 | 0 | 0 | 0 | 0 | 0 | 0 | 0 | 0 | 0 | 0 | 0 | 0 | 0 | 0 | 0 | 0 | 0 | 0 | 0 | 0 | 0 | 0 | 0 | 0 | 0 | 0 | 0 | 0 | 0 | 0 | 0 | 0 | 0 | 0 | 0 | 0 | 0 | 0 | 0 | 0 | 0
Gas Boiler - Insulate Steam Lines/Condensate Tank_Retail_New_Addition of 2" wrap insulation to hot water boiler pipe | Gas Boiler - Insulate Steam Lines/Condensate Tank_Retail_New | Gas Boiler - Insulate Steam Lines/Condensate Tank_Commercial_New_bare pipe_Addition of 2" wrap insulation to hot water boiler pipe | Commercial | Retail | New | Space Heating | Natural Gas | Gas Boiler - Insulate Steam Lines/Condensate Tank | NEQ | bare pipe | 15 | 15 | 15 | 2.53 | 0 | 0 | 1 | 1 | Retro5Med | 8.35569166605469E-06 | TBD | A | WCM277 | 0.7 | 0.42 | boiler pipe | 0.0321 | 0 | 0 | 0 | 0 | IL TRM v12 - 4.4.14 - Pipe Insulation - CI-HVC-PINS-V08-230101 | IL TRM v12 - 4.4.14 - Pipe Insulation - CI-HVC-PINS-V08-230101 | IL TRM v12 - 4.4.14 - Pipe Insulation - CI-HVC-PINS-V08-230101 | 0 | 0 | 36.2322 | bare pipe | bare pipe | bare pipe | bare pipe | bare pipe | bare pipe | bare pipe | bare pipe | bare pipe | bare pipe | bare pipe | bare pipe | bare pipe | bare pipe | bare pipe | bare pipe | bare pipe | bare pipe | bare pipe | bare pipe | bare pipe | bare pipe | bare pipe | bare pipe | bare pipe | bare pipe | bare pipe | bare pipe | 0 | 0 | 0 | 0 | 0 | 0 | 0 | 0 | 0 | 0 | 0 | 0 | 0 | 0 | 0 | 0 | 0 | 0 | 0 | 0 | 0 | 0 | 0 | 0 | 0 | 0 | 0 | 0 | 0 | 0 | 0 | 0 | 0 | 0 | 0 | 0 | 0 | 0 | 0 | 0 | 0 | 0 | 0 | 0 | 0 | 0 | 0 | 0 | 0 | 0 | 0 | 0 | 0 | 0 | 0 | 0 | 0 | 0 | 0 | 0 | 0 | 0 | 0 | 0 | 0 | 0 | 0 | 0 | 0 | 0 | 0 | 0 | 0 | 0 | 0 | 0 | 0 | 0 | 0 | 0 | 0 | 0 | 0 | 0 | 0 | 0 | 0 | 0 | 0 | 0 | 0 | 0 | 0 | 0 | 0 | 0 | 0 | 0 | 0 | 0 | 0 | 0 | 0 | 0 | 0 | 0 | 0 | 0 | 0 | 0 | 0 | 0 | Addition of 2" wrap insulation to hot water boiler pipe | Addition of 2" wrap insulation to hot water boiler pipe | Addition of 2" wrap insulation to hot water boiler pipe | Addition of 2" wrap insulation to hot water boiler pipe | Addition of 2" wrap insulation to hot water boiler pipe | Addition of 2" wrap insulation to hot water boiler pipe | Addition of 2" wrap insulation to hot water boiler pipe | Addition of 2" wrap insulation to hot water boiler pipe | Addition of 2" wrap insulation to hot water boiler pipe | Addition of 2" wrap insulation to hot water boiler pipe | Addition of 2" wrap insulation to hot water boiler pipe | Addition of 2" wrap insulation to hot water boiler pipe | Addition of 2" wrap insulation to hot water boiler pipe | Addition of 2" wrap insulation to hot water boiler pipe | Addition of 2" wrap insulation to hot water boiler pipe | Addition of 2" wrap insulation to hot water boiler pipe | Addition of 2" wrap insulation to hot water boiler pipe | Addition of 2" wrap insulation to hot water boiler pipe | Addition of 2" wrap insulation to hot water boiler pipe | Addition of 2" wrap insulation to hot water boiler pipe | Addition of 2" wrap insulation to hot water boiler pipe | Addition of 2" wrap insulation to hot water boiler pipe | Addition of 2" wrap insulation to hot water boiler pipe | Addition of 2" wrap insulation to hot water boiler pipe | Addition of 2" wrap insulation to hot water boiler pipe | Addition of 2" wrap insulation to hot water boiler pipe | Addition of 2" wrap insulation to hot water boiler pipe | Addition of 2" wrap insulation to hot water boiler pipe | 36.2322 | 36.2322 | 36.2322 | 36.2322 | 36.2322 | 36.2322 | 36.2322 | 36.2322 | 36.2322 | 36.2322 | 36.2322 | 36.2322 | 36.2322 | 36.2322 | 36.2322 | 36.2322 | 36.2322 | 36.2322 | 36.2322 | 36.2322 | 36.2322 | 36.2322 | 36.2322 | 36.2322 | 36.2322 | 36.2322 | 36.2322 | 36.2322 | 2.53 | 2.53 | 2.53 | 2.53 | 2.53 | 2.53 | 2.53 | 2.53 | 2.53 | 2.53 | 2.53 | 2.53 | 2.53 | 2.53 | 2.53 | 2.53 | 2.53 | 2.53 | 2.53 | 2.53 | 2.53 | 2.53 | 2.53 | 2.53 | 2.53 | 2.53 | 2.53 | 2.53 | 0 | 0 | 0 | 0 | 0 | 0 | 0 | 0 | 0 | 0 | 0 | 0 | 0 | 0 | 0 | 0 | 0 | 0 | 0 | 0 | 0 | 0 | 0 | 0 | 0 | 0 | 0 | 0 | 0 | 0 | 0 | 0 | 0 | 0 | 0 | 0 | 0 | 0 | 0 | 0 | 0 | 0 | 0 | 0 | 0 | 0 | 0 | 0 | 0 | 0 | 0 | 0 | 0 | 0 | 0 | 0 | 0 | 0 | 0 | 0 | 0 | 0 | 0 | 0 | 0 | 0 | 0 | 0 | 0 | 0 | 0 | 0 | 0 | 0 | 0 | 0 | 0 | 0 | 0 | 0 | 0 | 0 | 0 | 0 | 0 | 0 | 0 | 0 | 0 | 0 | 0 | 0 | 0 | 0 | 0 | 0 | 0 | 0 | 0 | 0 | 0 | 0 | 0 | 0 | 0 | 0 | 0 | 0 | 0 | 0 | 0 | 0 | Addition of 2" wrap insulation to hot water boiler pipe | Addition of 2" wrap insulation to hot water boiler pipe | Addition of 2" wrap insulation to hot water boiler pipe | Addition of 2" wrap insulation to hot water boiler pipe | Addition of 2" wrap insulation to hot water boiler pipe | Addition of 2" wrap insulation to hot water boiler pipe | Addition of 2" wrap insulation to hot water boiler pipe | Addition of 2" wrap insulation to hot water boiler pipe | Addition of 2" wrap insulation to hot water boiler pipe | Addition of 2" wrap insulation to hot water boiler pipe | Addition of 2" wrap insulation to hot water boiler pipe | Addition of 2" wrap insulation to hot water boiler pipe | Addition of 2" wrap insulation to hot water boiler pipe | Addition of 2" wrap insulation to hot water boiler pipe | Addition of 2" wrap insulation to hot water boiler pipe | Addition of 2" wrap insulation to hot water boiler pipe | Addition of 2" wrap insulation to hot water boiler pipe | Addition of 2" wrap insulation to hot water boiler pipe | Addition of 2" wrap insulation to hot water boiler pipe | Addition of 2" wrap insulation to hot water boiler pipe | Addition of 2" wrap insulation to hot water boiler pipe | Addition of 2" wrap insulation to hot water boiler pipe | Addition of 2" wrap insulation to hot water boiler pipe | Addition of 2" wrap insulation to hot water boiler pipe | Addition of 2" wrap insulation to hot water boiler pipe | Addition of 2" wrap insulation to hot water boiler pipe | Addition of 2" wrap insulation to hot water boiler pipe | Addition of 2" wrap insulation to hot water boiler pipe | 36.2322 | 36.2322 | 36.2322 | 36.2322 | 36.2322 | 36.2322 | 36.2322 | 36.2322 | 36.2322 | 36.2322 | 36.2322 | 36.2322 | 36.2322 | 36.2322 | 36.2322 | 36.2322 | 36.2322 | 36.2322 | 36.2322 | 36.2322 | 36.2322 | 36.2322 | 36.2322 | 36.2322 | 36.2322 | 36.2322 | 36.2322 | 36.2322 | 2.53 | 2.53 | 2.53 | 2.53 | 2.53 | 2.53 | 2.53 | 2.53 | 2.53 | 2.53 | 2.53 | 2.53 | 2.53 | 2.53 | 2.53 | 2.53 | 2.53 | 2.53 | 2.53 | 2.53 | 2.53 | 2.53 | 2.53 | 2.53 | 2.53 | 2.53 | 2.53 | 2.53 | 0 | 0 | 0 | 0 | 0 | 0 | 0 | 0 | 0 | 0 | 0 | 0 | 0 | 0 | 0 | 0 | 0 | 0 | 0 | 0 | 0 | 0 | 0 | 0 | 0 | 0 | 0 | 0 | 0 | 0 | 0 | 0 | 0 | 0 | 0 | 0 | 0 | 0 | 0 | 0 | 0 | 0 | 0 | 0 | 0 | 0 | 0 | 0 | 0 | 0 | 0 | 0 | 0 | 0 | 0 | 0 | 0 | 0 | 0 | 0 | 0 | 0 | 0 | 0 | 0 | 0 | 0 | 0 | 0 | 0 | 0 | 0 | 0 | 0 | 0 | 0 | 0 | 0 | 0 | 0 | 0 | 0 | 0 | 0 | 0 | 0
Gas Boiler - Stack Economizer_Retail_New_Boiler with an economizer installed on a exhaust stack | Gas Boiler - Stack Economizer_Retail_New | Gas Boiler - Stack Economizer_Commercial_New_The baseline boiler does not have an economizer installed._Boiler with an economizer installed on a exhaust stack | Commercial | Retail | New | Space Heating | Natural Gas | Gas Boiler - Stack Economizer | NEQ | The baseline boiler does not have an economizer installed. | 15 | 15 | 15 | 0.38035 | 0 | 0 | 0.15 | 0.55 | Retro1Slow | 0.012666666666666666 | TBD | A | WCM274 | 0.7 | 0.42 | kBtuh heat | 0.0321 | 0 | 0 | 0 | 0 | IL TRM v13 - 4.4.28 - Stack Economizer for Boilers Serving HVAC Loads - CI-HVC-BECO-V03-250101 | Efficiency Maine TRM - 2023.1 - Boiler Stack Heat Exchanger (Boiler Economizer) - AF2. ¦ GDS Associates, Inc. (2009). Natural Gas Energy Efficiency Potential in Massachusetts. Prepared for GasNetworks. | IL TRM v13 - 4.4.28 - Stack Economizer for Boilers Serving HVAC Loads - CI-HVC-BECO-V03-250101 | 0 | 0 | 1.9889 | The baseline boiler does not have an economizer installed. | The baseline boiler does not have an economizer installed. | The baseline boiler does not have an economizer installed. | The baseline boiler does not have an economizer installed. | The baseline boiler does not have an economizer installed. | The baseline boiler does not have an economizer installed. | The baseline boiler does not have an economizer installed. | The baseline boiler does not have an economizer installed. | The baseline boiler does not have an economizer installed. | The baseline boiler does not have an economizer installed. | The baseline boiler does not have an economizer installed. | The baseline boiler does not have an economizer installed. | The baseline boiler does not have an economizer installed. | The baseline boiler does not have an economizer installed. | The baseline boiler does not have an economizer installed. | The baseline boiler does not have an economizer installed. | The baseline boiler does not have an economizer installed. | The baseline boiler does not have an economizer installed. | The baseline boiler does not have an economizer installed. | The baseline boiler does not have an economizer installed. | The baseline boiler does not have an economizer installed. | The baseline boiler does not have an economizer installed. | The baseline boiler does not have an economizer installed. | The baseline boiler does not have an economizer installed. | The baseline boiler does not have an economizer installed. | The baseline boiler does not have an economizer installed. | The baseline boiler does not have an economizer installed. | The baseline boiler does not have an economizer installed. | 0 | 0 | 0 | 0 | 0 | 0 | 0 | 0 | 0 | 0 | 0 | 0 | 0 | 0 | 0 | 0 | 0 | 0 | 0 | 0 | 0 | 0 | 0 | 0 | 0 | 0 | 0 | 0 | 0 | 0 | 0 | 0 | 0 | 0 | 0 | 0 | 0 | 0 | 0 | 0 | 0 | 0 | 0 | 0 | 0 | 0 | 0 | 0 | 0 | 0 | 0 | 0 | 0 | 0 | 0 | 0 | 0 | 0 | 0 | 0 | 0 | 0 | 0 | 0 | 0 | 0 | 0 | 0 | 0 | 0 | 0 | 0 | 0 | 0 | 0 | 0 | 0 | 0 | 0 | 0 | 0 | 0 | 0 | 0 | 0 | 0 | 0 | 0 | 0 | 0 | 0 | 0 | 0 | 0 | 0 | 0 | 0 | 0 | 0 | 0 | 0 | 0 | 0 | 0 | 0 | 0 | 0 | 0 | 0 | 0 | 0 | 0 | Boiler with an economizer installed on a exhaust stack | Boiler with an economizer installed on a exhaust stack | Boiler with an economizer installed on a exhaust stack | Boiler with an economizer installed on a exhaust stack | Boiler with an economizer installed on a exhaust stack | Boiler with an economizer installed on a exhaust stack | Boiler with an economizer installed on a exhaust stack | Boiler with an economizer installed on a exhaust stack | Boiler with an economizer installed on a exhaust stack | Boiler with an economizer installed on a exhaust stack | Boiler with an economizer installed on a exhaust stack | Boiler with an economizer installed on a exhaust stack | Boiler with an economizer installed on a exhaust stack | Boiler with an economizer installed on a exhaust stack | Boiler with an economizer installed on a exhaust stack | Boiler with an economizer installed on a exhaust stack | Boiler with an economizer installed on a exhaust stack | Boiler with an economizer installed on a exhaust stack | Boiler with an economizer installed on a exhaust stack | Boiler with an economizer installed on a exhaust stack | Boiler with an economizer installed on a exhaust stack | Boiler with an economizer installed on a exhaust stack | Boiler with an economizer installed on a exhaust stack | Boiler with an economizer installed on a exhaust stack | Boiler with an economizer installed on a exhaust stack | Boiler with an economizer installed on a exhaust stack | Boiler with an economizer installed on a exhaust stack | Boiler with an economizer installed on a exhaust stack | 1.9889 | 1.9889 | 1.9889 | 1.9889 | 1.9889 | 1.9889 | 1.9889 | 1.9889 | 1.9889 | 1.9889 | 1.9889 | 1.9889 | 1.9889 | 1.9889 | 1.9889 | 1.9889 | 1.9889 | 1.9889 | 1.9889 | 1.9889 | 1.9889 | 1.9889 | 1.9889 | 1.9889 | 1.9889 | 1.9889 | 1.9889 | 1.9889 | 0.3804 | 0.3804 | 0.3804 | 0.3804 | 0.3804 | 0.3804 | 0.3804 | 0.3804 | 0.3804 | 0.3804 | 0.3804 | 0.3804 | 0.3804 | 0.3804 | 0.3804 | 0.3804 | 0.3804 | 0.3804 | 0.3804 | 0.3804 | 0.3804 | 0.3804 | 0.3804 | 0.3804 | 0.3804 | 0.3804 | 0.3804 | 0.3804 | 0 | 0 | 0 | 0 | 0 | 0 | 0 | 0 | 0 | 0 | 0 | 0 | 0 | 0 | 0 | 0 | 0 | 0 | 0 | 0 | 0 | 0 | 0 | 0 | 0 | 0 | 0 | 0 | 0 | 0 | 0 | 0 | 0 | 0 | 0 | 0 | 0 | 0 | 0 | 0 | 0 | 0 | 0 | 0 | 0 | 0 | 0 | 0 | 0 | 0 | 0 | 0 | 0 | 0 | 0 | 0 | 0 | 0 | 0 | 0 | 0 | 0 | 0 | 0 | 0 | 0 | 0 | 0 | 0 | 0 | 0 | 0 | 0 | 0 | 0 | 0 | 0 | 0 | 0 | 0 | 0 | 0 | 0 | 0 | 0 | 0 | 0 | 0 | 0 | 0 | 0 | 0 | 0 | 0 | 0 | 0 | 0 | 0 | 0 | 0 | 0 | 0 | 0 | 0 | 0 | 0 | 0 | 0 | 0 | 0 | 0 | 0 | Boiler with an economizer installed on a exhaust stack | Boiler with an economizer installed on a exhaust stack | Boiler with an economizer installed on a exhaust stack | Boiler with an economizer installed on a exhaust stack | Boiler with an economizer installed on a exhaust stack | Boiler with an economizer installed on a exhaust stack | Boiler with an economizer installed on a exhaust stack | Boiler with an economizer installed on a exhaust stack | Boiler with an economizer installed on a exhaust stack | Boiler with an economizer installed on a exhaust stack | Boiler with an economizer installed on a exhaust stack | Boiler with an economizer installed on a exhaust stack | Boiler with an economizer installed on a exhaust stack | Boiler with an economizer installed on a exhaust stack | Boiler with an economizer installed on a exhaust stack | Boiler with an economizer installed on a exhaust stack | Boiler with an economizer installed on a exhaust stack | Boiler with an economizer installed on a exhaust stack | Boiler with an economizer installed on a exhaust stack | Boiler with an economizer installed on a exhaust stack | Boiler with an economizer installed on a exhaust stack | Boiler with an economizer installed on a exhaust stack | Boiler with an economizer installed on a exhaust stack | Boiler with an economizer installed on a exhaust stack | Boiler with an economizer installed on a exhaust stack | Boiler with an economizer installed on a exhaust stack | Boiler with an economizer installed on a exhaust stack | Boiler with an economizer installed on a exhaust stack | 1.9889 | 1.9889 | 1.9889 | 1.9889 | 1.9889 | 1.9889 | 1.9889 | 1.9889 | 1.9889 | 1.9889 | 1.9889 | 1.9889 | 1.9889 | 1.9889 | 1.9889 | 1.9889 | 1.9889 | 1.9889 | 1.9889 | 1.9889 | 1.9889 | 1.9889 | 1.9889 | 1.9889 | 1.9889 | 1.9889 | 1.9889 | 1.9889 | 0.3804 | 0.3804 | 0.3804 | 0.3804 | 0.3804 | 0.3804 | 0.3804 | 0.3804 | 0.3804 | 0.3804 | 0.3804 | 0.3804 | 0.3804 | 0.3804 | 0.3804 | 0.3804 | 0.3804 | 0.3804 | 0.3804 | 0.3804 | 0.3804 | 0.3804 | 0.3804 | 0.3804 | 0.3804 | 0.3804 | 0.3804 | 0.3804 | 0 | 0 | 0 | 0 | 0 | 0 | 0 | 0 | 0 | 0 | 0 | 0 | 0 | 0 | 0 | 0 | 0 | 0 | 0 | 0 | 0 | 0 | 0 | 0 | 0 | 0 | 0 | 0 | 0 | 0 | 0 | 0 | 0 | 0 | 0 | 0 | 0 | 0 | 0 | 0 | 0 | 0 | 0 | 0 | 0 | 0 | 0 | 0 | 0 | 0 | 0 | 0 | 0 | 0 | 0 | 0 | 0 | 0 | 0 | 0 | 0 | 0 | 0 | 0 | 0 | 0 | 0 | 0 | 0 | 0 | 0 | 0 | 0 | 0 | 0 | 0 | 0 | 0 | 0 | 0 | 0 | 0 | 0 | 0 | 0 | 0
HVAC - Shut Off Damper_Retail_New_boiler or furnace with electrically or thermally activated shut off damper installed on either the exhaust flue or combustion air intake | HVAC - Shut Off Damper_Retail_New | HVAC - Shut Off Damper_Commercial_New_boiler or furnace that incorporates no shut off damper on the combustion air intake or flue exhaust_boiler or furnace with electrically or thermally activated shut off damper installed on either the exhaust flue or combustion air intake | Commercial | Retail | New | Space Heating | Natural Gas | HVAC - Shut Off Damper | NEQ | boiler or furnace that incorporates no shut off damper on the combustion air intake or flue exhaust | 15 | 15 | 15 | 0 | 0 | 0 | 0 | 0.25 | Retro12Med | 3.879925052500492E-06 | TBD | A | WCM273 | 0.7 | 0.42 | BoilerCtrl | 0.0321 | 0 | 0 | 0 | 0 | IL TRM v12 - 4.4.23 - Shut Off Damper for Space Heating Boilers or Furnaces - CI-HVC-SODP-V03-240101 | IL TRM v12 - 4.4.23 - Shut Off Damper for Space Heating Boilers or Furnaces - CI-HVC-SODP-V03-240101 | IL TRM v12 - 4.4.23 - Shut Off Damper for Space Heating Boilers or Furnaces - CI-HVC-SODP-V03-240101 | 0 | 0 | 2242.39 | boiler or furnace that incorporates no shut off damper on the combustion air intake or flue exhaust | boiler or furnace that incorporates no shut off damper on the combustion air intake or flue exhaust | boiler or furnace that incorporates no shut off damper on the combustion air intake or flue exhaust | boiler or furnace that incorporates no shut off damper on the combustion air intake or flue exhaust | boiler or furnace that incorporates no shut off damper on the combustion air intake or flue exhaust | boiler or furnace that incorporates no shut off damper on the combustion air intake or flue exhaust | boiler or furnace that incorporates no shut off damper on the combustion air intake or flue exhaust | boiler or furnace that incorporates no shut off damper on the combustion air intake or flue exhaust | boiler or furnace that incorporates no shut off damper on the combustion air intake or flue exhaust | boiler or furnace that incorporates no shut off damper on the combustion air intake or flue exhaust | boiler or furnace that incorporates no shut off damper on the combustion air intake or flue exhaust | boiler or furnace that incorporates no shut off damper on the combustion air intake or flue exhaust | boiler or furnace that incorporates no shut off damper on the combustion air intake or flue exhaust | boiler or furnace that incorporates no shut off damper on the combustion air intake or flue exhaust | boiler or furnace that incorporates no shut off damper on the combustion air intake or flue exhaust | boiler or furnace that incorporates no shut off damper on the combustion air intake or flue exhaust | boiler or furnace that incorporates no shut off damper on the combustion air intake or flue exhaust | boiler or furnace that incorporates no shut off damper on the combustion air intake or flue exhaust | boiler or furnace that incorporates no shut off damper on the combustion air intake or flue exhaust | boiler or furnace that incorporates no shut off damper on the combustion air intake or flue exhaust | boiler or furnace that incorporates no shut off damper on the combustion air intake or flue exhaust | boiler or furnace that incorporates no shut off damper on the combustion air intake or flue exhaust | boiler or furnace that incorporates no shut off damper on the combustion air intake or flue exhaust | boiler or furnace that incorporates no shut off damper on the combustion air intake or flue exhaust | boiler or furnace that incorporates no shut off damper on the combustion air intake or flue exhaust | boiler or furnace that incorporates no shut off damper on the combustion air intake or flue exhaust | boiler or furnace that incorporates no shut off damper on the combustion air intake or flue exhaust | boiler or furnace that incorporates no shut off damper on the combustion air intake or flue exhaust | 0 | 0 | 0 | 0 | 0 | 0 | 0 | 0 | 0 | 0 | 0 | 0 | 0 | 0 | 0 | 0 | 0 | 0 | 0 | 0 | 0 | 0 | 0 | 0 | 0 | 0 | 0 | 0 | 0 | 0 | 0 | 0 | 0 | 0 | 0 | 0 | 0 | 0 | 0 | 0 | 0 | 0 | 0 | 0 | 0 | 0 | 0 | 0 | 0 | 0 | 0 | 0 | 0 | 0 | 0 | 0 | 0 | 0 | 0 | 0 | 0 | 0 | 0 | 0 | 0 | 0 | 0 | 0 | 0 | 0 | 0 | 0 | 0 | 0 | 0 | 0 | 0 | 0 | 0 | 0 | 0 | 0 | 0 | 0 | 0 | 0 | 0 | 0 | 0 | 0 | 0 | 0 | 0 | 0 | 0 | 0 | 0 | 0 | 0 | 0 | 0 | 0 | 0 | 0 | 0 | 0 | 0 | 0 | 0 | 0 | 0 | 0 | boiler or furnace with electrically or thermally activated shut off damper installed on either the exhaust flue or combustion air intake | boiler or furnace with electrically or thermally activated shut off damper installed on either the exhaust flue or combustion air intake | boiler or furnace with electrically or thermally activated shut off damper installed on either the exhaust flue or combustion air intake | boiler or furnace with electrically or thermally activated shut off damper installed on either the exhaust flue or combustion air intake | boiler or furnace with electrically or thermally activated shut off damper installed on either the exhaust flue or combustion air intake | boiler or furnace with electrically or thermally activated shut off damper installed on either the exhaust flue or combustion air intake | boiler or furnace with electrically or thermally activated shut off damper installed on either the exhaust flue or combustion air intake | boiler or furnace with electrically or thermally activated shut off damper installed on either the exhaust flue or combustion air intake | boiler or furnace with electrically or thermally activated shut off damper installed on either the exhaust flue or combustion air intake | boiler or furnace with electrically or thermally activated shut off damper installed on either the exhaust flue or combustion air intake | boiler or furnace with electrically or thermally activated shut off damper installed on either the exhaust flue or combustion air intake | boiler or furnace with electrically or thermally activated shut off damper installed on either the exhaust flue or combustion air intake | boiler or furnace with electrically or thermally activated shut off damper installed on either the exhaust flue or combustion air intake | boiler or furnace with electrically or thermally activated shut off damper installed on either the exhaust flue or combustion air intake | boiler or furnace with electrically or thermally activated shut off damper installed on either the exhaust flue or combustion air intake | boiler or furnace with electrically or thermally activated shut off damper installed on either the exhaust flue or combustion air intake | boiler or furnace with electrically or thermally activated shut off damper installed on either the exhaust flue or combustion air intake | boiler or furnace with electrically or thermally activated shut off damper installed on either the exhaust flue or combustion air intake | boiler or furnace with electrically or thermally activated shut off damper installed on either the exhaust flue or combustion air intake | boiler or furnace with electrically or thermally activated shut off damper installed on either the exhaust flue or combustion air intake | boiler or furnace with electrically or thermally activated shut off damper installed on either the exhaust flue or combustion air intake | boiler or furnace with electrically or thermally activated shut off damper installed on either the exhaust flue or combustion air intake | boiler or furnace with electrically or thermally activated shut off damper installed on either the exhaust flue or combustion air intake | boiler or furnace with electrically or thermally activated shut off damper installed on either the exhaust flue or combustion air intake | boiler or furnace with electrically or thermally activated shut off damper installed on either the exhaust flue or combustion air intake | boiler or furnace with electrically or thermally activated shut off damper installed on either the exhaust flue or combustion air intake | boiler or furnace with electrically or thermally activated shut off damper installed on either the exhaust flue or combustion air intake | boiler or furnace with electrically or thermally activated shut off damper installed on either the exhaust flue or combustion air intake | 2242.39 | 2242.39 | 2242.39 | 2242.39 | 2242.39 | 2242.39 | 2242.39 | 2242.39 | 2242.39 | 2242.39 | 2242.39 | 2242.39 | 2242.39 | 2242.39 | 2242.39 | 2242.39 | 2242.39 | 2242.39 | 2242.39 | 2242.39 | 2242.39 | 2242.39 | 2242.39 | 2242.39 | 2242.39 | 2242.39 | 2242.39 | 2242.39 | 0 | 0 | 0 | 0 | 0 | 0 | 0 | 0 | 0 | 0 | 0 | 0 | 0 | 0 | 0 | 0 | 0 | 0 | 0 | 0 | 0 | 0 | 0 | 0 | 0 | 0 | 0 | 0 | 0 | 0 | 0 | 0 | 0 | 0 | 0 | 0 | 0 | 0 | 0 | 0 | 0 | 0 | 0 | 0 | 0 | 0 | 0 | 0 | 0 | 0 | 0 | 0 | 0 | 0 | 0 | 0 | 0 | 0 | 0 | 0 | 0 | 0 | 0 | 0 | 0 | 0 | 0 | 0 | 0 | 0 | 0 | 0 | 0 | 0 | 0 | 0 | 0 | 0 | 0 | 0 | 0 | 0 | 0 | 0 | 0 | 0 | 0 | 0 | 0 | 0 | 0 | 0 | 0 | 0 | 0 | 0 | 0 | 0 | 0 | 0 | 0 | 0 | 0 | 0 | 0 | 0 | 0 | 0 | 0 | 0 | 0 | 0 | 0 | 0 | 0 | 0 | 0 | 0 | 0 | 0 | 0 | 0 | 0 | 0 | 0 | 0 | 0 | 0 | 0 | 0 | 0 | 0 | 0 | 0 | 0 | 0 | 0 | 0 | 0 | 0 | boiler or furnace with electrically or thermally activated shut off damper installed on either the exhaust flue or combustion air intake | boiler or furnace with electrically or thermally activated shut off damper installed on either the exhaust flue or combustion air intake | boiler or furnace with electrically or thermally activated shut off damper installed on either the exhaust flue or combustion air intake | boiler or furnace with electrically or thermally activated shut off damper installed on either the exhaust flue or combustion air intake | boiler or furnace with electrically or thermally activated shut off damper installed on either the exhaust flue or combustion air intake | boiler or furnace with electrically or thermally activated shut off damper installed on either the exhaust flue or combustion air intake | boiler or furnace with electrically or thermally activated shut off damper installed on either the exhaust flue or combustion air intake | boiler or furnace with electrically or thermally activated shut off damper installed on either the exhaust flue or combustion air intake | boiler or furnace with electrically or thermally activated shut off damper installed on either the exhaust flue or combustion air intake | boiler or furnace with electrically or thermally activated shut off damper installed on either the exhaust flue or combustion air intake | boiler or furnace with electrically or thermally activated shut off damper installed on either the exhaust flue or combustion air intake | boiler or furnace with electrically or thermally activated shut off damper installed on either the exhaust flue or combustion air intake | boiler or furnace with electrically or thermally activated shut off damper installed on either the exhaust flue or combustion air intake | boiler or furnace with electrically or thermally activated shut off damper installed on either the exhaust flue or combustion air intake | boiler or furnace with electrically or thermally activated shut off damper installed on either the exhaust flue or combustion air intake | boiler or furnace with electrically or thermally activated shut off damper installed on either the exhaust flue or combustion air intake | boiler or furnace with electrically or thermally activated shut off damper installed on either the exhaust flue or combustion air intake | boiler or furnace with electrically or thermally activated shut off damper installed on either the exhaust flue or combustion air intake | boiler or furnace with electrically or thermally activated shut off damper installed on either the exhaust flue or combustion air intake | boiler or furnace with electrically or thermally activated shut off damper installed on either the exhaust flue or combustion air intake | boiler or furnace with electrically or thermally activated shut off damper installed on either the exhaust flue or combustion air intake | boiler or furnace with electrically or thermally activated shut off damper installed on either the exhaust flue or combustion air intake | boiler or furnace with electrically or thermally activated shut off damper installed on either the exhaust flue or combustion air intake | boiler or furnace with electrically or thermally activated shut off damper installed on either the exhaust flue or combustion air intake | boiler or furnace with electrically or thermally activated shut off damper installed on either the exhaust flue or combustion air intake | boiler or furnace with electrically or thermally activated shut off damper installed on either the exhaust flue or combustion air intake | boiler or furnace with electrically or thermally activated shut off damper installed on either the exhaust flue or combustion air intake | boiler or furnace with electrically or thermally activated shut off damper installed on either the exhaust flue or combustion air intake | 2242.39 | 2242.39 | 2242.39 | 2242.39 | 2242.39 | 2242.39 | 2242.39 | 2242.39 | 2242.39 | 2242.39 | 2242.39 | 2242.39 | 2242.39 | 2242.39 | 2242.39 | 2242.39 | 2242.39 | 2242.39 | 2242.39 | 2242.39 | 2242.39 | 2242.39 | 2242.39 | 2242.39 | 2242.39 | 2242.39 | 2242.39 | 2242.39 | 0 | 0 | 0 | 0 | 0 | 0 | 0 | 0 | 0 | 0 | 0 | 0 | 0 | 0 | 0 | 0 | 0 | 0 | 0 | 0 | 0 | 0 | 0 | 0 | 0 | 0 | 0 | 0 | 0 | 0 | 0 | 0 | 0 | 0 | 0 | 0 | 0 | 0 | 0 | 0 | 0 | 0 | 0 | 0 | 0 | 0 | 0 | 0 | 0 | 0 | 0 | 0 | 0 | 0 | 0 | 0 | 0 | 0 | 0 | 0 | 0 | 0 | 0 | 0 | 0 | 0 | 0 | 0 | 0 | 0 | 0 | 0 | 0 | 0 | 0 | 0 | 0 | 0 | 0 | 0 | 0 | 0 | 0 | 0 | 0 | 0 | 0 | 0 | 0 | 0 | 0 | 0 | 0 | 0 | 0 | 0 | 0 | 0 | 0 | 0 | 0 | 0 | 0 | 0 | 0 | 0 | 0 | 0 | 0 | 0 | 0 | 0 | 0 | 0
Gas Boiler - Burner Control Optimization_Retail_New_Linkageless/parallel positioning controls with oxygen trim for burner combustion control. | Gas Boiler - Burner Control Optimization_Retail_New | Gas Boiler - Burner Control Optimization_Commercial_New_Single point positioning for burner combustion control_Linkageless/parallel positioning controls with oxygen trim for burner combustion control. | Commercial | Retail | New | Space Heating | Natural Gas | Gas Boiler - Burner Control Optimization | NEQ | Single point positioning for burner combustion control | 20 | 20 | 20 | 5308.2718 | 0 | 0 | 0.05 | 0.85 | Retro5Med | 8.35569166605469E-06 | TBD | A | WCM271 | 0.7 | 0.42 | perbldg | 0.0321 | 0 | 0 | 0 | 0 | IL TRM v12 - 4.4.21 Linkageless Boiler Controls for Space Heating - CI-HVC-LBC-V06-220101 ¦ IL TRM v12 - 4.4.22 Oxygen Trim Controls for Space Heating Boilers - CI-HVC-O2TC-V02-220101 | IL TRM v12 - 4.4.22 Oxygen Trim Controls for Space Heating Boilers - CI-HVC-O2TC-V02-220101 | IL TRM v12 - 4.4.21 Linkageless Boiler Controls for Space Heating - CI-HVC-LBC-V06-220101 ¦ IL TRM v12 - 4.4.22 Oxygen Trim Controls for Space Heating Boilers - CI-HVC-O2TC-V02-220101 | 0 | 0 | 29888.108 | Single point positioning for burner combustion control | Single point positioning for burner combustion control | Single point positioning for burner combustion control | Single point positioning for burner combustion control | Single point positioning for burner combustion control | Single point positioning for burner combustion control | Single point positioning for burner combustion control | Single point positioning for burner combustion control | Single point positioning for burner combustion control | Single point positioning for burner combustion control | Single point positioning for burner combustion control | Single point positioning for burner combustion control | Single point positioning for burner combustion control | Single point positioning for burner combustion control | Single point positioning for burner combustion control | Single point positioning for burner combustion control | Single point positioning for burner combustion control | Single point positioning for burner combustion control | Single point positioning for burner combustion control | Single point positioning for burner combustion control | Single point positioning for burner combustion control | Single point positioning for burner combustion control | Single point positioning for burner combustion control | Single point positioning for burner combustion control | Single point positioning for burner combustion control | Single point positioning for burner combustion control | Single point positioning for burner combustion control | Single point positioning for burner combustion control | 0 | 0 | 0 | 0 | 0 | 0 | 0 | 0 | 0 | 0 | 0 | 0 | 0 | 0 | 0 | 0 | 0 | 0 | 0 | 0 | 0 | 0 | 0 | 0 | 0 | 0 | 0 | 0 | 0 | 0 | 0 | 0 | 0 | 0 | 0 | 0 | 0 | 0 | 0 | 0 | 0 | 0 | 0 | 0 | 0 | 0 | 0 | 0 | 0 | 0 | 0 | 0 | 0 | 0 | 0 | 0 | 0 | 0 | 0 | 0 | 0 | 0 | 0 | 0 | 0 | 0 | 0 | 0 | 0 | 0 | 0 | 0 | 0 | 0 | 0 | 0 | 0 | 0 | 0 | 0 | 0 | 0 | 0 | 0 | 0 | 0 | 0 | 0 | 0 | 0 | 0 | 0 | 0 | 0 | 0 | 0 | 0 | 0 | 0 | 0 | 0 | 0 | 0 | 0 | 0 | 0 | 0 | 0 | 0 | 0 | 0 | 0 | Linkageless/parallel positioning controls with oxygen trim for burner combustion control. | Linkageless/parallel positioning controls with oxygen trim for burner combustion control. | Linkageless/parallel positioning controls with oxygen trim for burner combustion control. | Linkageless/parallel positioning controls with oxygen trim for burner combustion control. | Linkageless/parallel positioning controls with oxygen trim for burner combustion control. | Linkageless/parallel positioning controls with oxygen trim for burner combustion control. | Linkageless/parallel positioning controls with oxygen trim for burner combustion control. | Linkageless/parallel positioning controls with oxygen trim for burner combustion control. | Linkageless/parallel positioning controls with oxygen trim for burner combustion control. | Linkageless/parallel positioning controls with oxygen trim for burner combustion control. | Linkageless/parallel positioning controls with oxygen trim for burner combustion control. | Linkageless/parallel positioning controls with oxygen trim for burner combustion control. | Linkageless/parallel positioning controls with oxygen trim for burner combustion control. | Linkageless/parallel positioning controls with oxygen trim for burner combustion control. | Linkageless/parallel positioning controls with oxygen trim for burner combustion control. | Linkageless/parallel positioning controls with oxygen trim for burner combustion control. | Linkageless/parallel positioning controls with oxygen trim for burner combustion control. | Linkageless/parallel positioning controls with oxygen trim for burner combustion control. | Linkageless/parallel positioning controls with oxygen trim for burner combustion control. | Linkageless/parallel positioning controls with oxygen trim for burner combustion control. | Linkageless/parallel positioning controls with oxygen trim for burner combustion control. | Linkageless/parallel positioning controls with oxygen trim for burner combustion control. | Linkageless/parallel positioning controls with oxygen trim for burner combustion control. | Linkageless/parallel positioning controls with oxygen trim for burner combustion control. | Linkageless/parallel positioning controls with oxygen trim for burner combustion control. | Linkageless/parallel positioning controls with oxygen trim for burner combustion control. | Linkageless/parallel positioning controls with oxygen trim for burner combustion control. | Linkageless/parallel positioning controls with oxygen trim for burner combustion control. | 29888.108 | 29888.108 | 29888.108 | 29888.108 | 29888.108 | 29888.108 | 29888.108 | 29888.108 | 29888.108 | 29888.108 | 29888.108 | 29888.108 | 29888.108 | 29888.108 | 29888.108 | 29888.108 | 29888.108 | 29888.108 | 29888.108 | 29888.108 | 29888.108 | 29888.108 | 29888.108 | 29888.108 | 29888.108 | 29888.108 | 29888.108 | 29888.108 | 5308.2718 | 5308.2718 | 5308.2718 | 5308.2718 | 5308.2718 | 5308.2718 | 5308.2718 | 5308.2718 | 5308.2718 | 5308.2718 | 5308.2718 | 5308.2718 | 5308.2718 | 5308.2718 | 5308.2718 | 5308.2718 | 5308.2718 | 5308.2718 | 5308.2718 | 5308.2718 | 5308.2718 | 5308.2718 | 5308.2718 | 5308.2718 | 5308.2718 | 5308.2718 | 5308.2718 | 5308.2718 | 0 | 0 | 0 | 0 | 0 | 0 | 0 | 0 | 0 | 0 | 0 | 0 | 0 | 0 | 0 | 0 | 0 | 0 | 0 | 0 | 0 | 0 | 0 | 0 | 0 | 0 | 0 | 0 | 0 | 0 | 0 | 0 | 0 | 0 | 0 | 0 | 0 | 0 | 0 | 0 | 0 | 0 | 0 | 0 | 0 | 0 | 0 | 0 | 0 | 0 | 0 | 0 | 0 | 0 | 0 | 0 | 0 | 0 | 0 | 0 | 0 | 0 | 0 | 0 | 0 | 0 | 0 | 0 | 0 | 0 | 0 | 0 | 0 | 0 | 0 | 0 | 0 | 0 | 0 | 0 | 0 | 0 | 0 | 0 | 0 | 0 | 0 | 0 | 0 | 0 | 0 | 0 | 0 | 0 | 0 | 0 | 0 | 0 | 0 | 0 | 0 | 0 | 0 | 0 | 0 | 0 | 0 | 0 | 0 | 0 | 0 | 0 | Linkageless/parallel positioning controls with oxygen trim for burner combustion control. | Linkageless/parallel positioning controls with oxygen trim for burner combustion control. | Linkageless/parallel positioning controls with oxygen trim for burner combustion control. | Linkageless/parallel positioning controls with oxygen trim for burner combustion control. | Linkageless/parallel positioning controls with oxygen trim for burner combustion control. | Linkageless/parallel positioning controls with oxygen trim for burner combustion control. | Linkageless/parallel positioning controls with oxygen trim for burner combustion control. | Linkageless/parallel positioning controls with oxygen trim for burner combustion control. | Linkageless/parallel positioning controls with oxygen trim for burner combustion control. | Linkageless/parallel positioning controls with oxygen trim for burner combustion control. | Linkageless/parallel positioning controls with oxygen trim for burner combustion control. | Linkageless/parallel positioning controls with oxygen trim for burner combustion control. | Linkageless/parallel positioning controls with oxygen trim for burner combustion control. | Linkageless/parallel positioning controls with oxygen trim for burner combustion control. | Linkageless/parallel positioning controls with oxygen trim for burner combustion control. | Linkageless/parallel positioning controls with oxygen trim for burner combustion control. | Linkageless/parallel positioning controls with oxygen trim for burner combustion control. | Linkageless/parallel positioning controls with oxygen trim for burner combustion control. | Linkageless/parallel positioning controls with oxygen trim for burner combustion control. | Linkageless/parallel positioning controls with oxygen trim for burner combustion control. | Linkageless/parallel positioning controls with oxygen trim for burner combustion control. | Linkageless/parallel positioning controls with oxygen trim for burner combustion control. | Linkageless/parallel positioning controls with oxygen trim for burner combustion control. | Linkageless/parallel positioning controls with oxygen trim for burner combustion control. | Linkageless/parallel positioning controls with oxygen trim for burner combustion control. | Linkageless/parallel positioning controls with oxygen trim for burner combustion control. | Linkageless/parallel positioning controls with oxygen trim for burner combustion control. | Linkageless/parallel positioning controls with oxygen trim for burner combustion control. | 29888.108 | 29888.108 | 29888.108 | 29888.108 | 29888.108 | 29888.108 | 29888.108 | 29888.108 | 29888.108 | 29888.108 | 29888.108 | 29888.108 | 29888.108 | 29888.108 | 29888.108 | 29888.108 | 29888.108 | 29888.108 | 29888.108 | 29888.108 | 29888.108 | 29888.108 | 29888.108 | 29888.108 | 29888.108 | 29888.108 | 29888.108 | 29888.108 | 5308.2718 | 5308.2718 | 5308.2718 | 5308.2718 | 5308.2718 | 5308.2718 | 5308.2718 | 5308.2718 | 5308.2718 | 5308.2718 | 5308.2718 | 5308.2718 | 5308.2718 | 5308.2718 | 5308.2718 | 5308.2718 | 5308.2718 | 5308.2718 | 5308.2718 | 5308.2718 | 5308.2718 | 5308.2718 | 5308.2718 | 5308.2718 | 5308.2718 | 5308.2718 | 5308.2718 | 5308.2718 | 0 | 0 | 0 | 0 | 0 | 0 | 0 | 0 | 0 | 0 | 0 | 0 | 0 | 0 | 0 | 0 | 0 | 0 | 0 | 0 | 0 | 0 | 0 | 0 | 0 | 0 | 0 | 0 | 0 | 0 | 0 | 0 | 0 | 0 | 0 | 0 | 0 | 0 | 0 | 0 | 0 | 0 | 0 | 0 | 0 | 0 | 0 | 0 | 0 | 0 | 0 | 0 | 0 | 0 | 0 | 0 | 0 | 0 | 0 | 0 | 0 | 0 | 0 | 0 | 0 | 0 | 0 | 0 | 0 | 0 | 0 | 0 | 0 | 0 | 0 | 0 | 0 | 0 | 0 | 0 | 0 | 0 | 0 | 0 | 0 | 0
Gas Boiler - Insulate Hot Water Lines_Retail_New_Not Applicable Segment or Vintage | Gas Boiler - Insulate Hot Water Lines_Retail_New | Gas Boiler - Insulate Hot Water Lines_Commercial_New_Not Applicable Segment or Vintage_Not Applicable Segment or Vintage | Commercial | Retail | New | Space Heating | Natural Gas | Gas Boiler - Insulate Hot Water Lines | NEQ | Not Applicable Segment or Vintage | 11 | 11 | 11 | 0 | 0 | 0 | 0 | 0 | Retro5Med | 8.35569166605469E-06 | TBD | A | WCM278 | 0.7 | 0.42 | sqft | 0.0321 | 0 | 0 | 0 | 0 | Not Applicable Segment or Vintage | Not Applicable Segment or Vintage | Not Applicable Segment or Vintage | 0 | 0 | 0 | Not Applicable Segment or Vintage | Not Applicable Segment or Vintage | Not Applicable Segment or Vintage | Not Applicable Segment or Vintage | Not Applicable Segment or Vintage | Not Applicable Segment or Vintage | Not Applicable Segment or Vintage | Not Applicable Segment or Vintage | Not Applicable Segment or Vintage | Not Applicable Segment or Vintage | Not Applicable Segment or Vintage | Not Applicable Segment or Vintage | Not Applicable Segment or Vintage | Not Applicable Segment or Vintage | Not Applicable Segment or Vintage | Not Applicable Segment or Vintage | Not Applicable Segment or Vintage | Not Applicable Segment or Vintage | Not Applicable Segment or Vintage | Not Applicable Segment or Vintage | Not Applicable Segment or Vintage | Not Applicable Segment or Vintage | Not Applicable Segment or Vintage | Not Applicable Segment or Vintage | Not Applicable Segment or Vintage | Not Applicable Segment or Vintage | Not Applicable Segment or Vintage | Not Applicable Segment or Vintage | 0 | 0 | 0 | 0 | 0 | 0 | 0 | 0 | 0 | 0 | 0 | 0 | 0 | 0 | 0 | 0 | 0 | 0 | 0 | 0 | 0 | 0 | 0 | 0 | 0 | 0 | 0 | 0 | 0 | 0 | 0 | 0 | 0 | 0 | 0 | 0 | 0 | 0 | 0 | 0 | 0 | 0 | 0 | 0 | 0 | 0 | 0 | 0 | 0 | 0 | 0 | 0 | 0 | 0 | 0 | 0 | 0 | 0 | 0 | 0 | 0 | 0 | 0 | 0 | 0 | 0 | 0 | 0 | 0 | 0 | 0 | 0 | 0 | 0 | 0 | 0 | 0 | 0 | 0 | 0 | 0 | 0 | 0 | 0 | 0 | 0 | 0 | 0 | 0 | 0 | 0 | 0 | 0 | 0 | 0 | 0 | 0 | 0 | 0 | 0 | 0 | 0 | 0 | 0 | 0 | 0 | 0 | 0 | 0 | 0 | 0 | 0 | Not Applicable Segment or Vintage | Not Applicable Segment or Vintage | Not Applicable Segment or Vintage | Not Applicable Segment or Vintage | Not Applicable Segment or Vintage | Not Applicable Segment or Vintage | Not Applicable Segment or Vintage | Not Applicable Segment or Vintage | Not Applicable Segment or Vintage | Not Applicable Segment or Vintage | Not Applicable Segment or Vintage | Not Applicable Segment or Vintage | Not Applicable Segment or Vintage | Not Applicable Segment or Vintage | Not Applicable Segment or Vintage | Not Applicable Segment or Vintage | Not Applicable Segment or Vintage | Not Applicable Segment or Vintage | Not Applicable Segment or Vintage | Not Applicable Segment or Vintage | Not Applicable Segment or Vintage | Not Applicable Segment or Vintage | Not Applicable Segment or Vintage | Not Applicable Segment or Vintage | Not Applicable Segment or Vintage | Not Applicable Segment or Vintage | Not Applicable Segment or Vintage | Not Applicable Segment or Vintage | 0 | 0 | 0 | 0 | 0 | 0 | 0 | 0 | 0 | 0 | 0 | 0 | 0 | 0 | 0 | 0 | 0 | 0 | 0 | 0 | 0 | 0 | 0 | 0 | 0 | 0 | 0 | 0 | 0 | 0 | 0 | 0 | 0 | 0 | 0 | 0 | 0 | 0 | 0 | 0 | 0 | 0 | 0 | 0 | 0 | 0 | 0 | 0 | 0 | 0 | 0 | 0 | 0 | 0 | 0 | 0 | 0 | 0 | 0 | 0 | 0 | 0 | 0 | 0 | 0 | 0 | 0 | 0 | 0 | 0 | 0 | 0 | 0 | 0 | 0 | 0 | 0 | 0 | 0 | 0 | 0 | 0 | 0 | 0 | 0 | 0 | 0 | 0 | 0 | 0 | 0 | 0 | 0 | 0 | 0 | 0 | 0 | 0 | 0 | 0 | 0 | 0 | 0 | 0 | 0 | 0 | 0 | 0 | 0 | 0 | 0 | 0 | 0 | 0 | 0 | 0 | 0 | 0 | 0 | 0 | 0 | 0 | 0 | 0 | 0 | 0 | 0 | 0 | 0 | 0 | 0 | 0 | 0 | 0 | 0 | 0 | 0 | 0 | 0 | 0 | 0 | 0 | 0 | 0 | 0 | 0 | 0 | 0 | 0 | 0 | 0 | 0 | 0 | 0 | 0 | 0 | 0 | 0 | 0 | 0 | 0 | 0 | 0 | 0 | 0 | 0 | 0 | 0 | Not Applicable Segment or Vintage | Not Applicable Segment or Vintage | Not Applicable Segment or Vintage | Not Applicable Segment or Vintage | Not Applicable Segment or Vintage | Not Applicable Segment or Vintage | Not Applicable Segment or Vintage | Not Applicable Segment or Vintage | Not Applicable Segment or Vintage | Not Applicable Segment or Vintage | Not Applicable Segment or Vintage | Not Applicable Segment or Vintage | Not Applicable Segment or Vintage | Not Applicable Segment or Vintage | Not Applicable Segment or Vintage | Not Applicable Segment or Vintage | Not Applicable Segment or Vintage | Not Applicable Segment or Vintage | Not Applicable Segment or Vintage | Not Applicable Segment or Vintage | Not Applicable Segment or Vintage | Not Applicable Segment or Vintage | Not Applicable Segment or Vintage | Not Applicable Segment or Vintage | Not Applicable Segment or Vintage | Not Applicable Segment or Vintage | Not Applicable Segment or Vintage | Not Applicable Segment or Vintage | 0 | 0 | 0 | 0 | 0 | 0 | 0 | 0 | 0 | 0 | 0 | 0 | 0 | 0 | 0 | 0 | 0 | 0 | 0 | 0 | 0 | 0 | 0 | 0 | 0 | 0 | 0 | 0 | 0 | 0 | 0 | 0 | 0 | 0 | 0 | 0 | 0 | 0 | 0 | 0 | 0 | 0 | 0 | 0 | 0 | 0 | 0 | 0 | 0 | 0 | 0 | 0 | 0 | 0 | 0 | 0 | 0 | 0 | 0 | 0 | 0 | 0 | 0 | 0 | 0 | 0 | 0 | 0 | 0 | 0 | 0 | 0 | 0 | 0 | 0 | 0 | 0 | 0 | 0 | 0 | 0 | 0 | 0 | 0 | 0 | 0 | 0 | 0 | 0 | 0 | 0 | 0 | 0 | 0 | 0 | 0 | 0 | 0 | 0 | 0 | 0 | 0 | 0 | 0 | 0 | 0 | 0 | 0 | 0 | 0 | 0 | 0 | 0 | 0 | 0 | 0 | 0 | 0 | 0 | 0 | 0 | 0 | 0 | 0 | 0 | 0 | 0 | 0 | 0 | 0 | 0 | 0 | 0 | 0 | 0 | 0 | 0 | 0 | 0 | 0 | 0 | 0
Connected Thermostat - ENERGY STAR (1.0)_Retail_New_Thermostat with capability to establish a schedule | Connected Thermostat - ENERGY STAR (1.0)_Retail_New | Connected Thermostat - ENERGY STAR (1.0)_Commercial_New_Manual or programmable thermostat_Thermostat with capability to establish a schedule | Commercial | Retail | New | Space Heating | Natural Gas | Connected Thermostat - ENERGY STAR (1.0) | NEQ | Manual or programmable thermostat | 5 | 5 | 5 | 0 | 0 | 0 | 0.031893 | 0.80418 | Retro5Med | 8.35569166605469E-06 | TBD | A | WCM280 | 0.7 | 0.42 | tonCool | 0.0321 | 0 | 0 | 0 | 0 | RTF Wkbk - ComConnectedThermostats_v2_1 | RTF Wkbk - ComConnectedThermostats_v2_1 | AEG BEST | 0 | 0 | 102.1619 | Manual or programmable thermostat | Manual or programmable thermostat | Manual or programmable thermostat | Manual or programmable thermostat | Manual or programmable thermostat | Manual or programmable thermostat | Manual or programmable thermostat | Manual or programmable thermostat | Manual or programmable thermostat | Manual or programmable thermostat | Manual or programmable thermostat | Manual or programmable thermostat | Manual or programmable thermostat | Manual or programmable thermostat | Manual or programmable thermostat | Manual or programmable thermostat | Manual or programmable thermostat | Manual or programmable thermostat | Manual or programmable thermostat | Manual or programmable thermostat | Manual or programmable thermostat | Manual or programmable thermostat | Manual or programmable thermostat | Manual or programmable thermostat | Manual or programmable thermostat | Manual or programmable thermostat | Manual or programmable thermostat | Manual or programmable thermostat | 0 | 0 | 0 | 0 | 0 | 0 | 0 | 0 | 0 | 0 | 0 | 0 | 0 | 0 | 0 | 0 | 0 | 0 | 0 | 0 | 0 | 0 | 0 | 0 | 0 | 0 | 0 | 0 | 0 | 0 | 0 | 0 | 0 | 0 | 0 | 0 | 0 | 0 | 0 | 0 | 0 | 0 | 0 | 0 | 0 | 0 | 0 | 0 | 0 | 0 | 0 | 0 | 0 | 0 | 0 | 0 | 0 | 0 | 0 | 0 | 0 | 0 | 0 | 0 | 0 | 0 | 0 | 0 | 0 | 0 | 0 | 0 | 0 | 0 | 0 | 0 | 0 | 0 | 0 | 0 | 0 | 0 | 0 | 0 | 0 | 0 | 0 | 0 | 0 | 0 | 0 | 0 | 0 | 0 | 0 | 0 | 0 | 0 | 0 | 0 | 0 | 0 | 0 | 0 | 0 | 0 | 0 | 0 | 0 | 0 | 0 | 0 | Thermostat with capability to establish a schedule | Thermostat with capability to establish a schedule | Thermostat with capability to establish a schedule | Thermostat with capability to establish a schedule | Thermostat with capability to establish a schedule | Thermostat with capability to establish a schedule | Thermostat with capability to establish a schedule | Thermostat with capability to establish a schedule | Thermostat with capability to establish a schedule | Thermostat with capability to establish a schedule | Thermostat with capability to establish a schedule | Thermostat with capability to establish a schedule | Thermostat with capability to establish a schedule | Thermostat with capability to establish a schedule | Thermostat with capability to establish a schedule | Thermostat with capability to establish a schedule | Thermostat with capability to establish a schedule | Thermostat with capability to establish a schedule | Thermostat with capability to establish a schedule | Thermostat with capability to establish a schedule | Thermostat with capability to establish a schedule | Thermostat with capability to establish a schedule | Thermostat with capability to establish a schedule | Thermostat with capability to establish a schedule | Thermostat with capability to establish a schedule | Thermostat with capability to establish a schedule | Thermostat with capability to establish a schedule | Thermostat with capability to establish a schedule | 102.1619 | 102.1619 | 102.1619 | 102.1619 | 102.1619 | 102.1619 | 102.1619 | 102.1619 | 102.1619 | 102.1619 | 102.1619 | 102.1619 | 102.1619 | 102.1619 | 102.1619 | 102.1619 | 102.1619 | 102.1619 | 102.1619 | 102.1619 | 102.1619 | 102.1619 | 102.1619 | 102.1619 | 102.1619 | 102.1619 | 102.1619 | 102.1619 | 0 | 0 | 0 | 0 | 0 | 0 | 0 | 0 | 0 | 0 | 0 | 0 | 0 | 0 | 0 | 0 | 0 | 0 | 0 | 0 | 0 | 0 | 0 | 0 | 0 | 0 | 0 | 0 | 0 | 0 | 0 | 0 | 0 | 0 | 0 | 0 | 0 | 0 | 0 | 0 | 0 | 0 | 0 | 0 | 0 | 0 | 0 | 0 | 0 | 0 | 0 | 0 | 0 | 0 | 0 | 0 | 0 | 0 | 0 | 0 | 0 | 0 | 0 | 0 | 0 | 0 | 0 | 0 | 0 | 0 | 0 | 0 | 0 | 0 | 0 | 0 | 0 | 0 | 0 | 0 | 0 | 0 | 0 | 0 | 0 | 0 | 0 | 0 | 0 | 0 | 0 | 0 | 0 | 0 | 0 | 0 | 0 | 0 | 0 | 0 | 0 | 0 | 0 | 0 | 0 | 0 | 0 | 0 | 0 | 0 | 0 | 0 | 0 | 0 | 0 | 0 | 0 | 0 | 0 | 0 | 0 | 0 | 0 | 0 | 0 | 0 | 0 | 0 | 0 | 0 | 0 | 0 | 0 | 0 | 0 | 0 | 0 | 0 | 0 | 0 | Thermostat with capability to establish a schedule | Thermostat with capability to establish a schedule | Thermostat with capability to establish a schedule | Thermostat with capability to establish a schedule | Thermostat with capability to establish a schedule | Thermostat with capability to establish a schedule | Thermostat with capability to establish a schedule | Thermostat with capability to establish a schedule | Thermostat with capability to establish a schedule | Thermostat with capability to establish a schedule | Thermostat with capability to establish a schedule | Thermostat with capability to establish a schedule | Thermostat with capability to establish a schedule | Thermostat with capability to establish a schedule | Thermostat with capability to establish a schedule | Thermostat with capability to establish a schedule | Thermostat with capability to establish a schedule | Thermostat with capability to establish a schedule | Thermostat with capability to establish a schedule | Thermostat with capability to establish a schedule | Thermostat with capability to establish a schedule | Thermostat with capability to establish a schedule | Thermostat with capability to establish a schedule | Thermostat with capability to establish a schedule | Thermostat with capability to establish a schedule | Thermostat with capability to establish a schedule | Thermostat with capability to establish a schedule | Thermostat with capability to establish a schedule | 102.1619 | 102.1619 | 102.1619 | 102.1619 | 102.1619 | 102.1619 | 102.1619 | 102.1619 | 102.1619 | 102.1619 | 102.1619 | 102.1619 | 102.1619 | 102.1619 | 102.1619 | 102.1619 | 102.1619 | 102.1619 | 102.1619 | 102.1619 | 102.1619 | 102.1619 | 102.1619 | 102.1619 | 102.1619 | 102.1619 | 102.1619 | 102.1619 | 0 | 0 | 0 | 0 | 0 | 0 | 0 | 0 | 0 | 0 | 0 | 0 | 0 | 0 | 0 | 0 | 0 | 0 | 0 | 0 | 0 | 0 | 0 | 0 | 0 | 0 | 0 | 0 | 0 | 0 | 0 | 0 | 0 | 0 | 0 | 0 | 0 | 0 | 0 | 0 | 0 | 0 | 0 | 0 | 0 | 0 | 0 | 0 | 0 | 0 | 0 | 0 | 0 | 0 | 0 | 0 | 0 | 0 | 0 | 0 | 0 | 0 | 0 | 0 | 0 | 0 | 0 | 0 | 0 | 0 | 0 | 0 | 0 | 0 | 0 | 0 | 0 | 0 | 0 | 0 | 0 | 0 | 0 | 0 | 0 | 0 | 0 | 0 | 0 | 0 | 0 | 0 | 0 | 0 | 0 | 0 | 0 | 0 | 0 | 0 | 0 | 0 | 0 | 0 | 0 | 0 | 0 | 0 | 0 | 0 | 0 | 0 | 0 | 0
Gas Boiler - Maintenance_Retail_New_Not Applicable Segment or Vintage | Gas Boiler - Maintenance_Retail_New | Gas Boiler - Maintenance_Commercial_New_Not Applicable Segment or Vintage_Not Applicable Segment or Vintage | Commercial | Retail | New | Space Heating | Natural Gas | Gas Boiler - Maintenance | NEQ | Not Applicable Segment or Vintage | 3 | 3 | 3 | 0 | 0 | 0 | 0 | 0 | Retro5Med | 8.35569166605469E-06 | TBD | A | WCM266 | 0.7 | 0.42 | sqft | 0.0321 | 0 | 0 | 0 | 0 | Not Applicable Segment or Vintage | Not Applicable Segment or Vintage | Not Applicable Segment or Vintage | 0 | 0 | 0 | Not Applicable Segment or Vintage | Not Applicable Segment or Vintage | Not Applicable Segment or Vintage | Not Applicable Segment or Vintage | Not Applicable Segment or Vintage | Not Applicable Segment or Vintage | Not Applicable Segment or Vintage | Not Applicable Segment or Vintage | Not Applicable Segment or Vintage | Not Applicable Segment or Vintage | Not Applicable Segment or Vintage | Not Applicable Segment or Vintage | Not Applicable Segment or Vintage | Not Applicable Segment or Vintage | Not Applicable Segment or Vintage | Not Applicable Segment or Vintage | Not Applicable Segment or Vintage | Not Applicable Segment or Vintage | Not Applicable Segment or Vintage | Not Applicable Segment or Vintage | Not Applicable Segment or Vintage | Not Applicable Segment or Vintage | Not Applicable Segment or Vintage | Not Applicable Segment or Vintage | Not Applicable Segment or Vintage | Not Applicable Segment or Vintage | Not Applicable Segment or Vintage | Not Applicable Segment or Vintage | 0 | 0 | 0 | 0 | 0 | 0 | 0 | 0 | 0 | 0 | 0 | 0 | 0 | 0 | 0 | 0 | 0 | 0 | 0 | 0 | 0 | 0 | 0 | 0 | 0 | 0 | 0 | 0 | 0 | 0 | 0 | 0 | 0 | 0 | 0 | 0 | 0 | 0 | 0 | 0 | 0 | 0 | 0 | 0 | 0 | 0 | 0 | 0 | 0 | 0 | 0 | 0 | 0 | 0 | 0 | 0 | 0 | 0 | 0 | 0 | 0 | 0 | 0 | 0 | 0 | 0 | 0 | 0 | 0 | 0 | 0 | 0 | 0 | 0 | 0 | 0 | 0 | 0 | 0 | 0 | 0 | 0 | 0 | 0 | 0 | 0 | 0 | 0 | 0 | 0 | 0 | 0 | 0 | 0 | 0 | 0 | 0 | 0 | 0 | 0 | 0 | 0 | 0 | 0 | 0 | 0 | 0 | 0 | 0 | 0 | 0 | 0 | Not Applicable Segment or Vintage | Not Applicable Segment or Vintage | Not Applicable Segment or Vintage | Not Applicable Segment or Vintage | Not Applicable Segment or Vintage | Not Applicable Segment or Vintage | Not Applicable Segment or Vintage | Not Applicable Segment or Vintage | Not Applicable Segment or Vintage | Not Applicable Segment or Vintage | Not Applicable Segment or Vintage | Not Applicable Segment or Vintage | Not Applicable Segment or Vintage | Not Applicable Segment or Vintage | Not Applicable Segment or Vintage | Not Applicable Segment or Vintage | Not Applicable Segment or Vintage | Not Applicable Segment or Vintage | Not Applicable Segment or Vintage | Not Applicable Segment or Vintage | Not Applicable Segment or Vintage | Not Applicable Segment or Vintage | Not Applicable Segment or Vintage | Not Applicable Segment or Vintage | Not Applicable Segment or Vintage | Not Applicable Segment or Vintage | Not Applicable Segment or Vintage | Not Applicable Segment or Vintage | 0 | 0 | 0 | 0 | 0 | 0 | 0 | 0 | 0 | 0 | 0 | 0 | 0 | 0 | 0 | 0 | 0 | 0 | 0 | 0 | 0 | 0 | 0 | 0 | 0 | 0 | 0 | 0 | 0 | 0 | 0 | 0 | 0 | 0 | 0 | 0 | 0 | 0 | 0 | 0 | 0 | 0 | 0 | 0 | 0 | 0 | 0 | 0 | 0 | 0 | 0 | 0 | 0 | 0 | 0 | 0 | 0 | 0 | 0 | 0 | 0 | 0 | 0 | 0 | 0 | 0 | 0 | 0 | 0 | 0 | 0 | 0 | 0 | 0 | 0 | 0 | 0 | 0 | 0 | 0 | 0 | 0 | 0 | 0 | 0 | 0 | 0 | 0 | 0 | 0 | 0 | 0 | 0 | 0 | 0 | 0 | 0 | 0 | 0 | 0 | 0 | 0 | 0 | 0 | 0 | 0 | 0 | 0 | 0 | 0 | 0 | 0 | 0 | 0 | 0 | 0 | 0 | 0 | 0 | 0 | 0 | 0 | 0 | 0 | 0 | 0 | 0 | 0 | 0 | 0 | 0 | 0 | 0 | 0 | 0 | 0 | 0 | 0 | 0 | 0 | 0 | 0 | 0 | 0 | 0 | 0 | 0 | 0 | 0 | 0 | 0 | 0 | 0 | 0 | 0 | 0 | 0 | 0 | 0 | 0 | 0 | 0 | 0 | 0 | 0 | 0 | 0 | 0 | Not Applicable Segment or Vintage | Not Applicable Segment or Vintage | Not Applicable Segment or Vintage | Not Applicable Segment or Vintage | Not Applicable Segment or Vintage | Not Applicable Segment or Vintage | Not Applicable Segment or Vintage | Not Applicable Segment or Vintage | Not Applicable Segment or Vintage | Not Applicable Segment or Vintage | Not Applicable Segment or Vintage | Not Applicable Segment or Vintage | Not Applicable Segment or Vintage | Not Applicable Segment or Vintage | Not Applicable Segment or Vintage | Not Applicable Segment or Vintage | Not Applicable Segment or Vintage | Not Applicable Segment or Vintage | Not Applicable Segment or Vintage | Not Applicable Segment or Vintage | Not Applicable Segment or Vintage | Not Applicable Segment or Vintage | Not Applicable Segment or Vintage | Not Applicable Segment or Vintage | Not Applicable Segment or Vintage | Not Applicable Segment or Vintage | Not Applicable Segment or Vintage | Not Applicable Segment or Vintage | 0 | 0 | 0 | 0 | 0 | 0 | 0 | 0 | 0 | 0 | 0 | 0 | 0 | 0 | 0 | 0 | 0 | 0 | 0 | 0 | 0 | 0 | 0 | 0 | 0 | 0 | 0 | 0 | 0 | 0 | 0 | 0 | 0 | 0 | 0 | 0 | 0 | 0 | 0 | 0 | 0 | 0 | 0 | 0 | 0 | 0 | 0 | 0 | 0 | 0 | 0 | 0 | 0 | 0 | 0 | 0 | 0 | 0 | 0 | 0 | 0 | 0 | 0 | 0 | 0 | 0 | 0 | 0 | 0 | 0 | 0 | 0 | 0 | 0 | 0 | 0 | 0 | 0 | 0 | 0 | 0 | 0 | 0 | 0 | 0 | 0 | 0 | 0 | 0 | 0 | 0 | 0 | 0 | 0 | 0 | 0 | 0 | 0 | 0 | 0 | 0 | 0 | 0 | 0 | 0 | 0 | 0 | 0 | 0 | 0 | 0 | 0 | 0 | 0 | 0 | 0 | 0 | 0 | 0 | 0 | 0 | 0 | 0 | 0 | 0 | 0 | 0 | 0 | 0 | 0 | 0 | 0 | 0 | 0 | 0 | 0 | 0 | 0 | 0 | 0 | 0 | 0
Gas Furnace - Maintenance_Retail_New_Not Applicable Segment or Vintage | Gas Furnace - Maintenance_Retail_New | Gas Furnace - Maintenance_Commercial_New_Not Applicable Segment or Vintage_Not Applicable Segment or Vintage | Commercial | Retail | New | Space Heating | Natural Gas | Gas Furnace - Maintenance | NEQ | Not Applicable Segment or Vintage | 3 | 3 | 3 | 0 | 0 | 0 | 0 | 0 | Retro5Med | 8.35569166605469E-06 | TBD | A | WCM267 | 0.7 | 0.42 | sqft | 0.0321 | 0 | 0 | 0 | 0 | Not Applicable Segment or Vintage | Not Applicable Segment or Vintage | Not Applicable Segment or Vintage | 0 | 0 | 0 | Not Applicable Segment or Vintage | Not Applicable Segment or Vintage | Not Applicable Segment or Vintage | Not Applicable Segment or Vintage | Not Applicable Segment or Vintage | Not Applicable Segment or Vintage | Not Applicable Segment or Vintage | Not Applicable Segment or Vintage | Not Applicable Segment or Vintage | Not Applicable Segment or Vintage | Not Applicable Segment or Vintage | Not Applicable Segment or Vintage | Not Applicable Segment or Vintage | Not Applicable Segment or Vintage | Not Applicable Segment or Vintage | Not Applicable Segment or Vintage | Not Applicable Segment or Vintage | Not Applicable Segment or Vintage | Not Applicable Segment or Vintage | Not Applicable Segment or Vintage | Not Applicable Segment or Vintage | Not Applicable Segment or Vintage | Not Applicable Segment or Vintage | Not Applicable Segment or Vintage | Not Applicable Segment or Vintage | Not Applicable Segment or Vintage | Not Applicable Segment or Vintage | Not Applicable Segment or Vintage | 0 | 0 | 0 | 0 | 0 | 0 | 0 | 0 | 0 | 0 | 0 | 0 | 0 | 0 | 0 | 0 | 0 | 0 | 0 | 0 | 0 | 0 | 0 | 0 | 0 | 0 | 0 | 0 | 0 | 0 | 0 | 0 | 0 | 0 | 0 | 0 | 0 | 0 | 0 | 0 | 0 | 0 | 0 | 0 | 0 | 0 | 0 | 0 | 0 | 0 | 0 | 0 | 0 | 0 | 0 | 0 | 0 | 0 | 0 | 0 | 0 | 0 | 0 | 0 | 0 | 0 | 0 | 0 | 0 | 0 | 0 | 0 | 0 | 0 | 0 | 0 | 0 | 0 | 0 | 0 | 0 | 0 | 0 | 0 | 0 | 0 | 0 | 0 | 0 | 0 | 0 | 0 | 0 | 0 | 0 | 0 | 0 | 0 | 0 | 0 | 0 | 0 | 0 | 0 | 0 | 0 | 0 | 0 | 0 | 0 | 0 | 0 | Not Applicable Segment or Vintage | Not Applicable Segment or Vintage | Not Applicable Segment or Vintage | Not Applicable Segment or Vintage | Not Applicable Segment or Vintage | Not Applicable Segment or Vintage | Not Applicable Segment or Vintage | Not Applicable Segment or Vintage | Not Applicable Segment or Vintage | Not Applicable Segment or Vintage | Not Applicable Segment or Vintage | Not Applicable Segment or Vintage | Not Applicable Segment or Vintage | Not Applicable Segment or Vintage | Not Applicable Segment or Vintage | Not Applicable Segment or Vintage | Not Applicable Segment or Vintage | Not Applicable Segment or Vintage | Not Applicable Segment or Vintage | Not Applicable Segment or Vintage | Not Applicable Segment or Vintage | Not Applicable Segment or Vintage | Not Applicable Segment or Vintage | Not Applicable Segment or Vintage | Not Applicable Segment or Vintage | Not Applicable Segment or Vintage | Not Applicable Segment or Vintage | Not Applicable Segment or Vintage | 0 | 0 | 0 | 0 | 0 | 0 | 0 | 0 | 0 | 0 | 0 | 0 | 0 | 0 | 0 | 0 | 0 | 0 | 0 | 0 | 0 | 0 | 0 | 0 | 0 | 0 | 0 | 0 | 0 | 0 | 0 | 0 | 0 | 0 | 0 | 0 | 0 | 0 | 0 | 0 | 0 | 0 | 0 | 0 | 0 | 0 | 0 | 0 | 0 | 0 | 0 | 0 | 0 | 0 | 0 | 0 | 0 | 0 | 0 | 0 | 0 | 0 | 0 | 0 | 0 | 0 | 0 | 0 | 0 | 0 | 0 | 0 | 0 | 0 | 0 | 0 | 0 | 0 | 0 | 0 | 0 | 0 | 0 | 0 | 0 | 0 | 0 | 0 | 0 | 0 | 0 | 0 | 0 | 0 | 0 | 0 | 0 | 0 | 0 | 0 | 0 | 0 | 0 | 0 | 0 | 0 | 0 | 0 | 0 | 0 | 0 | 0 | 0 | 0 | 0 | 0 | 0 | 0 | 0 | 0 | 0 | 0 | 0 | 0 | 0 | 0 | 0 | 0 | 0 | 0 | 0 | 0 | 0 | 0 | 0 | 0 | 0 | 0 | 0 | 0 | 0 | 0 | 0 | 0 | 0 | 0 | 0 | 0 | 0 | 0 | 0 | 0 | 0 | 0 | 0 | 0 | 0 | 0 | 0 | 0 | 0 | 0 | 0 | 0 | 0 | 0 | 0 | 0 | Not Applicable Segment or Vintage | Not Applicable Segment or Vintage | Not Applicable Segment or Vintage | Not Applicable Segment or Vintage | Not Applicable Segment or Vintage | Not Applicable Segment or Vintage | Not Applicable Segment or Vintage | Not Applicable Segment or Vintage | Not Applicable Segment or Vintage | Not Applicable Segment or Vintage | Not Applicable Segment or Vintage | Not Applicable Segment or Vintage | Not Applicable Segment or Vintage | Not Applicable Segment or Vintage | Not Applicable Segment or Vintage | Not Applicable Segment or Vintage | Not Applicable Segment or Vintage | Not Applicable Segment or Vintage | Not Applicable Segment or Vintage | Not Applicable Segment or Vintage | Not Applicable Segment or Vintage | Not Applicable Segment or Vintage | Not Applicable Segment or Vintage | Not Applicable Segment or Vintage | Not Applicable Segment or Vintage | Not Applicable Segment or Vintage | Not Applicable Segment or Vintage | Not Applicable Segment or Vintage | 0 | 0 | 0 | 0 | 0 | 0 | 0 | 0 | 0 | 0 | 0 | 0 | 0 | 0 | 0 | 0 | 0 | 0 | 0 | 0 | 0 | 0 | 0 | 0 | 0 | 0 | 0 | 0 | 0 | 0 | 0 | 0 | 0 | 0 | 0 | 0 | 0 | 0 | 0 | 0 | 0 | 0 | 0 | 0 | 0 | 0 | 0 | 0 | 0 | 0 | 0 | 0 | 0 | 0 | 0 | 0 | 0 | 0 | 0 | 0 | 0 | 0 | 0 | 0 | 0 | 0 | 0 | 0 | 0 | 0 | 0 | 0 | 0 | 0 | 0 | 0 | 0 | 0 | 0 | 0 | 0 | 0 | 0 | 0 | 0 | 0 | 0 | 0 | 0 | 0 | 0 | 0 | 0 | 0 | 0 | 0 | 0 | 0 | 0 | 0 | 0 | 0 | 0 | 0 | 0 | 0 | 0 | 0 | 0 | 0 | 0 | 0 | 0 | 0 | 0 | 0 | 0 | 0 | 0 | 0 | 0 | 0 | 0 | 0 | 0 | 0 | 0 | 0 | 0 | 0 | 0 | 0 | 0 | 0 | 0 | 0 | 0 | 0 | 0 | 0 | 0 | 0
Gas Boiler - Thermostatic Radiator Valves_Retail_New_TRV installed on an existing hydronic or steam heated radiator | Gas Boiler - Thermostatic Radiator Valves_Retail_New | Gas Boiler - Thermostatic Radiator Valves_Commercial_New_existing hydronic or steam heated radiator without a TRV installed_TRV installed on an existing hydronic or steam heated radiator | Commercial | Retail | New | Space Heating | Natural Gas | Gas Boiler - Thermostatic Radiator Valves | NEQ | existing hydronic or steam heated radiator without a TRV installed | 15 | 15 | 15 | 50 | 0 | 0 | 0 | 0.25 | Retro1Slow | 0.012666666666666666 | TBD | A | WCM275 | 0.7 | 0.42 | radiator | 0.0321 | 0 | 0 | 0 | 0 | IL TRM v12 - 5.3.19 - Thermostatic Radiator Valves - Provisional Measure - RS-HVC-TRVS-V01-210101 | AEG Market Research 2024 | IL TRM v12 - 5.3.19 - Thermostatic Radiator Valves - Provisional Measure - RS-HVC-TRVS-V01-210101 | 0 | 0 | 69.6607 | existing hydronic or steam heated radiator without a TRV installed | existing hydronic or steam heated radiator without a TRV installed | existing hydronic or steam heated radiator without a TRV installed | existing hydronic or steam heated radiator without a TRV installed | existing hydronic or steam heated radiator without a TRV installed | existing hydronic or steam heated radiator without a TRV installed | existing hydronic or steam heated radiator without a TRV installed | existing hydronic or steam heated radiator without a TRV installed | existing hydronic or steam heated radiator without a TRV installed | existing hydronic or steam heated radiator without a TRV installed | existing hydronic or steam heated radiator without a TRV installed | existing hydronic or steam heated radiator without a TRV installed | existing hydronic or steam heated radiator without a TRV installed | existing hydronic or steam heated radiator without a TRV installed | existing hydronic or steam heated radiator without a TRV installed | existing hydronic or steam heated radiator without a TRV installed | existing hydronic or steam heated radiator without a TRV installed | existing hydronic or steam heated radiator without a TRV installed | existing hydronic or steam heated radiator without a TRV installed | existing hydronic or steam heated radiator without a TRV installed | existing hydronic or steam heated radiator without a TRV installed | existing hydronic or steam heated radiator without a TRV installed | existing hydronic or steam heated radiator without a TRV installed | existing hydronic or steam heated radiator without a TRV installed | existing hydronic or steam heated radiator without a TRV installed | existing hydronic or steam heated radiator without a TRV installed | existing hydronic or steam heated radiator without a TRV installed | existing hydronic or steam heated radiator without a TRV installed | 0 | 0 | 0 | 0 | 0 | 0 | 0 | 0 | 0 | 0 | 0 | 0 | 0 | 0 | 0 | 0 | 0 | 0 | 0 | 0 | 0 | 0 | 0 | 0 | 0 | 0 | 0 | 0 | 0 | 0 | 0 | 0 | 0 | 0 | 0 | 0 | 0 | 0 | 0 | 0 | 0 | 0 | 0 | 0 | 0 | 0 | 0 | 0 | 0 | 0 | 0 | 0 | 0 | 0 | 0 | 0 | 0 | 0 | 0 | 0 | 0 | 0 | 0 | 0 | 0 | 0 | 0 | 0 | 0 | 0 | 0 | 0 | 0 | 0 | 0 | 0 | 0 | 0 | 0 | 0 | 0 | 0 | 0 | 0 | 0 | 0 | 0 | 0 | 0 | 0 | 0 | 0 | 0 | 0 | 0 | 0 | 0 | 0 | 0 | 0 | 0 | 0 | 0 | 0 | 0 | 0 | 0 | 0 | 0 | 0 | 0 | 0 | TRV installed on an existing hydronic or steam heated radiator | TRV installed on an existing hydronic or steam heated radiator | TRV installed on an existing hydronic or steam heated radiator | TRV installed on an existing hydronic or steam heated radiator | TRV installed on an existing hydronic or steam heated radiator | TRV installed on an existing hydronic or steam heated radiator | TRV installed on an existing hydronic or steam heated radiator | TRV installed on an existing hydronic or steam heated radiator | TRV installed on an existing hydronic or steam heated radiator | TRV installed on an existing hydronic or steam heated radiator | TRV installed on an existing hydronic or steam heated radiator | TRV installed on an existing hydronic or steam heated radiator | TRV installed on an existing hydronic or steam heated radiator | TRV installed on an existing hydronic or steam heated radiator | TRV installed on an existing hydronic or steam heated radiator | TRV installed on an existing hydronic or steam heated radiator | TRV installed on an existing hydronic or steam heated radiator | TRV installed on an existing hydronic or steam heated radiator | TRV installed on an existing hydronic or steam heated radiator | TRV installed on an existing hydronic or steam heated radiator | TRV installed on an existing hydronic or steam heated radiator | TRV installed on an existing hydronic or steam heated radiator | TRV installed on an existing hydronic or steam heated radiator | TRV installed on an existing hydronic or steam heated radiator | TRV installed on an existing hydronic or steam heated radiator | TRV installed on an existing hydronic or steam heated radiator | TRV installed on an existing hydronic or steam heated radiator | TRV installed on an existing hydronic or steam heated radiator | 69.6607 | 69.6607 | 69.6607 | 69.6607 | 69.6607 | 69.6607 | 69.6607 | 69.6607 | 69.6607 | 69.6607 | 69.6607 | 69.6607 | 69.6607 | 69.6607 | 69.6607 | 69.6607 | 69.6607 | 69.6607 | 69.6607 | 69.6607 | 69.6607 | 69.6607 | 69.6607 | 69.6607 | 69.6607 | 69.6607 | 69.6607 | 69.6607 | 50 | 50 | 50 | 50 | 50 | 50 | 50 | 50 | 50 | 50 | 50 | 50 | 50 | 50 | 50 | 50 | 50 | 50 | 50 | 50 | 50 | 50 | 50 | 50 | 50 | 50 | 50 | 50 | 0 | 0 | 0 | 0 | 0 | 0 | 0 | 0 | 0 | 0 | 0 | 0 | 0 | 0 | 0 | 0 | 0 | 0 | 0 | 0 | 0 | 0 | 0 | 0 | 0 | 0 | 0 | 0 | 0 | 0 | 0 | 0 | 0 | 0 | 0 | 0 | 0 | 0 | 0 | 0 | 0 | 0 | 0 | 0 | 0 | 0 | 0 | 0 | 0 | 0 | 0 | 0 | 0 | 0 | 0 | 0 | 0 | 0 | 0 | 0 | 0 | 0 | 0 | 0 | 0 | 0 | 0 | 0 | 0 | 0 | 0 | 0 | 0 | 0 | 0 | 0 | 0 | 0 | 0 | 0 | 0 | 0 | 0 | 0 | 0 | 0 | 0 | 0 | 0 | 0 | 0 | 0 | 0 | 0 | 0 | 0 | 0 | 0 | 0 | 0 | 0 | 0 | 0 | 0 | 0 | 0 | 0 | 0 | 0 | 0 | 0 | 0 | TRV installed on an existing hydronic or steam heated radiator | TRV installed on an existing hydronic or steam heated radiator | TRV installed on an existing hydronic or steam heated radiator | TRV installed on an existing hydronic or steam heated radiator | TRV installed on an existing hydronic or steam heated radiator | TRV installed on an existing hydronic or steam heated radiator | TRV installed on an existing hydronic or steam heated radiator | TRV installed on an existing hydronic or steam heated radiator | TRV installed on an existing hydronic or steam heated radiator | TRV installed on an existing hydronic or steam heated radiator | TRV installed on an existing hydronic or steam heated radiator | TRV installed on an existing hydronic or steam heated radiator | TRV installed on an existing hydronic or steam heated radiator | TRV installed on an existing hydronic or steam heated radiator | TRV installed on an existing hydronic or steam heated radiator | TRV installed on an existing hydronic or steam heated radiator | TRV installed on an existing hydronic or steam heated radiator | TRV installed on an existing hydronic or steam heated radiator | TRV installed on an existing hydronic or steam heated radiator | TRV installed on an existing hydronic or steam heated radiator | TRV installed on an existing hydronic or steam heated radiator | TRV installed on an existing hydronic or steam heated radiator | TRV installed on an existing hydronic or steam heated radiator | TRV installed on an existing hydronic or steam heated radiator | TRV installed on an existing hydronic or steam heated radiator | TRV installed on an existing hydronic or steam heated radiator | TRV installed on an existing hydronic or steam heated radiator | TRV installed on an existing hydronic or steam heated radiator | 69.6607 | 69.6607 | 69.6607 | 69.6607 | 69.6607 | 69.6607 | 69.6607 | 69.6607 | 69.6607 | 69.6607 | 69.6607 | 69.6607 | 69.6607 | 69.6607 | 69.6607 | 69.6607 | 69.6607 | 69.6607 | 69.6607 | 69.6607 | 69.6607 | 69.6607 | 69.6607 | 69.6607 | 69.6607 | 69.6607 | 69.6607 | 69.6607 | 50 | 50 | 50 | 50 | 50 | 50 | 50 | 50 | 50 | 50 | 50 | 50 | 50 | 50 | 50 | 50 | 50 | 50 | 50 | 50 | 50 | 50 | 50 | 50 | 50 | 50 | 50 | 50 | 0 | 0 | 0 | 0 | 0 | 0 | 0 | 0 | 0 | 0 | 0 | 0 | 0 | 0 | 0 | 0 | 0 | 0 | 0 | 0 | 0 | 0 | 0 | 0 | 0 | 0 | 0 | 0 | 0 | 0 | 0 | 0 | 0 | 0 | 0 | 0 | 0 | 0 | 0 | 0 | 0 | 0 | 0 | 0 | 0 | 0 | 0 | 0 | 0 | 0 | 0 | 0 | 0 | 0 | 0 | 0 | 0 | 0 | 0 | 0 | 0 | 0 | 0 | 0 | 0 | 0 | 0 | 0 | 0 | 0 | 0 | 0 | 0 | 0 | 0 | 0 | 0 | 0 | 0 | 0 | 0 | 0 | 0 | 0 | 0 | 0
HVAC - Energy Recovery Ventilator_Retail_New_unitary equipment that incorporates energy recovery not required by the IECC 2012/2015/2018/2021 | HVAC - Energy Recovery Ventilator_Retail_New | HVAC - Energy Recovery Ventilator_Commercial_New_unitary equipment not required by IECC 2012/2015/2018/2021 to incorporate energy recovery_unitary equipment that incorporates energy recovery not required by the IECC 2012/2015/2018/2021 | Commercial | Retail | New | Space Heating | Natural Gas | HVAC - Energy Recovery Ventilator | NEQ | unitary equipment not required by IECC 2012/2015/2018/2021 to incorporate energy recovery | 15 | 15 | 15 | 0 | 0 | 0 | 0 | 0.1 | Retro1Slow | 0.012666666666666666 | TBD | A | WCM257 | 0.7 | 0.42 | CFM | 0.0321 | 0 | 0 | 0 | 0 | IL TRM v13 - 4.4.27 - Energy Recovery Ventilator - CI-HVC-ERVE-V07-250101 | IL TRM v13 - 4.4.27 - Energy Recovery Ventilator - CI-HVC-ERVE-V07-250101 | IL TRM v13 - 4.4.27 - Energy Recovery Ventilator - CI-HVC-ERVE-V07-250101 | 0 | 0 | 0.61453 | unitary equipment not required by IECC 2012/2015/2018/2021 to incorporate energy recovery | unitary equipment not required by IECC 2012/2015/2018/2021 to incorporate energy recovery | unitary equipment not required by IECC 2012/2015/2018/2021 to incorporate energy recovery | unitary equipment not required by IECC 2012/2015/2018/2021 to incorporate energy recovery | unitary equipment not required by IECC 2012/2015/2018/2021 to incorporate energy recovery | unitary equipment not required by IECC 2012/2015/2018/2021 to incorporate energy recovery | unitary equipment not required by IECC 2012/2015/2018/2021 to incorporate energy recovery | unitary equipment not required by IECC 2012/2015/2018/2021 to incorporate energy recovery | unitary equipment not required by IECC 2012/2015/2018/2021 to incorporate energy recovery | unitary equipment not required by IECC 2012/2015/2018/2021 to incorporate energy recovery | unitary equipment not required by IECC 2012/2015/2018/2021 to incorporate energy recovery | unitary equipment not required by IECC 2012/2015/2018/2021 to incorporate energy recovery | unitary equipment not required by IECC 2012/2015/2018/2021 to incorporate energy recovery | unitary equipment not required by IECC 2012/2015/2018/2021 to incorporate energy recovery | unitary equipment not required by IECC 2012/2015/2018/2021 to incorporate energy recovery | unitary equipment not required by IECC 2012/2015/2018/2021 to incorporate energy recovery | unitary equipment not required by IECC 2012/2015/2018/2021 to incorporate energy recovery | unitary equipment not required by IECC 2012/2015/2018/2021 to incorporate energy recovery | unitary equipment not required by IECC 2012/2015/2018/2021 to incorporate energy recovery | unitary equipment not required by IECC 2012/2015/2018/2021 to incorporate energy recovery | unitary equipment not required by IECC 2012/2015/2018/2021 to incorporate energy recovery | unitary equipment not required by IECC 2012/2015/2018/2021 to incorporate energy recovery | unitary equipment not required by IECC 2012/2015/2018/2021 to incorporate energy recovery | unitary equipment not required by IECC 2012/2015/2018/2021 to incorporate energy recovery | unitary equipment not required by IECC 2012/2015/2018/2021 to incorporate energy recovery | unitary equipment not required by IECC 2012/2015/2018/2021 to incorporate energy recovery | unitary equipment not required by IECC 2012/2015/2018/2021 to incorporate energy recovery | unitary equipment not required by IECC 2012/2015/2018/2021 to incorporate energy recovery | 0 | 0 | 0 | 0 | 0 | 0 | 0 | 0 | 0 | 0 | 0 | 0 | 0 | 0 | 0 | 0 | 0 | 0 | 0 | 0 | 0 | 0 | 0 | 0 | 0 | 0 | 0 | 0 | 0 | 0 | 0 | 0 | 0 | 0 | 0 | 0 | 0 | 0 | 0 | 0 | 0 | 0 | 0 | 0 | 0 | 0 | 0 | 0 | 0 | 0 | 0 | 0 | 0 | 0 | 0 | 0 | 0 | 0 | 0 | 0 | 0 | 0 | 0 | 0 | 0 | 0 | 0 | 0 | 0 | 0 | 0 | 0 | 0 | 0 | 0 | 0 | 0 | 0 | 0 | 0 | 0 | 0 | 0 | 0 | 0 | 0 | 0 | 0 | 0 | 0 | 0 | 0 | 0 | 0 | 0 | 0 | 0 | 0 | 0 | 0 | 0 | 0 | 0 | 0 | 0 | 0 | 0 | 0 | 0 | 0 | 0 | 0 | unitary equipment that incorporates energy recovery not required by the IECC 2012/2015/2018/2021 | unitary equipment that incorporates energy recovery not required by the IECC 2012/2015/2018/2021 | unitary equipment that incorporates energy recovery not required by the IECC 2012/2015/2018/2021 | unitary equipment that incorporates energy recovery not required by the IECC 2012/2015/2018/2021 | unitary equipment that incorporates energy recovery not required by the IECC 2012/2015/2018/2021 | unitary equipment that incorporates energy recovery not required by the IECC 2012/2015/2018/2021 | unitary equipment that incorporates energy recovery not required by the IECC 2012/2015/2018/2021 | unitary equipment that incorporates energy recovery not required by the IECC 2012/2015/2018/2021 | unitary equipment that incorporates energy recovery not required by the IECC 2012/2015/2018/2021 | unitary equipment that incorporates energy recovery not required by the IECC 2012/2015/2018/2021 | unitary equipment that incorporates energy recovery not required by the IECC 2012/2015/2018/2021 | unitary equipment that incorporates energy recovery not required by the IECC 2012/2015/2018/2021 | unitary equipment that incorporates energy recovery not required by the IECC 2012/2015/2018/2021 | unitary equipment that incorporates energy recovery not required by the IECC 2012/2015/2018/2021 | unitary equipment that incorporates energy recovery not required by the IECC 2012/2015/2018/2021 | unitary equipment that incorporates energy recovery not required by the IECC 2012/2015/2018/2021 | unitary equipment that incorporates energy recovery not required by the IECC 2012/2015/2018/2021 | unitary equipment that incorporates energy recovery not required by the IECC 2012/2015/2018/2021 | unitary equipment that incorporates energy recovery not required by the IECC 2012/2015/2018/2021 | unitary equipment that incorporates energy recovery not required by the IECC 2012/2015/2018/2021 | unitary equipment that incorporates energy recovery not required by the IECC 2012/2015/2018/2021 | unitary equipment that incorporates energy recovery not required by the IECC 2012/2015/2018/2021 | unitary equipment that incorporates energy recovery not required by the IECC 2012/2015/2018/2021 | unitary equipment that incorporates energy recovery not required by the IECC 2012/2015/2018/2021 | unitary equipment that incorporates energy recovery not required by the IECC 2012/2015/2018/2021 | unitary equipment that incorporates energy recovery not required by the IECC 2012/2015/2018/2021 | unitary equipment that incorporates energy recovery not required by the IECC 2012/2015/2018/2021 | unitary equipment that incorporates energy recovery not required by the IECC 2012/2015/2018/2021 | 0.6145 | 0.6145 | 0.6145 | 0.6145 | 0.6145 | 0.6145 | 0.6145 | 0.6145 | 0.6145 | 0.6145 | 0.6145 | 0.6145 | 0.6145 | 0.6145 | 0.6145 | 0.6145 | 0.6145 | 0.6145 | 0.6145 | 0.6145 | 0.6145 | 0.6145 | 0.6145 | 0.6145 | 0.6145 | 0.6145 | 0.6145 | 0.6145 | 0 | 0 | 0 | 0 | 0 | 0 | 0 | 0 | 0 | 0 | 0 | 0 | 0 | 0 | 0 | 0 | 0 | 0 | 0 | 0 | 0 | 0 | 0 | 0 | 0 | 0 | 0 | 0 | 0 | 0 | 0 | 0 | 0 | 0 | 0 | 0 | 0 | 0 | 0 | 0 | 0 | 0 | 0 | 0 | 0 | 0 | 0 | 0 | 0 | 0 | 0 | 0 | 0 | 0 | 0 | 0 | 0 | 0 | 0 | 0 | 0 | 0 | 0 | 0 | 0 | 0 | 0 | 0 | 0 | 0 | 0 | 0 | 0 | 0 | 0 | 0 | 0 | 0 | 0 | 0 | 0 | 0 | 0 | 0 | 0 | 0 | 0 | 0 | 0 | 0 | 0 | 0 | 0 | 0 | 0 | 0 | 0 | 0 | 0 | 0 | 0 | 0 | 0 | 0 | 0 | 0 | 0 | 0 | 0 | 0 | 0 | 0 | 0 | 0 | 0 | 0 | 0 | 0 | 0 | 0 | 0 | 0 | 0 | 0 | 0 | 0 | 0 | 0 | 0 | 0 | 0 | 0 | 0 | 0 | 0 | 0 | 0 | 0 | 0 | 0 | unitary equipment that incorporates energy recovery not required by the IECC 2012/2015/2018/2021 | unitary equipment that incorporates energy recovery not required by the IECC 2012/2015/2018/2021 | unitary equipment that incorporates energy recovery not required by the IECC 2012/2015/2018/2021 | unitary equipment that incorporates energy recovery not required by the IECC 2012/2015/2018/2021 | unitary equipment that incorporates energy recovery not required by the IECC 2012/2015/2018/2021 | unitary equipment that incorporates energy recovery not required by the IECC 2012/2015/2018/2021 | unitary equipment that incorporates energy recovery not required by the IECC 2012/2015/2018/2021 | unitary equipment that incorporates energy recovery not required by the IECC 2012/2015/2018/2021 | unitary equipment that incorporates energy recovery not required by the IECC 2012/2015/2018/2021 | unitary equipment that incorporates energy recovery not required by the IECC 2012/2015/2018/2021 | unitary equipment that incorporates energy recovery not required by the IECC 2012/2015/2018/2021 | unitary equipment that incorporates energy recovery not required by the IECC 2012/2015/2018/2021 | unitary equipment that incorporates energy recovery not required by the IECC 2012/2015/2018/2021 | unitary equipment that incorporates energy recovery not required by the IECC 2012/2015/2018/2021 | unitary equipment that incorporates energy recovery not required by the IECC 2012/2015/2018/2021 | unitary equipment that incorporates energy recovery not required by the IECC 2012/2015/2018/2021 | unitary equipment that incorporates energy recovery not required by the IECC 2012/2015/2018/2021 | unitary equipment that incorporates energy recovery not required by the IECC 2012/2015/2018/2021 | unitary equipment that incorporates energy recovery not required by the IECC 2012/2015/2018/2021 | unitary equipment that incorporates energy recovery not required by the IECC 2012/2015/2018/2021 | unitary equipment that incorporates energy recovery not required by the IECC 2012/2015/2018/2021 | unitary equipment that incorporates energy recovery not required by the IECC 2012/2015/2018/2021 | unitary equipment that incorporates energy recovery not required by the IECC 2012/2015/2018/2021 | unitary equipment that incorporates energy recovery not required by the IECC 2012/2015/2018/2021 | unitary equipment that incorporates energy recovery not required by the IECC 2012/2015/2018/2021 | unitary equipment that incorporates energy recovery not required by the IECC 2012/2015/2018/2021 | unitary equipment that incorporates energy recovery not required by the IECC 2012/2015/2018/2021 | unitary equipment that incorporates energy recovery not required by the IECC 2012/2015/2018/2021 | 0.6145 | 0.6145 | 0.6145 | 0.6145 | 0.6145 | 0.6145 | 0.6145 | 0.6145 | 0.6145 | 0.6145 | 0.6145 | 0.6145 | 0.6145 | 0.6145 | 0.6145 | 0.6145 | 0.6145 | 0.6145 | 0.6145 | 0.6145 | 0.6145 | 0.6145 | 0.6145 | 0.6145 | 0.6145 | 0.6145 | 0.6145 | 0.6145 | 0 | 0 | 0 | 0 | 0 | 0 | 0 | 0 | 0 | 0 | 0 | 0 | 0 | 0 | 0 | 0 | 0 | 0 | 0 | 0 | 0 | 0 | 0 | 0 | 0 | 0 | 0 | 0 | 0 | 0 | 0 | 0 | 0 | 0 | 0 | 0 | 0 | 0 | 0 | 0 | 0 | 0 | 0 | 0 | 0 | 0 | 0 | 0 | 0 | 0 | 0 | 0 | 0 | 0 | 0 | 0 | 0 | 0 | 0 | 0 | 0 | 0 | 0 | 0 | 0 | 0 | 0 | 0 | 0 | 0 | 0 | 0 | 0 | 0 | 0 | 0 | 0 | 0 | 0 | 0 | 0 | 0 | 0 | 0 | 0 | 0 | 0 | 0 | 0 | 0 | 0 | 0 | 0 | 0 | 0 | 0 | 0 | 0 | 0 | 0 | 0 | 0 | 0 | 0 | 0 | 0 | 0 | 0 | 0 | 0 | 0 | 0 | 0 | 0
Infiltration Control - Loading Dock Sealing_Retail_New_Dock doors with compression seals or shelters to form tight seal | Infiltration Control - Loading Dock Sealing_Retail_New | Infiltration Control - Loading Dock Sealing_Commercial_New_Dock doors with no seals or shelters installed_Dock doors with compression seals or shelters to form tight seal | Commercial | Retail | New | Space Heating | Natural Gas | Infiltration Control - Loading Dock Sealing | NEQ | Dock doors with no seals or shelters installed | 15 | 15 | 15 | 0 | 0 | 0 | 0 | 0.1 | RetroEven20 | 0.03333333333333333 | TBD | A | WCM260 | 0.7 | 0.42 | perbldg | 0.0321 | 0 | 0 | 0 | 0 | IL TRM v13 - 4.8.6 - Dock Door Seals and Shelter - CI-MSC-DDSS-V01-230101 | IL TRM v13 - 4.8.6 - Dock Door Seals and Shelter - CI-MSC-DDSS-V01-230101 | IL TRM v13 - 4.8.6 - Dock Door Seals and Shelter - CI-MSC-DDSS-V01-230101 | 0 | 0 | 4809.9603 | Dock doors with no seals or shelters installed | Dock doors with no seals or shelters installed | Dock doors with no seals or shelters installed | Dock doors with no seals or shelters installed | Dock doors with no seals or shelters installed | Dock doors with no seals or shelters installed | Dock doors with no seals or shelters installed | Dock doors with no seals or shelters installed | Dock doors with no seals or shelters installed | Dock doors with no seals or shelters installed | Dock doors with no seals or shelters installed | Dock doors with no seals or shelters installed | Dock doors with no seals or shelters installed | Dock doors with no seals or shelters installed | Dock doors with no seals or shelters installed | Dock doors with no seals or shelters installed | Dock doors with no seals or shelters installed | Dock doors with no seals or shelters installed | Dock doors with no seals or shelters installed | Dock doors with no seals or shelters installed | Dock doors with no seals or shelters installed | Dock doors with no seals or shelters installed | Dock doors with no seals or shelters installed | Dock doors with no seals or shelters installed | Dock doors with no seals or shelters installed | Dock doors with no seals or shelters installed | Dock doors with no seals or shelters installed | Dock doors with no seals or shelters installed | 0 | 0 | 0 | 0 | 0 | 0 | 0 | 0 | 0 | 0 | 0 | 0 | 0 | 0 | 0 | 0 | 0 | 0 | 0 | 0 | 0 | 0 | 0 | 0 | 0 | 0 | 0 | 0 | 0 | 0 | 0 | 0 | 0 | 0 | 0 | 0 | 0 | 0 | 0 | 0 | 0 | 0 | 0 | 0 | 0 | 0 | 0 | 0 | 0 | 0 | 0 | 0 | 0 | 0 | 0 | 0 | 0 | 0 | 0 | 0 | 0 | 0 | 0 | 0 | 0 | 0 | 0 | 0 | 0 | 0 | 0 | 0 | 0 | 0 | 0 | 0 | 0 | 0 | 0 | 0 | 0 | 0 | 0 | 0 | 0 | 0 | 0 | 0 | 0 | 0 | 0 | 0 | 0 | 0 | 0 | 0 | 0 | 0 | 0 | 0 | 0 | 0 | 0 | 0 | 0 | 0 | 0 | 0 | 0 | 0 | 0 | 0 | Dock doors with compression seals or shelters to form tight seal | Dock doors with compression seals or shelters to form tight seal | Dock doors with compression seals or shelters to form tight seal | Dock doors with compression seals or shelters to form tight seal | Dock doors with compression seals or shelters to form tight seal | Dock doors with compression seals or shelters to form tight seal | Dock doors with compression seals or shelters to form tight seal | Dock doors with compression seals or shelters to form tight seal | Dock doors with compression seals or shelters to form tight seal | Dock doors with compression seals or shelters to form tight seal | Dock doors with compression seals or shelters to form tight seal | Dock doors with compression seals or shelters to form tight seal | Dock doors with compression seals or shelters to form tight seal | Dock doors with compression seals or shelters to form tight seal | Dock doors with compression seals or shelters to form tight seal | Dock doors with compression seals or shelters to form tight seal | Dock doors with compression seals or shelters to form tight seal | Dock doors with compression seals or shelters to form tight seal | Dock doors with compression seals or shelters to form tight seal | Dock doors with compression seals or shelters to form tight seal | Dock doors with compression seals or shelters to form tight seal | Dock doors with compression seals or shelters to form tight seal | Dock doors with compression seals or shelters to form tight seal | Dock doors with compression seals or shelters to form tight seal | Dock doors with compression seals or shelters to form tight seal | Dock doors with compression seals or shelters to form tight seal | Dock doors with compression seals or shelters to form tight seal | Dock doors with compression seals or shelters to form tight seal | 4809.9603 | 4809.9603 | 4809.9603 | 4809.9603 | 4809.9603 | 4809.9603 | 4809.9603 | 4809.9603 | 4809.9603 | 4809.9603 | 4809.9603 | 4809.9603 | 4809.9603 | 4809.9603 | 4809.9603 | 4809.9603 | 4809.9603 | 4809.9603 | 4809.9603 | 4809.9603 | 4809.9603 | 4809.9603 | 4809.9603 | 4809.9603 | 4809.9603 | 4809.9603 | 4809.9603 | 4809.9603 | 0 | 0 | 0 | 0 | 0 | 0 | 0 | 0 | 0 | 0 | 0 | 0 | 0 | 0 | 0 | 0 | 0 | 0 | 0 | 0 | 0 | 0 | 0 | 0 | 0 | 0 | 0 | 0 | 0 | 0 | 0 | 0 | 0 | 0 | 0 | 0 | 0 | 0 | 0 | 0 | 0 | 0 | 0 | 0 | 0 | 0 | 0 | 0 | 0 | 0 | 0 | 0 | 0 | 0 | 0 | 0 | 0 | 0 | 0 | 0 | 0 | 0 | 0 | 0 | 0 | 0 | 0 | 0 | 0 | 0 | 0 | 0 | 0 | 0 | 0 | 0 | 0 | 0 | 0 | 0 | 0 | 0 | 0 | 0 | 0 | 0 | 0 | 0 | 0 | 0 | 0 | 0 | 0 | 0 | 0 | 0 | 0 | 0 | 0 | 0 | 0 | 0 | 0 | 0 | 0 | 0 | 0 | 0 | 0 | 0 | 0 | 0 | 0 | 0 | 0 | 0 | 0 | 0 | 0 | 0 | 0 | 0 | 0 | 0 | 0 | 0 | 0 | 0 | 0 | 0 | 0 | 0 | 0 | 0 | 0 | 0 | 0 | 0 | 0 | 0 | Dock doors with compression seals or shelters to form tight seal | Dock doors with compression seals or shelters to form tight seal | Dock doors with compression seals or shelters to form tight seal | Dock doors with compression seals or shelters to form tight seal | Dock doors with compression seals or shelters to form tight seal | Dock doors with compression seals or shelters to form tight seal | Dock doors with compression seals or shelters to form tight seal | Dock doors with compression seals or shelters to form tight seal | Dock doors with compression seals or shelters to form tight seal | Dock doors with compression seals or shelters to form tight seal | Dock doors with compression seals or shelters to form tight seal | Dock doors with compression seals or shelters to form tight seal | Dock doors with compression seals or shelters to form tight seal | Dock doors with compression seals or shelters to form tight seal | Dock doors with compression seals or shelters to form tight seal | Dock doors with compression seals or shelters to form tight seal | Dock doors with compression seals or shelters to form tight seal | Dock doors with compression seals or shelters to form tight seal | Dock doors with compression seals or shelters to form tight seal | Dock doors with compression seals or shelters to form tight seal | Dock doors with compression seals or shelters to form tight seal | Dock doors with compression seals or shelters to form tight seal | Dock doors with compression seals or shelters to form tight seal | Dock doors with compression seals or shelters to form tight seal | Dock doors with compression seals or shelters to form tight seal | Dock doors with compression seals or shelters to form tight seal | Dock doors with compression seals or shelters to form tight seal | Dock doors with compression seals or shelters to form tight seal | 4809.9603 | 4809.9603 | 4809.9603 | 4809.9603 | 4809.9603 | 4809.9603 | 4809.9603 | 4809.9603 | 4809.9603 | 4809.9603 | 4809.9603 | 4809.9603 | 4809.9603 | 4809.9603 | 4809.9603 | 4809.9603 | 4809.9603 | 4809.9603 | 4809.9603 | 4809.9603 | 4809.9603 | 4809.9603 | 4809.9603 | 4809.9603 | 4809.9603 | 4809.9603 | 4809.9603 | 4809.9603 | 0 | 0 | 0 | 0 | 0 | 0 | 0 | 0 | 0 | 0 | 0 | 0 | 0 | 0 | 0 | 0 | 0 | 0 | 0 | 0 | 0 | 0 | 0 | 0 | 0 | 0 | 0 | 0 | 0 | 0 | 0 | 0 | 0 | 0 | 0 | 0 | 0 | 0 | 0 | 0 | 0 | 0 | 0 | 0 | 0 | 0 | 0 | 0 | 0 | 0 | 0 | 0 | 0 | 0 | 0 | 0 | 0 | 0 | 0 | 0 | 0 | 0 | 0 | 0 | 0 | 0 | 0 | 0 | 0 | 0 | 0 | 0 | 0 | 0 | 0 | 0 | 0 | 0 | 0 | 0 | 0 | 0 | 0 | 0 | 0 | 0 | 0 | 0 | 0 | 0 | 0 | 0 | 0 | 0 | 0 | 0 | 0 | 0 | 0 | 0 | 0 | 0 | 0 | 0 | 0 | 0 | 0 | 0 | 0 | 0 | 0 | 0 | 0 | 0
Kitchen Ventilation - Advanced Controls_Retail_New_Kitchen equipment that uses a control system that varies the exhaust rate of kitchen ventilation | Kitchen Ventilation - Advanced Controls_Retail_New | Kitchen Ventilation - Advanced Controls_Commercial_New_kitchen ventilation equipment that has constant speed ventilation motor._Kitchen equipment that uses a control system that varies the exhaust rate of kitchen ventilation | Commercial | Retail | New | Space Heating | Natural Gas | Kitchen Ventilation - Advanced Controls | NEQ | kitchen ventilation equipment that has constant speed ventilation motor. | 20 | 20 | 20 | 0 | 0 | 0 | 0 | 0 | Retro3Slow | 0.004128203794943829 | TBD | A | WCM292 | 0.7 | 0.42 | Kitch Hood | 0.0321 | 0 | 0 | 0 | 0 | IL TRM v13 - 4.2.16 - Kitchen Demand Ventilation Controls - CI-FSE-VENT-V07-250101 | IL TRM v13 - 4.2.16 - Kitchen Demand Ventilation Controls - CI-FSE-VENT-V07-250101 | IL TRM v13 - 4.2.16 - Kitchen Demand Ventilation Controls - CI-FSE-VENT-V07-250101 | 0 | 0 | 3074.6225 | kitchen ventilation equipment that has constant speed ventilation motor. | kitchen ventilation equipment that has constant speed ventilation motor. | kitchen ventilation equipment that has constant speed ventilation motor. | kitchen ventilation equipment that has constant speed ventilation motor. | kitchen ventilation equipment that has constant speed ventilation motor. | kitchen ventilation equipment that has constant speed ventilation motor. | kitchen ventilation equipment that has constant speed ventilation motor. | kitchen ventilation equipment that has constant speed ventilation motor. | kitchen ventilation equipment that has constant speed ventilation motor. | kitchen ventilation equipment that has constant speed ventilation motor. | kitchen ventilation equipment that has constant speed ventilation motor. | kitchen ventilation equipment that has constant speed ventilation motor. | kitchen ventilation equipment that has constant speed ventilation motor. | kitchen ventilation equipment that has constant speed ventilation motor. | kitchen ventilation equipment that has constant speed ventilation motor. | kitchen ventilation equipment that has constant speed ventilation motor. | kitchen ventilation equipment that has constant speed ventilation motor. | kitchen ventilation equipment that has constant speed ventilation motor. | kitchen ventilation equipment that has constant speed ventilation motor. | kitchen ventilation equipment that has constant speed ventilation motor. | kitchen ventilation equipment that has constant speed ventilation motor. | kitchen ventilation equipment that has constant speed ventilation motor. | kitchen ventilation equipment that has constant speed ventilation motor. | kitchen ventilation equipment that has constant speed ventilation motor. | kitchen ventilation equipment that has constant speed ventilation motor. | kitchen ventilation equipment that has constant speed ventilation motor. | kitchen ventilation equipment that has constant speed ventilation motor. | kitchen ventilation equipment that has constant speed ventilation motor. | 0 | 0 | 0 | 0 | 0 | 0 | 0 | 0 | 0 | 0 | 0 | 0 | 0 | 0 | 0 | 0 | 0 | 0 | 0 | 0 | 0 | 0 | 0 | 0 | 0 | 0 | 0 | 0 | 0 | 0 | 0 | 0 | 0 | 0 | 0 | 0 | 0 | 0 | 0 | 0 | 0 | 0 | 0 | 0 | 0 | 0 | 0 | 0 | 0 | 0 | 0 | 0 | 0 | 0 | 0 | 0 | 0 | 0 | 0 | 0 | 0 | 0 | 0 | 0 | 0 | 0 | 0 | 0 | 0 | 0 | 0 | 0 | 0 | 0 | 0 | 0 | 0 | 0 | 0 | 0 | 0 | 0 | 0 | 0 | 0 | 0 | 0 | 0 | 0 | 0 | 0 | 0 | 0 | 0 | 0 | 0 | 0 | 0 | 0 | 0 | 0 | 0 | 0 | 0 | 0 | 0 | 0 | 0 | 0 | 0 | 0 | 0 | Kitchen equipment that uses a control system that varies the exhaust rate of kitchen ventilation | Kitchen equipment that uses a control system that varies the exhaust rate of kitchen ventilation | Kitchen equipment that uses a control system that varies the exhaust rate of kitchen ventilation | Kitchen equipment that uses a control system that varies the exhaust rate of kitchen ventilation | Kitchen equipment that uses a control system that varies the exhaust rate of kitchen ventilation | Kitchen equipment that uses a control system that varies the exhaust rate of kitchen ventilation | Kitchen equipment that uses a control system that varies the exhaust rate of kitchen ventilation | Kitchen equipment that uses a control system that varies the exhaust rate of kitchen ventilation | Kitchen equipment that uses a control system that varies the exhaust rate of kitchen ventilation | Kitchen equipment that uses a control system that varies the exhaust rate of kitchen ventilation | Kitchen equipment that uses a control system that varies the exhaust rate of kitchen ventilation | Kitchen equipment that uses a control system that varies the exhaust rate of kitchen ventilation | Kitchen equipment that uses a control system that varies the exhaust rate of kitchen ventilation | Kitchen equipment that uses a control system that varies the exhaust rate of kitchen ventilation | Kitchen equipment that uses a control system that varies the exhaust rate of kitchen ventilation | Kitchen equipment that uses a control system that varies the exhaust rate of kitchen ventilation | Kitchen equipment that uses a control system that varies the exhaust rate of kitchen ventilation | Kitchen equipment that uses a control system that varies the exhaust rate of kitchen ventilation | Kitchen equipment that uses a control system that varies the exhaust rate of kitchen ventilation | Kitchen equipment that uses a control system that varies the exhaust rate of kitchen ventilation | Kitchen equipment that uses a control system that varies the exhaust rate of kitchen ventilation | Kitchen equipment that uses a control system that varies the exhaust rate of kitchen ventilation | Kitchen equipment that uses a control system that varies the exhaust rate of kitchen ventilation | Kitchen equipment that uses a control system that varies the exhaust rate of kitchen ventilation | Kitchen equipment that uses a control system that varies the exhaust rate of kitchen ventilation | Kitchen equipment that uses a control system that varies the exhaust rate of kitchen ventilation | Kitchen equipment that uses a control system that varies the exhaust rate of kitchen ventilation | Kitchen equipment that uses a control system that varies the exhaust rate of kitchen ventilation | 3074.6225 | 3074.6225 | 3074.6225 | 3074.6225 | 3074.6225 | 3074.6225 | 3074.6225 | 3074.6225 | 3074.6225 | 3074.6225 | 3074.6225 | 3074.6225 | 3074.6225 | 3074.6225 | 3074.6225 | 3074.6225 | 3074.6225 | 3074.6225 | 3074.6225 | 3074.6225 | 3074.6225 | 3074.6225 | 3074.6225 | 3074.6225 | 3074.6225 | 3074.6225 | 3074.6225 | 3074.6225 | 0 | 0 | 0 | 0 | 0 | 0 | 0 | 0 | 0 | 0 | 0 | 0 | 0 | 0 | 0 | 0 | 0 | 0 | 0 | 0 | 0 | 0 | 0 | 0 | 0 | 0 | 0 | 0 | 0 | 0 | 0 | 0 | 0 | 0 | 0 | 0 | 0 | 0 | 0 | 0 | 0 | 0 | 0 | 0 | 0 | 0 | 0 | 0 | 0 | 0 | 0 | 0 | 0 | 0 | 0 | 0 | 0 | 0 | 0 | 0 | 0 | 0 | 0 | 0 | 0 | 0 | 0 | 0 | 0 | 0 | 0 | 0 | 0 | 0 | 0 | 0 | 0 | 0 | 0 | 0 | 0 | 0 | 0 | 0 | 0 | 0 | 0 | 0 | 0 | 0 | 0 | 0 | 0 | 0 | 0 | 0 | 0 | 0 | 0 | 0 | 0 | 0 | 0 | 0 | 0 | 0 | 0 | 0 | 0 | 0 | 0 | 0 | 0 | 0 | 0 | 0 | 0 | 0 | 0 | 0 | 0 | 0 | 0 | 0 | 0 | 0 | 0 | 0 | 0 | 0 | 0 | 0 | 0 | 0 | 0 | 0 | 0 | 0 | 0 | 0 | Kitchen equipment that uses a control system that varies the exhaust rate of kitchen ventilation | Kitchen equipment that uses a control system that varies the exhaust rate of kitchen ventilation | Kitchen equipment that uses a control system that varies the exhaust rate of kitchen ventilation | Kitchen equipment that uses a control system that varies the exhaust rate of kitchen ventilation | Kitchen equipment that uses a control system that varies the exhaust rate of kitchen ventilation | Kitchen equipment that uses a control system that varies the exhaust rate of kitchen ventilation | Kitchen equipment that uses a control system that varies the exhaust rate of kitchen ventilation | Kitchen equipment that uses a control system that varies the exhaust rate of kitchen ventilation | Kitchen equipment that uses a control system that varies the exhaust rate of kitchen ventilation | Kitchen equipment that uses a control system that varies the exhaust rate of kitchen ventilation | Kitchen equipment that uses a control system that varies the exhaust rate of kitchen ventilation | Kitchen equipment that uses a control system that varies the exhaust rate of kitchen ventilation | Kitchen equipment that uses a control system that varies the exhaust rate of kitchen ventilation | Kitchen equipment that uses a control system that varies the exhaust rate of kitchen ventilation | Kitchen equipment that uses a control system that varies the exhaust rate of kitchen ventilation | Kitchen equipment that uses a control system that varies the exhaust rate of kitchen ventilation | Kitchen equipment that uses a control system that varies the exhaust rate of kitchen ventilation | Kitchen equipment that uses a control system that varies the exhaust rate of kitchen ventilation | Kitchen equipment that uses a control system that varies the exhaust rate of kitchen ventilation | Kitchen equipment that uses a control system that varies the exhaust rate of kitchen ventilation | Kitchen equipment that uses a control system that varies the exhaust rate of kitchen ventilation | Kitchen equipment that uses a control system that varies the exhaust rate of kitchen ventilation | Kitchen equipment that uses a control system that varies the exhaust rate of kitchen ventilation | Kitchen equipment that uses a control system that varies the exhaust rate of kitchen ventilation | Kitchen equipment that uses a control system that varies the exhaust rate of kitchen ventilation | Kitchen equipment that uses a control system that varies the exhaust rate of kitchen ventilation | Kitchen equipment that uses a control system that varies the exhaust rate of kitchen ventilation | Kitchen equipment that uses a control system that varies the exhaust rate of kitchen ventilation | 3074.6225 | 3074.6225 | 3074.6225 | 3074.6225 | 3074.6225 | 3074.6225 | 3074.6225 | 3074.6225 | 3074.6225 | 3074.6225 | 3074.6225 | 3074.6225 | 3074.6225 | 3074.6225 | 3074.6225 | 3074.6225 | 3074.6225 | 3074.6225 | 3074.6225 | 3074.6225 | 3074.6225 | 3074.6225 | 3074.6225 | 3074.6225 | 3074.6225 | 3074.6225 | 3074.6225 | 3074.6225 | 0 | 0 | 0 | 0 | 0 | 0 | 0 | 0 | 0 | 0 | 0 | 0 | 0 | 0 | 0 | 0 | 0 | 0 | 0 | 0 | 0 | 0 | 0 | 0 | 0 | 0 | 0 | 0 | 0 | 0 | 0 | 0 | 0 | 0 | 0 | 0 | 0 | 0 | 0 | 0 | 0 | 0 | 0 | 0 | 0 | 0 | 0 | 0 | 0 | 0 | 0 | 0 | 0 | 0 | 0 | 0 | 0 | 0 | 0 | 0 | 0 | 0 | 0 | 0 | 0 | 0 | 0 | 0 | 0 | 0 | 0 | 0 | 0 | 0 | 0 | 0 | 0 | 0 | 0 | 0 | 0 | 0 | 0 | 0 | 0 | 0 | 0 | 0 | 0 | 0 | 0 | 0 | 0 | 0 | 0 | 0 | 0 | 0 | 0 | 0 | 0 | 0 | 0 | 0 | 0 | 0 | 0 | 0 | 0 | 0 | 0 | 0 | 0 | 0
Gas Boiler - High Turndown Burner_Retail_New_Not Applicable Segment or Vintage | Gas Boiler - High Turndown Burner_Retail_New | Gas Boiler - High Turndown Burner_Commercial_New_Not Applicable Segment or Vintage_Not Applicable Segment or Vintage | Commercial | Retail | New | Space Heating | Natural Gas | Gas Boiler - High Turndown Burner | NEQ | Not Applicable Segment or Vintage | 15 | 15 | 15 | 0 | 0 | 0 | 0 | 0 | Retro5Med | 8.35569166605469E-06 | TBD | A | WCM270 | 0.7 | 0.42 | sqft | 0.0321 | 0 | 0 | 0 | 0 | Not Applicable Segment or Vintage | Not Applicable Segment or Vintage | Not Applicable Segment or Vintage | 0 | 0 | 0 | Not Applicable Segment or Vintage | Not Applicable Segment or Vintage | Not Applicable Segment or Vintage | Not Applicable Segment or Vintage | Not Applicable Segment or Vintage | Not Applicable Segment or Vintage | Not Applicable Segment or Vintage | Not Applicable Segment or Vintage | Not Applicable Segment or Vintage | Not Applicable Segment or Vintage | Not Applicable Segment or Vintage | Not Applicable Segment or Vintage | Not Applicable Segment or Vintage | Not Applicable Segment or Vintage | Not Applicable Segment or Vintage | Not Applicable Segment or Vintage | Not Applicable Segment or Vintage | Not Applicable Segment or Vintage | Not Applicable Segment or Vintage | Not Applicable Segment or Vintage | Not Applicable Segment or Vintage | Not Applicable Segment or Vintage | Not Applicable Segment or Vintage | Not Applicable Segment or Vintage | Not Applicable Segment or Vintage | Not Applicable Segment or Vintage | Not Applicable Segment or Vintage | Not Applicable Segment or Vintage | 0 | 0 | 0 | 0 | 0 | 0 | 0 | 0 | 0 | 0 | 0 | 0 | 0 | 0 | 0 | 0 | 0 | 0 | 0 | 0 | 0 | 0 | 0 | 0 | 0 | 0 | 0 | 0 | 0 | 0 | 0 | 0 | 0 | 0 | 0 | 0 | 0 | 0 | 0 | 0 | 0 | 0 | 0 | 0 | 0 | 0 | 0 | 0 | 0 | 0 | 0 | 0 | 0 | 0 | 0 | 0 | 0 | 0 | 0 | 0 | 0 | 0 | 0 | 0 | 0 | 0 | 0 | 0 | 0 | 0 | 0 | 0 | 0 | 0 | 0 | 0 | 0 | 0 | 0 | 0 | 0 | 0 | 0 | 0 | 0 | 0 | 0 | 0 | 0 | 0 | 0 | 0 | 0 | 0 | 0 | 0 | 0 | 0 | 0 | 0 | 0 | 0 | 0 | 0 | 0 | 0 | 0 | 0 | 0 | 0 | 0 | 0 | Not Applicable Segment or Vintage | Not Applicable Segment or Vintage | Not Applicable Segment or Vintage | Not Applicable Segment or Vintage | Not Applicable Segment or Vintage | Not Applicable Segment or Vintage | Not Applicable Segment or Vintage | Not Applicable Segment or Vintage | Not Applicable Segment or Vintage | Not Applicable Segment or Vintage | Not Applicable Segment or Vintage | Not Applicable Segment or Vintage | Not Applicable Segment or Vintage | Not Applicable Segment or Vintage | Not Applicable Segment or Vintage | Not Applicable Segment or Vintage | Not Applicable Segment or Vintage | Not Applicable Segment or Vintage | Not Applicable Segment or Vintage | Not Applicable Segment or Vintage | Not Applicable Segment or Vintage | Not Applicable Segment or Vintage | Not Applicable Segment or Vintage | Not Applicable Segment or Vintage | Not Applicable Segment or Vintage | Not Applicable Segment or Vintage | Not Applicable Segment or Vintage | Not Applicable Segment or Vintage | 0 | 0 | 0 | 0 | 0 | 0 | 0 | 0 | 0 | 0 | 0 | 0 | 0 | 0 | 0 | 0 | 0 | 0 | 0 | 0 | 0 | 0 | 0 | 0 | 0 | 0 | 0 | 0 | 0 | 0 | 0 | 0 | 0 | 0 | 0 | 0 | 0 | 0 | 0 | 0 | 0 | 0 | 0 | 0 | 0 | 0 | 0 | 0 | 0 | 0 | 0 | 0 | 0 | 0 | 0 | 0 | 0 | 0 | 0 | 0 | 0 | 0 | 0 | 0 | 0 | 0 | 0 | 0 | 0 | 0 | 0 | 0 | 0 | 0 | 0 | 0 | 0 | 0 | 0 | 0 | 0 | 0 | 0 | 0 | 0 | 0 | 0 | 0 | 0 | 0 | 0 | 0 | 0 | 0 | 0 | 0 | 0 | 0 | 0 | 0 | 0 | 0 | 0 | 0 | 0 | 0 | 0 | 0 | 0 | 0 | 0 | 0 | 0 | 0 | 0 | 0 | 0 | 0 | 0 | 0 | 0 | 0 | 0 | 0 | 0 | 0 | 0 | 0 | 0 | 0 | 0 | 0 | 0 | 0 | 0 | 0 | 0 | 0 | 0 | 0 | 0 | 0 | 0 | 0 | 0 | 0 | 0 | 0 | 0 | 0 | 0 | 0 | 0 | 0 | 0 | 0 | 0 | 0 | 0 | 0 | 0 | 0 | 0 | 0 | 0 | 0 | 0 | 0 | Not Applicable Segment or Vintage | Not Applicable Segment or Vintage | Not Applicable Segment or Vintage | Not Applicable Segment or Vintage | Not Applicable Segment or Vintage | Not Applicable Segment or Vintage | Not Applicable Segment or Vintage | Not Applicable Segment or Vintage | Not Applicable Segment or Vintage | Not Applicable Segment or Vintage | Not Applicable Segment or Vintage | Not Applicable Segment or Vintage | Not Applicable Segment or Vintage | Not Applicable Segment or Vintage | Not Applicable Segment or Vintage | Not Applicable Segment or Vintage | Not Applicable Segment or Vintage | Not Applicable Segment or Vintage | Not Applicable Segment or Vintage | Not Applicable Segment or Vintage | Not Applicable Segment or Vintage | Not Applicable Segment or Vintage | Not Applicable Segment or Vintage | Not Applicable Segment or Vintage | Not Applicable Segment or Vintage | Not Applicable Segment or Vintage | Not Applicable Segment or Vintage | Not Applicable Segment or Vintage | 0 | 0 | 0 | 0 | 0 | 0 | 0 | 0 | 0 | 0 | 0 | 0 | 0 | 0 | 0 | 0 | 0 | 0 | 0 | 0 | 0 | 0 | 0 | 0 | 0 | 0 | 0 | 0 | 0 | 0 | 0 | 0 | 0 | 0 | 0 | 0 | 0 | 0 | 0 | 0 | 0 | 0 | 0 | 0 | 0 | 0 | 0 | 0 | 0 | 0 | 0 | 0 | 0 | 0 | 0 | 0 | 0 | 0 | 0 | 0 | 0 | 0 | 0 | 0 | 0 | 0 | 0 | 0 | 0 | 0 | 0 | 0 | 0 | 0 | 0 | 0 | 0 | 0 | 0 | 0 | 0 | 0 | 0 | 0 | 0 | 0 | 0 | 0 | 0 | 0 | 0 | 0 | 0 | 0 | 0 | 0 | 0 | 0 | 0 | 0 | 0 | 0 | 0 | 0 | 0 | 0 | 0 | 0 | 0 | 0 | 0 | 0 | 0 | 0 | 0 | 0 | 0 | 0 | 0 | 0 | 0 | 0 | 0 | 0 | 0 | 0 | 0 | 0 | 0 | 0 | 0 | 0 | 0 | 0 | 0 | 0 | 0 | 0 | 0 | 0 | 0 | 0
Gas Boiler - Radiator Replacement_Retail_New_Not Applicable Segment or Vintage | Gas Boiler - Radiator Replacement_Retail_New | Gas Boiler - Radiator Replacement_Commercial_New_Not Applicable Segment or Vintage_Not Applicable Segment or Vintage | Commercial | Retail | New | Space Heating | Natural Gas | Gas Boiler - Radiator Replacement | NEQ | Not Applicable Segment or Vintage | 25 | 25 | 25 | 0 | 0 | 0 | 0 | 0 | Retro1Slow | 0.012666666666666666 | TBD | A | WCM276 | 0.7 | 0.42 | sqft | 0.0321 | 0 | 0 | 0 | 0 | Not Applicable Segment or Vintage | Not Applicable Segment or Vintage | Not Applicable Segment or Vintage | 0 | 0 | 0 | Not Applicable Segment or Vintage | Not Applicable Segment or Vintage | Not Applicable Segment or Vintage | Not Applicable Segment or Vintage | Not Applicable Segment or Vintage | Not Applicable Segment or Vintage | Not Applicable Segment or Vintage | Not Applicable Segment or Vintage | Not Applicable Segment or Vintage | Not Applicable Segment or Vintage | Not Applicable Segment or Vintage | Not Applicable Segment or Vintage | Not Applicable Segment or Vintage | Not Applicable Segment or Vintage | Not Applicable Segment or Vintage | Not Applicable Segment or Vintage | Not Applicable Segment or Vintage | Not Applicable Segment or Vintage | Not Applicable Segment or Vintage | Not Applicable Segment or Vintage | Not Applicable Segment or Vintage | Not Applicable Segment or Vintage | Not Applicable Segment or Vintage | Not Applicable Segment or Vintage | Not Applicable Segment or Vintage | Not Applicable Segment or Vintage | Not Applicable Segment or Vintage | Not Applicable Segment or Vintage | 0 | 0 | 0 | 0 | 0 | 0 | 0 | 0 | 0 | 0 | 0 | 0 | 0 | 0 | 0 | 0 | 0 | 0 | 0 | 0 | 0 | 0 | 0 | 0 | 0 | 0 | 0 | 0 | 0 | 0 | 0 | 0 | 0 | 0 | 0 | 0 | 0 | 0 | 0 | 0 | 0 | 0 | 0 | 0 | 0 | 0 | 0 | 0 | 0 | 0 | 0 | 0 | 0 | 0 | 0 | 0 | 0 | 0 | 0 | 0 | 0 | 0 | 0 | 0 | 0 | 0 | 0 | 0 | 0 | 0 | 0 | 0 | 0 | 0 | 0 | 0 | 0 | 0 | 0 | 0 | 0 | 0 | 0 | 0 | 0 | 0 | 0 | 0 | 0 | 0 | 0 | 0 | 0 | 0 | 0 | 0 | 0 | 0 | 0 | 0 | 0 | 0 | 0 | 0 | 0 | 0 | 0 | 0 | 0 | 0 | 0 | 0 | Not Applicable Segment or Vintage | Not Applicable Segment or Vintage | Not Applicable Segment or Vintage | Not Applicable Segment or Vintage | Not Applicable Segment or Vintage | Not Applicable Segment or Vintage | Not Applicable Segment or Vintage | Not Applicable Segment or Vintage | Not Applicable Segment or Vintage | Not Applicable Segment or Vintage | Not Applicable Segment or Vintage | Not Applicable Segment or Vintage | Not Applicable Segment or Vintage | Not Applicable Segment or Vintage | Not Applicable Segment or Vintage | Not Applicable Segment or Vintage | Not Applicable Segment or Vintage | Not Applicable Segment or Vintage | Not Applicable Segment or Vintage | Not Applicable Segment or Vintage | Not Applicable Segment or Vintage | Not Applicable Segment or Vintage | Not Applicable Segment or Vintage | Not Applicable Segment or Vintage | Not Applicable Segment or Vintage | Not Applicable Segment or Vintage | Not Applicable Segment or Vintage | Not Applicable Segment or Vintage | 0 | 0 | 0 | 0 | 0 | 0 | 0 | 0 | 0 | 0 | 0 | 0 | 0 | 0 | 0 | 0 | 0 | 0 | 0 | 0 | 0 | 0 | 0 | 0 | 0 | 0 | 0 | 0 | 0 | 0 | 0 | 0 | 0 | 0 | 0 | 0 | 0 | 0 | 0 | 0 | 0 | 0 | 0 | 0 | 0 | 0 | 0 | 0 | 0 | 0 | 0 | 0 | 0 | 0 | 0 | 0 | 0 | 0 | 0 | 0 | 0 | 0 | 0 | 0 | 0 | 0 | 0 | 0 | 0 | 0 | 0 | 0 | 0 | 0 | 0 | 0 | 0 | 0 | 0 | 0 | 0 | 0 | 0 | 0 | 0 | 0 | 0 | 0 | 0 | 0 | 0 | 0 | 0 | 0 | 0 | 0 | 0 | 0 | 0 | 0 | 0 | 0 | 0 | 0 | 0 | 0 | 0 | 0 | 0 | 0 | 0 | 0 | 0 | 0 | 0 | 0 | 0 | 0 | 0 | 0 | 0 | 0 | 0 | 0 | 0 | 0 | 0 | 0 | 0 | 0 | 0 | 0 | 0 | 0 | 0 | 0 | 0 | 0 | 0 | 0 | 0 | 0 | 0 | 0 | 0 | 0 | 0 | 0 | 0 | 0 | 0 | 0 | 0 | 0 | 0 | 0 | 0 | 0 | 0 | 0 | 0 | 0 | 0 | 0 | 0 | 0 | 0 | 0 | Not Applicable Segment or Vintage | Not Applicable Segment or Vintage | Not Applicable Segment or Vintage | Not Applicable Segment or Vintage | Not Applicable Segment or Vintage | Not Applicable Segment or Vintage | Not Applicable Segment or Vintage | Not Applicable Segment or Vintage | Not Applicable Segment or Vintage | Not Applicable Segment or Vintage | Not Applicable Segment or Vintage | Not Applicable Segment or Vintage | Not Applicable Segment or Vintage | Not Applicable Segment or Vintage | Not Applicable Segment or Vintage | Not Applicable Segment or Vintage | Not Applicable Segment or Vintage | Not Applicable Segment or Vintage | Not Applicable Segment or Vintage | Not Applicable Segment or Vintage | Not Applicable Segment or Vintage | Not Applicable Segment or Vintage | Not Applicable Segment or Vintage | Not Applicable Segment or Vintage | Not Applicable Segment or Vintage | Not Applicable Segment or Vintage | Not Applicable Segment or Vintage | Not Applicable Segment or Vintage | 0 | 0 | 0 | 0 | 0 | 0 | 0 | 0 | 0 | 0 | 0 | 0 | 0 | 0 | 0 | 0 | 0 | 0 | 0 | 0 | 0 | 0 | 0 | 0 | 0 | 0 | 0 | 0 | 0 | 0 | 0 | 0 | 0 | 0 | 0 | 0 | 0 | 0 | 0 | 0 | 0 | 0 | 0 | 0 | 0 | 0 | 0 | 0 | 0 | 0 | 0 | 0 | 0 | 0 | 0 | 0 | 0 | 0 | 0 | 0 | 0 | 0 | 0 | 0 | 0 | 0 | 0 | 0 | 0 | 0 | 0 | 0 | 0 | 0 | 0 | 0 | 0 | 0 | 0 | 0 | 0 | 0 | 0 | 0 | 0 | 0 | 0 | 0 | 0 | 0 | 0 | 0 | 0 | 0 | 0 | 0 | 0 | 0 | 0 | 0 | 0 | 0 | 0 | 0 | 0 | 0 | 0 | 0 | 0 | 0 | 0 | 0 | 0 | 0 | 0 | 0 | 0 | 0 | 0 | 0 | 0 | 0 | 0 | 0 | 0 | 0 | 0 | 0 | 0 | 0 | 0 | 0 | 0 | 0 | 0 | 0 | 0 | 0 | 0 | 0 | 0 | 0
Gas Boiler - Steam Trap Replacement_Retail_New_Not Applicable Segment or Vintage | Gas Boiler - Steam Trap Replacement_Retail_New | Gas Boiler - Steam Trap Replacement_Commercial_New_Not Applicable Segment or Vintage_Not Applicable Segment or Vintage | Commercial | Retail | New | Space Heating | Natural Gas | Gas Boiler - Steam Trap Replacement | NEQ | Not Applicable Segment or Vintage | 6 | 6 | 6 | 0 | 0 | 0 | 0 | 0 | Retro1Slow | 0.012666666666666666 | TBD | A | WCM269 | 0.7 | 0.42 | sqft | 0.0321 | 0 | 0 | 0 | 0 | Not Applicable Segment or Vintage | Not Applicable Segment or Vintage | Not Applicable Segment or Vintage | 0 | 0 | 0 | Not Applicable Segment or Vintage | Not Applicable Segment or Vintage | Not Applicable Segment or Vintage | Not Applicable Segment or Vintage | Not Applicable Segment or Vintage | Not Applicable Segment or Vintage | Not Applicable Segment or Vintage | Not Applicable Segment or Vintage | Not Applicable Segment or Vintage | Not Applicable Segment or Vintage | Not Applicable Segment or Vintage | Not Applicable Segment or Vintage | Not Applicable Segment or Vintage | Not Applicable Segment or Vintage | Not Applicable Segment or Vintage | Not Applicable Segment or Vintage | Not Applicable Segment or Vintage | Not Applicable Segment or Vintage | Not Applicable Segment or Vintage | Not Applicable Segment or Vintage | Not Applicable Segment or Vintage | Not Applicable Segment or Vintage | Not Applicable Segment or Vintage | Not Applicable Segment or Vintage | Not Applicable Segment or Vintage | Not Applicable Segment or Vintage | Not Applicable Segment or Vintage | Not Applicable Segment or Vintage | 0 | 0 | 0 | 0 | 0 | 0 | 0 | 0 | 0 | 0 | 0 | 0 | 0 | 0 | 0 | 0 | 0 | 0 | 0 | 0 | 0 | 0 | 0 | 0 | 0 | 0 | 0 | 0 | 0 | 0 | 0 | 0 | 0 | 0 | 0 | 0 | 0 | 0 | 0 | 0 | 0 | 0 | 0 | 0 | 0 | 0 | 0 | 0 | 0 | 0 | 0 | 0 | 0 | 0 | 0 | 0 | 0 | 0 | 0 | 0 | 0 | 0 | 0 | 0 | 0 | 0 | 0 | 0 | 0 | 0 | 0 | 0 | 0 | 0 | 0 | 0 | 0 | 0 | 0 | 0 | 0 | 0 | 0 | 0 | 0 | 0 | 0 | 0 | 0 | 0 | 0 | 0 | 0 | 0 | 0 | 0 | 0 | 0 | 0 | 0 | 0 | 0 | 0 | 0 | 0 | 0 | 0 | 0 | 0 | 0 | 0 | 0 | Not Applicable Segment or Vintage | Not Applicable Segment or Vintage | Not Applicable Segment or Vintage | Not Applicable Segment or Vintage | Not Applicable Segment or Vintage | Not Applicable Segment or Vintage | Not Applicable Segment or Vintage | Not Applicable Segment or Vintage | Not Applicable Segment or Vintage | Not Applicable Segment or Vintage | Not Applicable Segment or Vintage | Not Applicable Segment or Vintage | Not Applicable Segment or Vintage | Not Applicable Segment or Vintage | Not Applicable Segment or Vintage | Not Applicable Segment or Vintage | Not Applicable Segment or Vintage | Not Applicable Segment or Vintage | Not Applicable Segment or Vintage | Not Applicable Segment or Vintage | Not Applicable Segment or Vintage | Not Applicable Segment or Vintage | Not Applicable Segment or Vintage | Not Applicable Segment or Vintage | Not Applicable Segment or Vintage | Not Applicable Segment or Vintage | Not Applicable Segment or Vintage | Not Applicable Segment or Vintage | 0 | 0 | 0 | 0 | 0 | 0 | 0 | 0 | 0 | 0 | 0 | 0 | 0 | 0 | 0 | 0 | 0 | 0 | 0 | 0 | 0 | 0 | 0 | 0 | 0 | 0 | 0 | 0 | 0 | 0 | 0 | 0 | 0 | 0 | 0 | 0 | 0 | 0 | 0 | 0 | 0 | 0 | 0 | 0 | 0 | 0 | 0 | 0 | 0 | 0 | 0 | 0 | 0 | 0 | 0 | 0 | 0 | 0 | 0 | 0 | 0 | 0 | 0 | 0 | 0 | 0 | 0 | 0 | 0 | 0 | 0 | 0 | 0 | 0 | 0 | 0 | 0 | 0 | 0 | 0 | 0 | 0 | 0 | 0 | 0 | 0 | 0 | 0 | 0 | 0 | 0 | 0 | 0 | 0 | 0 | 0 | 0 | 0 | 0 | 0 | 0 | 0 | 0 | 0 | 0 | 0 | 0 | 0 | 0 | 0 | 0 | 0 | 0 | 0 | 0 | 0 | 0 | 0 | 0 | 0 | 0 | 0 | 0 | 0 | 0 | 0 | 0 | 0 | 0 | 0 | 0 | 0 | 0 | 0 | 0 | 0 | 0 | 0 | 0 | 0 | 0 | 0 | 0 | 0 | 0 | 0 | 0 | 0 | 0 | 0 | 0 | 0 | 0 | 0 | 0 | 0 | 0 | 0 | 0 | 0 | 0 | 0 | 0 | 0 | 0 | 0 | 0 | 0 | Not Applicable Segment or Vintage | Not Applicable Segment or Vintage | Not Applicable Segment or Vintage | Not Applicable Segment or Vintage | Not Applicable Segment or Vintage | Not Applicable Segment or Vintage | Not Applicable Segment or Vintage | Not Applicable Segment or Vintage | Not Applicable Segment or Vintage | Not Applicable Segment or Vintage | Not Applicable Segment or Vintage | Not Applicable Segment or Vintage | Not Applicable Segment or Vintage | Not Applicable Segment or Vintage | Not Applicable Segment or Vintage | Not Applicable Segment or Vintage | Not Applicable Segment or Vintage | Not Applicable Segment or Vintage | Not Applicable Segment or Vintage | Not Applicable Segment or Vintage | Not Applicable Segment or Vintage | Not Applicable Segment or Vintage | Not Applicable Segment or Vintage | Not Applicable Segment or Vintage | Not Applicable Segment or Vintage | Not Applicable Segment or Vintage | Not Applicable Segment or Vintage | Not Applicable Segment or Vintage | 0 | 0 | 0 | 0 | 0 | 0 | 0 | 0 | 0 | 0 | 0 | 0 | 0 | 0 | 0 | 0 | 0 | 0 | 0 | 0 | 0 | 0 | 0 | 0 | 0 | 0 | 0 | 0 | 0 | 0 | 0 | 0 | 0 | 0 | 0 | 0 | 0 | 0 | 0 | 0 | 0 | 0 | 0 | 0 | 0 | 0 | 0 | 0 | 0 | 0 | 0 | 0 | 0 | 0 | 0 | 0 | 0 | 0 | 0 | 0 | 0 | 0 | 0 | 0 | 0 | 0 | 0 | 0 | 0 | 0 | 0 | 0 | 0 | 0 | 0 | 0 | 0 | 0 | 0 | 0 | 0 | 0 | 0 | 0 | 0 | 0 | 0 | 0 | 0 | 0 | 0 | 0 | 0 | 0 | 0 | 0 | 0 | 0 | 0 | 0 | 0 | 0 | 0 | 0 | 0 | 0 | 0 | 0 | 0 | 0 | 0 | 0 | 0 | 0 | 0 | 0 | 0 | 0 | 0 | 0 | 0 | 0 | 0 | 0 | 0 | 0 | 0 | 0 | 0 | 0 | 0 | 0 | 0 | 0 | 0 | 0 | 0 | 0 | 0 | 0 | 0 | 0
Gas Boiler - Blowdown Heat Recovery_Retail_New_Not Applicable Segment or Vintage | Gas Boiler - Blowdown Heat Recovery_Retail_New | Gas Boiler - Blowdown Heat Recovery_Commercial_New_Not Applicable Segment or Vintage_Not Applicable Segment or Vintage | Commercial | Retail | New | Space Heating | Natural Gas | Gas Boiler - Blowdown Heat Recovery | NEQ | Not Applicable Segment or Vintage | 0 | 0 | 0 | 0 | 0 | 0 | 0 | 0 | Retro3Slow | 0.004128203794943829 | TBD | A | WCM272 | 0.7 | 0.42 | kBtuh heat | 0.0321 | 0 | 0 | 0 | 0 | Not Applicable Segment or Vintage | Not Applicable Segment or Vintage | Not Applicable Segment or Vintage | 0 | 0 | 0 | Not Applicable Segment or Vintage | Not Applicable Segment or Vintage | Not Applicable Segment or Vintage | Not Applicable Segment or Vintage | Not Applicable Segment or Vintage | Not Applicable Segment or Vintage | Not Applicable Segment or Vintage | Not Applicable Segment or Vintage | Not Applicable Segment or Vintage | Not Applicable Segment or Vintage | Not Applicable Segment or Vintage | Not Applicable Segment or Vintage | Not Applicable Segment or Vintage | Not Applicable Segment or Vintage | Not Applicable Segment or Vintage | Not Applicable Segment or Vintage | Not Applicable Segment or Vintage | Not Applicable Segment or Vintage | Not Applicable Segment or Vintage | Not Applicable Segment or Vintage | Not Applicable Segment or Vintage | Not Applicable Segment or Vintage | Not Applicable Segment or Vintage | Not Applicable Segment or Vintage | Not Applicable Segment or Vintage | Not Applicable Segment or Vintage | Not Applicable Segment or Vintage | Not Applicable Segment or Vintage | 0 | 0 | 0 | 0 | 0 | 0 | 0 | 0 | 0 | 0 | 0 | 0 | 0 | 0 | 0 | 0 | 0 | 0 | 0 | 0 | 0 | 0 | 0 | 0 | 0 | 0 | 0 | 0 | 0 | 0 | 0 | 0 | 0 | 0 | 0 | 0 | 0 | 0 | 0 | 0 | 0 | 0 | 0 | 0 | 0 | 0 | 0 | 0 | 0 | 0 | 0 | 0 | 0 | 0 | 0 | 0 | 0 | 0 | 0 | 0 | 0 | 0 | 0 | 0 | 0 | 0 | 0 | 0 | 0 | 0 | 0 | 0 | 0 | 0 | 0 | 0 | 0 | 0 | 0 | 0 | 0 | 0 | 0 | 0 | 0 | 0 | 0 | 0 | 0 | 0 | 0 | 0 | 0 | 0 | 0 | 0 | 0 | 0 | 0 | 0 | 0 | 0 | 0 | 0 | 0 | 0 | 0 | 0 | 0 | 0 | 0 | 0 | Not Applicable Segment or Vintage | Not Applicable Segment or Vintage | Not Applicable Segment or Vintage | Not Applicable Segment or Vintage | Not Applicable Segment or Vintage | Not Applicable Segment or Vintage | Not Applicable Segment or Vintage | Not Applicable Segment or Vintage | Not Applicable Segment or Vintage | Not Applicable Segment or Vintage | Not Applicable Segment or Vintage | Not Applicable Segment or Vintage | Not Applicable Segment or Vintage | Not Applicable Segment or Vintage | Not Applicable Segment or Vintage | Not Applicable Segment or Vintage | Not Applicable Segment or Vintage | Not Applicable Segment or Vintage | Not Applicable Segment or Vintage | Not Applicable Segment or Vintage | Not Applicable Segment or Vintage | Not Applicable Segment or Vintage | Not Applicable Segment or Vintage | Not Applicable Segment or Vintage | Not Applicable Segment or Vintage | Not Applicable Segment or Vintage | Not Applicable Segment or Vintage | Not Applicable Segment or Vintage | 0 | 0 | 0 | 0 | 0 | 0 | 0 | 0 | 0 | 0 | 0 | 0 | 0 | 0 | 0 | 0 | 0 | 0 | 0 | 0 | 0 | 0 | 0 | 0 | 0 | 0 | 0 | 0 | 0 | 0 | 0 | 0 | 0 | 0 | 0 | 0 | 0 | 0 | 0 | 0 | 0 | 0 | 0 | 0 | 0 | 0 | 0 | 0 | 0 | 0 | 0 | 0 | 0 | 0 | 0 | 0 | 0 | 0 | 0 | 0 | 0 | 0 | 0 | 0 | 0 | 0 | 0 | 0 | 0 | 0 | 0 | 0 | 0 | 0 | 0 | 0 | 0 | 0 | 0 | 0 | 0 | 0 | 0 | 0 | 0 | 0 | 0 | 0 | 0 | 0 | 0 | 0 | 0 | 0 | 0 | 0 | 0 | 0 | 0 | 0 | 0 | 0 | 0 | 0 | 0 | 0 | 0 | 0 | 0 | 0 | 0 | 0 | 0 | 0 | 0 | 0 | 0 | 0 | 0 | 0 | 0 | 0 | 0 | 0 | 0 | 0 | 0 | 0 | 0 | 0 | 0 | 0 | 0 | 0 | 0 | 0 | 0 | 0 | 0 | 0 | 0 | 0 | 0 | 0 | 0 | 0 | 0 | 0 | 0 | 0 | 0 | 0 | 0 | 0 | 0 | 0 | 0 | 0 | 0 | 0 | 0 | 0 | 0 | 0 | 0 | 0 | 0 | 0 | Not Applicable Segment or Vintage | Not Applicable Segment or Vintage | Not Applicable Segment or Vintage | Not Applicable Segment or Vintage | Not Applicable Segment or Vintage | Not Applicable Segment or Vintage | Not Applicable Segment or Vintage | Not Applicable Segment or Vintage | Not Applicable Segment or Vintage | Not Applicable Segment or Vintage | Not Applicable Segment or Vintage | Not Applicable Segment or Vintage | Not Applicable Segment or Vintage | Not Applicable Segment or Vintage | Not Applicable Segment or Vintage | Not Applicable Segment or Vintage | Not Applicable Segment or Vintage | Not Applicable Segment or Vintage | Not Applicable Segment or Vintage | Not Applicable Segment or Vintage | Not Applicable Segment or Vintage | Not Applicable Segment or Vintage | Not Applicable Segment or Vintage | Not Applicable Segment or Vintage | Not Applicable Segment or Vintage | Not Applicable Segment or Vintage | Not Applicable Segment or Vintage | Not Applicable Segment or Vintage | 0 | 0 | 0 | 0 | 0 | 0 | 0 | 0 | 0 | 0 | 0 | 0 | 0 | 0 | 0 | 0 | 0 | 0 | 0 | 0 | 0 | 0 | 0 | 0 | 0 | 0 | 0 | 0 | 0 | 0 | 0 | 0 | 0 | 0 | 0 | 0 | 0 | 0 | 0 | 0 | 0 | 0 | 0 | 0 | 0 | 0 | 0 | 0 | 0 | 0 | 0 | 0 | 0 | 0 | 0 | 0 | 0 | 0 | 0 | 0 | 0 | 0 | 0 | 0 | 0 | 0 | 0 | 0 | 0 | 0 | 0 | 0 | 0 | 0 | 0 | 0 | 0 | 0 | 0 | 0 | 0 | 0 | 0 | 0 | 0 | 0 | 0 | 0 | 0 | 0 | 0 | 0 | 0 | 0 | 0 | 0 | 0 | 0 | 0 | 0 | 0 | 0 | 0 | 0 | 0 | 0 | 0 | 0 | 0 | 0 | 0 | 0 | 0 | 0 | 0 | 0 | 0 | 0 | 0 | 0 | 0 | 0 | 0 | 0 | 0 | 0 | 0 | 0 | 0 | 0 | 0 | 0 | 0 | 0 | 0 | 0 | 0 | 0 | 0 | 0 | 0 | 0
Gas-Fired Combination Heat Pump Conversion_Retail_New_Gas-fired heat pump, COP 1.3 | Gas-Fired Combination Heat Pump Conversion_Retail_New | Gas-Fired Combination Heat Pump Conversion_Commercial_New_Federal standard gas-fired central heating and DHW system_Gas-fired heat pump, COP 1.3 | Commercial | Retail | New | Space Heating | Natural Gas | Gas-Fired Combination Heat Pump Conversion | NEQ | Federal standard gas-fired central heating and DHW system | 20 | 20 | 20 | 0 | 0 | 0 | 0 | 0.1 | Retro1Slow | 0.012666666666666666 | TBD | A | WCM264 | 0.7 | 0.42 | kBtuh heat | 0.0321 | 0 | 0 | 0 | 0 | AEO 2021 - gas_eng-driven_RTHP-heat 2017 typical | EIA - Technology Forecast Updates. Appendix A. U.S. Energy Information Administration. March 3, 2023.¦ Technical Support Documents for Baseline Costs | AEG Analysis, Comparison of Baseline TE vs COP | 0 | 0 | 195.1704 | Federal standard gas-fired central heating and DHW system | Federal standard gas-fired central heating and DHW system | Federal standard gas-fired central heating and DHW system | Federal standard gas-fired central heating and DHW system | Federal standard gas-fired central heating and DHW system | Federal standard gas-fired central heating and DHW system | Federal standard gas-fired central heating and DHW system | Federal standard gas-fired central heating and DHW system | Federal standard gas-fired central heating and DHW system | Federal standard gas-fired central heating and DHW system | Federal standard gas-fired central heating and DHW system | Federal standard gas-fired central heating and DHW system | Federal standard gas-fired central heating and DHW system | Federal standard gas-fired central heating and DHW system | Federal standard gas-fired central heating and DHW system | Federal standard gas-fired central heating and DHW system | Federal standard gas-fired central heating and DHW system | Federal standard gas-fired central heating and DHW system | Federal standard gas-fired central heating and DHW system | Federal standard gas-fired central heating and DHW system | Federal standard gas-fired central heating and DHW system | Federal standard gas-fired central heating and DHW system | Federal standard gas-fired central heating and DHW system | Federal standard gas-fired central heating and DHW system | Federal standard gas-fired central heating and DHW system | Federal standard gas-fired central heating and DHW system | Federal standard gas-fired central heating and DHW system | Federal standard gas-fired central heating and DHW system | 0 | 0 | 0 | 0 | 0 | 0 | 0 | 0 | 0 | 0 | 0 | 0 | 0 | 0 | 0 | 0 | 0 | 0 | 0 | 0 | 0 | 0 | 0 | 0 | 0 | 0 | 0 | 0 | 0 | 0 | 0 | 0 | 0 | 0 | 0 | 0 | 0 | 0 | 0 | 0 | 0 | 0 | 0 | 0 | 0 | 0 | 0 | 0 | 0 | 0 | 0 | 0 | 0 | 0 | 0 | 0 | 0 | 0 | 0 | 0 | 0 | 0 | 0 | 0 | 0 | 0 | 0 | 0 | 0 | 0 | 0 | 0 | 0 | 0 | 0 | 0 | 0 | 0 | 0 | 0 | 0 | 0 | 0 | 0 | 0 | 0 | 0 | 0 | 0 | 0 | 0 | 0 | 0 | 0 | 0 | 0 | 0 | 0 | 0 | 0 | 0 | 0 | 0 | 0 | 0 | 0 | 0 | 0 | 0 | 0 | 0 | 0 | Gas-fired heat pump, COP 1.3 | Gas-fired heat pump, COP 1.3 | Gas-fired heat pump, COP 1.3 | Gas-fired heat pump, COP 1.3 | Gas-fired heat pump, COP 1.3 | Gas-fired heat pump, COP 1.3 | Gas-fired heat pump, COP 1.3 | Gas-fired heat pump, COP 1.3 | Gas-fired heat pump, COP 1.3 | Gas-fired heat pump, COP 1.3 | Gas-fired heat pump, COP 1.3 | Gas-fired heat pump, COP 1.3 | Gas-fired heat pump, COP 1.3 | Gas-fired heat pump, COP 1.3 | Gas-fired heat pump, COP 1.3 | Gas-fired heat pump, COP 1.3 | Gas-fired heat pump, COP 1.3 | Gas-fired heat pump, COP 1.3 | Gas-fired heat pump, COP 1.3 | Gas-fired heat pump, COP 1.3 | Gas-fired heat pump, COP 1.3 | Gas-fired heat pump, COP 1.3 | Gas-fired heat pump, COP 1.3 | Gas-fired heat pump, COP 1.3 | Gas-fired heat pump, COP 1.3 | Gas-fired heat pump, COP 1.3 | Gas-fired heat pump, COP 1.3 | Gas-fired heat pump, COP 1.3 | 195.1704 | 195.1704 | 195.1704 | 195.1704 | 195.1704 | 195.1704 | 195.1704 | 195.1704 | 195.1704 | 195.1704 | 195.1704 | 195.1704 | 195.1704 | 195.1704 | 195.1704 | 195.1704 | 195.1704 | 195.1704 | 195.1704 | 195.1704 | 195.1704 | 195.1704 | 195.1704 | 195.1704 | 195.1704 | 195.1704 | 195.1704 | 195.1704 | 0 | 0 | 0 | 0 | 0 | 0 | 0 | 0 | 0 | 0 | 0 | 0 | 0 | 0 | 0 | 0 | 0 | 0 | 0 | 0 | 0 | 0 | 0 | 0 | 0 | 0 | 0 | 0 | 0 | 0 | 0 | 0 | 0 | 0 | 0 | 0 | 0 | 0 | 0 | 0 | 0 | 0 | 0 | 0 | 0 | 0 | 0 | 0 | 0 | 0 | 0 | 0 | 0 | 0 | 0 | 0 | 0 | 0 | 0 | 0 | 0 | 0 | 0 | 0 | 0 | 0 | 0 | 0 | 0 | 0 | 0 | 0 | 0 | 0 | 0 | 0 | 0 | 0 | 0 | 0 | 0 | 0 | 0 | 0 | 0 | 0 | 0 | 0 | 0 | 0 | 0 | 0 | 0 | 0 | 0 | 0 | 0 | 0 | 0 | 0 | 0 | 0 | 0 | 0 | 0 | 0 | 0 | 0 | 0 | 0 | 0 | 0 | 0 | 0 | 0 | 0 | 0 | 0 | 0 | 0 | 0 | 0 | 0 | 0 | 0 | 0 | 0 | 0 | 0 | 0 | 0 | 0 | 0 | 0 | 0 | 0 | 0 | 0 | 0 | 0 | Gas-fired heat pump, COP 1.3 | Gas-fired heat pump, COP 1.3 | Gas-fired heat pump, COP 1.3 | Gas-fired heat pump, COP 1.3 | Gas-fired heat pump, COP 1.3 | Gas-fired heat pump, COP 1.3 | Gas-fired heat pump, COP 1.3 | Gas-fired heat pump, COP 1.3 | Gas-fired heat pump, COP 1.3 | Gas-fired heat pump, COP 1.3 | Gas-fired heat pump, COP 1.3 | Gas-fired heat pump, COP 1.3 | Gas-fired heat pump, COP 1.3 | Gas-fired heat pump, COP 1.3 | Gas-fired heat pump, COP 1.3 | Gas-fired heat pump, COP 1.3 | Gas-fired heat pump, COP 1.3 | Gas-fired heat pump, COP 1.3 | Gas-fired heat pump, COP 1.3 | Gas-fired heat pump, COP 1.3 | Gas-fired heat pump, COP 1.3 | Gas-fired heat pump, COP 1.3 | Gas-fired heat pump, COP 1.3 | Gas-fired heat pump, COP 1.3 | Gas-fired heat pump, COP 1.3 | Gas-fired heat pump, COP 1.3 | Gas-fired heat pump, COP 1.3 | Gas-fired heat pump, COP 1.3 | 195.1704 | 195.1704 | 195.1704 | 195.1704 | 195.1704 | 195.1704 | 195.1704 | 195.1704 | 195.1704 | 195.1704 | 195.1704 | 195.1704 | 195.1704 | 195.1704 | 195.1704 | 195.1704 | 195.1704 | 195.1704 | 195.1704 | 195.1704 | 195.1704 | 195.1704 | 195.1704 | 195.1704 | 195.1704 | 195.1704 | 195.1704 | 195.1704 | 0 | 0 | 0 | 0 | 0 | 0 | 0 | 0 | 0 | 0 | 0 | 0 | 0 | 0 | 0 | 0 | 0 | 0 | 0 | 0 | 0 | 0 | 0 | 0 | 0 | 0 | 0 | 0 | 0 | 0 | 0 | 0 | 0 | 0 | 0 | 0 | 0 | 0 | 0 | 0 | 0 | 0 | 0 | 0 | 0 | 0 | 0 | 0 | 0 | 0 | 0 | 0 | 0 | 0 | 0 | 0 | 0 | 0 | 0 | 0 | 0 | 0 | 0 | 0 | 0 | 0 | 0 | 0 | 0 | 0 | 0 | 0 | 0 | 0 | 0 | 0 | 0 | 0 | 0 | 0 | 0 | 0 | 0 | 0 | 0 | 0 | 0 | 0 | 0 | 0 | 0 | 0 | 0 | 0 | 0 | 0 | 0 | 0 | 0 | 0 | 0 | 0 | 0 | 0 | 0 | 0 | 0 | 0 | 0 | 0 | 0 | 0 | 0 | 0
Commercial Laundry - ENERGY STAR Washer (8.0)_Education_New_EnergyStar Front Loading Clothers Washer | Commercial Laundry - ENERGY STAR Washer (8.0)_Education_New | Commercial Laundry - ENERGY STAR Washer (8.0)_Commercial_New_Federal Standard Front-Loading Clothes Washer_EnergyStar Front Loading Clothers Washer | Commercial | Education | New | Miscellaneous | Natural Gas | Commercial Laundry - ENERGY STAR Washer (8.0) | NEQ | Federal Standard Front-Loading Clothes Washer | 11 | 11 | 11 | 0 | 0 | 0 | 0.08 | 0.2 | Retro5Med | 8.35569166605469E-06 | TBD | A | WCM489 | 0.7 | 0.42 | Washer | 0.0321 | 0 | 0 | 0 | 0 | Regional Technical Forum. Commercial Clothes Washers - Unit Energy Savings Workbook, Version 7.1. Northwest Power and Conservation Council. July 18, 2023 | Regional Technical Forum. Commercial Clothes Washers - Unit Energy Savings Workbook, Version 7.1. Northwest Power and Conservation Council. July 18, 2023 | Regional Technical Forum. Commercial Clothes Washers - Unit Energy Savings Workbook, Version 7.1. Northwest Power and Conservation Council. July 18, 2023 | 0 | 0 | 668.9719 | Federal Standard Front-Loading Clothes Washer | Federal Standard Front-Loading Clothes Washer | Federal Standard Front-Loading Clothes Washer | Federal Standard Front-Loading Clothes Washer | Federal Standard Front-Loading Clothes Washer | Federal Standard Front-Loading Clothes Washer | Federal Standard Front-Loading Clothes Washer | Federal Standard Front-Loading Clothes Washer | Federal Standard Front-Loading Clothes Washer | Federal Standard Front-Loading Clothes Washer | Federal Standard Front-Loading Clothes Washer | Federal Standard Front-Loading Clothes Washer | Federal Standard Front-Loading Clothes Washer | Federal Standard Front-Loading Clothes Washer | Federal Standard Front-Loading Clothes Washer | Federal Standard Front-Loading Clothes Washer | Federal Standard Front-Loading Clothes Washer | Federal Standard Front-Loading Clothes Washer | Federal Standard Front-Loading Clothes Washer | Federal Standard Front-Loading Clothes Washer | Federal Standard Front-Loading Clothes Washer | Federal Standard Front-Loading Clothes Washer | Federal Standard Front-Loading Clothes Washer | Federal Standard Front-Loading Clothes Washer | Federal Standard Front-Loading Clothes Washer | Federal Standard Front-Loading Clothes Washer | Federal Standard Front-Loading Clothes Washer | Federal Standard Front-Loading Clothes Washer | 0 | 0 | 0 | 0 | 0 | 0 | 0 | 0 | 0 | 0 | 0 | 0 | 0 | 0 | 0 | 0 | 0 | 0 | 0 | 0 | 0 | 0 | 0 | 0 | 0 | 0 | 0 | 0 | 0 | 0 | 0 | 0 | 0 | 0 | 0 | 0 | 0 | 0 | 0 | 0 | 0 | 0 | 0 | 0 | 0 | 0 | 0 | 0 | 0 | 0 | 0 | 0 | 0 | 0 | 0 | 0 | 0 | 0 | 0 | 0 | 0 | 0 | 0 | 0 | 0 | 0 | 0 | 0 | 0 | 0 | 0 | 0 | 0 | 0 | 0 | 0 | 0 | 0 | 0 | 0 | 0 | 0 | 0 | 0 | 0 | 0 | 0 | 0 | 0 | 0 | 0 | 0 | 0 | 0 | 0 | 0 | 0 | 0 | 0 | 0 | 0 | 0 | 0 | 0 | 0 | 0 | 0 | 0 | 0 | 0 | 0 | 0 | EnergyStar Front Loading Clothers Washer | EnergyStar Front Loading Clothers Washer | EnergyStar Front Loading Clothers Washer | EnergyStar Front Loading Clothers Washer | EnergyStar Front Loading Clothers Washer | EnergyStar Front Loading Clothers Washer | EnergyStar Front Loading Clothers Washer | EnergyStar Front Loading Clothers Washer | EnergyStar Front Loading Clothers Washer | EnergyStar Front Loading Clothers Washer | EnergyStar Front Loading Clothers Washer | EnergyStar Front Loading Clothers Washer | EnergyStar Front Loading Clothers Washer | EnergyStar Front Loading Clothers Washer | EnergyStar Front Loading Clothers Washer | EnergyStar Front Loading Clothers Washer | EnergyStar Front Loading Clothers Washer | EnergyStar Front Loading Clothers Washer | EnergyStar Front Loading Clothers Washer | EnergyStar Front Loading Clothers Washer | EnergyStar Front Loading Clothers Washer | EnergyStar Front Loading Clothers Washer | EnergyStar Front Loading Clothers Washer | EnergyStar Front Loading Clothers Washer | EnergyStar Front Loading Clothers Washer | EnergyStar Front Loading Clothers Washer | EnergyStar Front Loading Clothers Washer | EnergyStar Front Loading Clothers Washer | 668.9719 | 668.9719 | 668.9719 | 668.9719 | 668.9719 | 668.9719 | 668.9719 | 668.9719 | 668.9719 | 668.9719 | 668.9719 | 668.9719 | 668.9719 | 668.9719 | 668.9719 | 668.9719 | 668.9719 | 668.9719 | 668.9719 | 668.9719 | 668.9719 | 668.9719 | 668.9719 | 668.9719 | 668.9719 | 668.9719 | 668.9719 | 668.9719 | 0 | 0 | 0 | 0 | 0 | 0 | 0 | 0 | 0 | 0 | 0 | 0 | 0 | 0 | 0 | 0 | 0 | 0 | 0 | 0 | 0 | 0 | 0 | 0 | 0 | 0 | 0 | 0 | 0 | 0 | 0 | 0 | 0 | 0 | 0 | 0 | 0 | 0 | 0 | 0 | 0 | 0 | 0 | 0 | 0 | 0 | 0 | 0 | 0 | 0 | 0 | 0 | 0 | 0 | 0 | 0 | 0 | 0 | 0 | 0 | 0 | 0 | 0 | 0 | 0 | 0 | 0 | 0 | 0 | 0 | 0 | 0 | 0 | 0 | 0 | 0 | 0 | 0 | 0 | 0 | 0 | 0 | 0 | 0 | 0 | 0 | 0 | 0 | 0 | 0 | 0 | 0 | 0 | 0 | 0 | 0 | 0 | 0 | 0 | 0 | 0 | 0 | 0 | 0 | 0 | 0 | 0 | 0 | 0 | 0 | 0 | 0 | 0 | 0 | 0 | 0 | 0 | 0 | 0 | 0 | 0 | 0 | 0 | 0 | 0 | 0 | 0 | 0 | 0 | 0 | 0 | 0 | 0 | 0 | 0 | 0 | 0 | 0 | 0 | 0 | EnergyStar Front Loading Clothers Washer | EnergyStar Front Loading Clothers Washer | EnergyStar Front Loading Clothers Washer | EnergyStar Front Loading Clothers Washer | EnergyStar Front Loading Clothers Washer | EnergyStar Front Loading Clothers Washer | EnergyStar Front Loading Clothers Washer | EnergyStar Front Loading Clothers Washer | EnergyStar Front Loading Clothers Washer | EnergyStar Front Loading Clothers Washer | EnergyStar Front Loading Clothers Washer | EnergyStar Front Loading Clothers Washer | EnergyStar Front Loading Clothers Washer | EnergyStar Front Loading Clothers Washer | EnergyStar Front Loading Clothers Washer | EnergyStar Front Loading Clothers Washer | EnergyStar Front Loading Clothers Washer | EnergyStar Front Loading Clothers Washer | EnergyStar Front Loading Clothers Washer | EnergyStar Front Loading Clothers Washer | EnergyStar Front Loading Clothers Washer | EnergyStar Front Loading Clothers Washer | EnergyStar Front Loading Clothers Washer | EnergyStar Front Loading Clothers Washer | EnergyStar Front Loading Clothers Washer | EnergyStar Front Loading Clothers Washer | EnergyStar Front Loading Clothers Washer | EnergyStar Front Loading Clothers Washer | 668.9719 | 668.9719 | 668.9719 | 668.9719 | 668.9719 | 668.9719 | 668.9719 | 668.9719 | 668.9719 | 668.9719 | 668.9719 | 668.9719 | 668.9719 | 668.9719 | 668.9719 | 668.9719 | 668.9719 | 668.9719 | 668.9719 | 668.9719 | 668.9719 | 668.9719 | 668.9719 | 668.9719 | 668.9719 | 668.9719 | 668.9719 | 668.9719 | 0 | 0 | 0 | 0 | 0 | 0 | 0 | 0 | 0 | 0 | 0 | 0 | 0 | 0 | 0 | 0 | 0 | 0 | 0 | 0 | 0 | 0 | 0 | 0 | 0 | 0 | 0 | 0 | 0 | 0 | 0 | 0 | 0 | 0 | 0 | 0 | 0 | 0 | 0 | 0 | 0 | 0 | 0 | 0 | 0 | 0 | 0 | 0 | 0 | 0 | 0 | 0 | 0 | 0 | 0 | 0 | 0 | 0 | 0 | 0 | 0 | 0 | 0 | 0 | 0 | 0 | 0 | 0 | 0 | 0 | 0 | 0 | 0 | 0 | 0 | 0 | 0 | 0 | 0 | 0 | 0 | 0 | 0 | 0 | 0 | 0 | 0 | 0 | 0 | 0 | 0 | 0 | 0 | 0 | 0 | 0 | 0 | 0 | 0 | 0 | 0 | 0 | 0 | 0 | 0 | 0 | 0 | 0 | 0 | 0 | 0 | 0 | 0 | 0
Commercial Laundry - Dryer Efficiency Retrofit_Education_New_Commercial gas dryer retrofitted with a two-stage modulating gas valve kit | Commercial Laundry - Dryer Efficiency Retrofit_Education_New | Commercial Laundry - Dryer Efficiency Retrofit_Commercial_New_Commercial gas dryer with no modulating capabilities_Commercial gas dryer retrofitted with a two-stage modulating gas valve kit | Commercial | Education | New | Miscellaneous | Natural Gas | Commercial Laundry - Dryer Efficiency Retrofit | NEQ | Commercial gas dryer with no modulating capabilities | 10 | 10 | 10 | 0.5741 | 0 | 0 | 0.042 | 0.07 | Retro5Med | 8.35569166605469E-06 | TBD | A | WCM490 | 0.7 | 0.42 | Washer | 0.0321 | 0 | 0 | 0 | 0 | IL TRM v13 - 4.9.3 - Modulating Commercial Gas Clothes Dryer - CI-MSC-MODD-V02-230101 ¦ IL TRM v13 - 4.9.9 - Commercial Clothes Dryer Moisture Sensor - CI-MSC-CDMS-V02-230101 | IL TRM v13 - 4.9.3 - Modulating Commercial Gas Clothes Dryer - CI-MSC-MODD-V02-230101 ¦ IL TRM v13 - 4.9.9 - Commercial Clothes Dryer Moisture Sensor - CI-MSC-CDMS-V02-230101 | IL TRM v13 - 4.9.3 - Modulating Commercial Gas Clothes Dryer - CI-MSC-MODD-V02-230101 ¦ IL TRM v13 - 4.9.9 - Commercial Clothes Dryer Moisture Sensor - CI-MSC-CDMS-V02-230101 | 0 | 0 | 799.6811 | Commercial gas dryer with no modulating capabilities | Commercial gas dryer with no modulating capabilities | Commercial gas dryer with no modulating capabilities | Commercial gas dryer with no modulating capabilities | Commercial gas dryer with no modulating capabilities | Commercial gas dryer with no modulating capabilities | Commercial gas dryer with no modulating capabilities | Commercial gas dryer with no modulating capabilities | Commercial gas dryer with no modulating capabilities | Commercial gas dryer with no modulating capabilities | Commercial gas dryer with no modulating capabilities | Commercial gas dryer with no modulating capabilities | Commercial gas dryer with no modulating capabilities | Commercial gas dryer with no modulating capabilities | Commercial gas dryer with no modulating capabilities | Commercial gas dryer with no modulating capabilities | Commercial gas dryer with no modulating capabilities | Commercial gas dryer with no modulating capabilities | Commercial gas dryer with no modulating capabilities | Commercial gas dryer with no modulating capabilities | Commercial gas dryer with no modulating capabilities | Commercial gas dryer with no modulating capabilities | Commercial gas dryer with no modulating capabilities | Commercial gas dryer with no modulating capabilities | Commercial gas dryer with no modulating capabilities | Commercial gas dryer with no modulating capabilities | Commercial gas dryer with no modulating capabilities | Commercial gas dryer with no modulating capabilities | 0 | 0 | 0 | 0 | 0 | 0 | 0 | 0 | 0 | 0 | 0 | 0 | 0 | 0 | 0 | 0 | 0 | 0 | 0 | 0 | 0 | 0 | 0 | 0 | 0 | 0 | 0 | 0 | 0 | 0 | 0 | 0 | 0 | 0 | 0 | 0 | 0 | 0 | 0 | 0 | 0 | 0 | 0 | 0 | 0 | 0 | 0 | 0 | 0 | 0 | 0 | 0 | 0 | 0 | 0 | 0 | 0 | 0 | 0 | 0 | 0 | 0 | 0 | 0 | 0 | 0 | 0 | 0 | 0 | 0 | 0 | 0 | 0 | 0 | 0 | 0 | 0 | 0 | 0 | 0 | 0 | 0 | 0 | 0 | 0 | 0 | 0 | 0 | 0 | 0 | 0 | 0 | 0 | 0 | 0 | 0 | 0 | 0 | 0 | 0 | 0 | 0 | 0 | 0 | 0 | 0 | 0 | 0 | 0 | 0 | 0 | 0 | Commercial gas dryer retrofitted with a two-stage modulating gas valve kit | Commercial gas dryer retrofitted with a two-stage modulating gas valve kit | Commercial gas dryer retrofitted with a two-stage modulating gas valve kit | Commercial gas dryer retrofitted with a two-stage modulating gas valve kit | Commercial gas dryer retrofitted with a two-stage modulating gas valve kit | Commercial gas dryer retrofitted with a two-stage modulating gas valve kit | Commercial gas dryer retrofitted with a two-stage modulating gas valve kit | Commercial gas dryer retrofitted with a two-stage modulating gas valve kit | Commercial gas dryer retrofitted with a two-stage modulating gas valve kit | Commercial gas dryer retrofitted with a two-stage modulating gas valve kit | Commercial gas dryer retrofitted with a two-stage modulating gas valve kit | Commercial gas dryer retrofitted with a two-stage modulating gas valve kit | Commercial gas dryer retrofitted with a two-stage modulating gas valve kit | Commercial gas dryer retrofitted with a two-stage modulating gas valve kit | Commercial gas dryer retrofitted with a two-stage modulating gas valve kit | Commercial gas dryer retrofitted with a two-stage modulating gas valve kit | Commercial gas dryer retrofitted with a two-stage modulating gas valve kit | Commercial gas dryer retrofitted with a two-stage modulating gas valve kit | Commercial gas dryer retrofitted with a two-stage modulating gas valve kit | Commercial gas dryer retrofitted with a two-stage modulating gas valve kit | Commercial gas dryer retrofitted with a two-stage modulating gas valve kit | Commercial gas dryer retrofitted with a two-stage modulating gas valve kit | Commercial gas dryer retrofitted with a two-stage modulating gas valve kit | Commercial gas dryer retrofitted with a two-stage modulating gas valve kit | Commercial gas dryer retrofitted with a two-stage modulating gas valve kit | Commercial gas dryer retrofitted with a two-stage modulating gas valve kit | Commercial gas dryer retrofitted with a two-stage modulating gas valve kit | Commercial gas dryer retrofitted with a two-stage modulating gas valve kit | 799.6811 | 799.6811 | 799.6811 | 799.6811 | 799.6811 | 799.6811 | 799.6811 | 799.6811 | 799.6811 | 799.6811 | 799.6811 | 799.6811 | 799.6811 | 799.6811 | 799.6811 | 799.6811 | 799.6811 | 799.6811 | 799.6811 | 799.6811 | 799.6811 | 799.6811 | 799.6811 | 799.6811 | 799.6811 | 799.6811 | 799.6811 | 799.6811 | 0.5741 | 0.5741 | 0.5741 | 0.5741 | 0.5741 | 0.5741 | 0.5741 | 0.5741 | 0.5741 | 0.5741 | 0.5741 | 0.5741 | 0.5741 | 0.5741 | 0.5741 | 0.5741 | 0.5741 | 0.5741 | 0.5741 | 0.5741 | 0.5741 | 0.5741 | 0.5741 | 0.5741 | 0.5741 | 0.5741 | 0.5741 | 0.5741 | 0 | 0 | 0 | 0 | 0 | 0 | 0 | 0 | 0 | 0 | 0 | 0 | 0 | 0 | 0 | 0 | 0 | 0 | 0 | 0 | 0 | 0 | 0 | 0 | 0 | 0 | 0 | 0 | 0 | 0 | 0 | 0 | 0 | 0 | 0 | 0 | 0 | 0 | 0 | 0 | 0 | 0 | 0 | 0 | 0 | 0 | 0 | 0 | 0 | 0 | 0 | 0 | 0 | 0 | 0 | 0 | 0 | 0 | 0 | 0 | 0 | 0 | 0 | 0 | 0 | 0 | 0 | 0 | 0 | 0 | 0 | 0 | 0 | 0 | 0 | 0 | 0 | 0 | 0 | 0 | 0 | 0 | 0 | 0 | 0 | 0 | 0 | 0 | 0 | 0 | 0 | 0 | 0 | 0 | 0 | 0 | 0 | 0 | 0 | 0 | 0 | 0 | 0 | 0 | 0 | 0 | 0 | 0 | 0 | 0 | 0 | 0 | Commercial gas dryer retrofitted with a two-stage modulating gas valve kit | Commercial gas dryer retrofitted with a two-stage modulating gas valve kit | Commercial gas dryer retrofitted with a two-stage modulating gas valve kit | Commercial gas dryer retrofitted with a two-stage modulating gas valve kit | Commercial gas dryer retrofitted with a two-stage modulating gas valve kit | Commercial gas dryer retrofitted with a two-stage modulating gas valve kit | Commercial gas dryer retrofitted with a two-stage modulating gas valve kit | Commercial gas dryer retrofitted with a two-stage modulating gas valve kit | Commercial gas dryer retrofitted with a two-stage modulating gas valve kit | Commercial gas dryer retrofitted with a two-stage modulating gas valve kit | Commercial gas dryer retrofitted with a two-stage modulating gas valve kit | Commercial gas dryer retrofitted with a two-stage modulating gas valve kit | Commercial gas dryer retrofitted with a two-stage modulating gas valve kit | Commercial gas dryer retrofitted with a two-stage modulating gas valve kit | Commercial gas dryer retrofitted with a two-stage modulating gas valve kit | Commercial gas dryer retrofitted with a two-stage modulating gas valve kit | Commercial gas dryer retrofitted with a two-stage modulating gas valve kit | Commercial gas dryer retrofitted with a two-stage modulating gas valve kit | Commercial gas dryer retrofitted with a two-stage modulating gas valve kit | Commercial gas dryer retrofitted with a two-stage modulating gas valve kit | Commercial gas dryer retrofitted with a two-stage modulating gas valve kit | Commercial gas dryer retrofitted with a two-stage modulating gas valve kit | Commercial gas dryer retrofitted with a two-stage modulating gas valve kit | Commercial gas dryer retrofitted with a two-stage modulating gas valve kit | Commercial gas dryer retrofitted with a two-stage modulating gas valve kit | Commercial gas dryer retrofitted with a two-stage modulating gas valve kit | Commercial gas dryer retrofitted with a two-stage modulating gas valve kit | Commercial gas dryer retrofitted with a two-stage modulating gas valve kit | 799.6811 | 799.6811 | 799.6811 | 799.6811 | 799.6811 | 799.6811 | 799.6811 | 799.6811 | 799.6811 | 799.6811 | 799.6811 | 799.6811 | 799.6811 | 799.6811 | 799.6811 | 799.6811 | 799.6811 | 799.6811 | 799.6811 | 799.6811 | 799.6811 | 799.6811 | 799.6811 | 799.6811 | 799.6811 | 799.6811 | 799.6811 | 799.6811 | 0.5741 | 0.5741 | 0.5741 | 0.5741 | 0.5741 | 0.5741 | 0.5741 | 0.5741 | 0.5741 | 0.5741 | 0.5741 | 0.5741 | 0.5741 | 0.5741 | 0.5741 | 0.5741 | 0.5741 | 0.5741 | 0.5741 | 0.5741 | 0.5741 | 0.5741 | 0.5741 | 0.5741 | 0.5741 | 0.5741 | 0.5741 | 0.5741 | 0 | 0 | 0 | 0 | 0 | 0 | 0 | 0 | 0 | 0 | 0 | 0 | 0 | 0 | 0 | 0 | 0 | 0 | 0 | 0 | 0 | 0 | 0 | 0 | 0 | 0 | 0 | 0 | 0 | 0 | 0 | 0 | 0 | 0 | 0 | 0 | 0 | 0 | 0 | 0 | 0 | 0 | 0 | 0 | 0 | 0 | 0 | 0 | 0 | 0 | 0 | 0 | 0 | 0 | 0 | 0 | 0 | 0 | 0 | 0 | 0 | 0 | 0 | 0 | 0 | 0 | 0 | 0 | 0 | 0 | 0 | 0 | 0 | 0 | 0 | 0 | 0 | 0 | 0 | 0 | 0 | 0 | 0 | 0 | 0 | 0
Advanced New Construction Designs_Education_Existing_Not Applicable Segment or Vintage | Advanced New Construction Designs_Education_Existing | Advanced New Construction Designs_Commercial_Existing_Not Applicable Segment or Vintage_Not Applicable Segment or Vintage | Commercial | Education | Existing | Water Heating | Natural Gas | Advanced New Construction Designs | NEQ | Not Applicable Segment or Vintage | 20 | 20 | 20 | 0 | 0 | 0 | 0.25 | 0.75 | RetroEven20 | 0.03333333333333333 | TBD | A | WCM446 | 0.7 | 0.42 | sqft | 0.0321 | 0 | 0 | 0 | 0 | Not Applicable Segment or Vintage | Not Applicable Segment or Vintage | Not Applicable Segment or Vintage | 0 | 0 | 0 | Not Applicable Segment or Vintage | Not Applicable Segment or Vintage | Not Applicable Segment or Vintage | Not Applicable Segment or Vintage | Not Applicable Segment or Vintage | Not Applicable Segment or Vintage | Not Applicable Segment or Vintage | Not Applicable Segment or Vintage | Not Applicable Segment or Vintage | Not Applicable Segment or Vintage | Not Applicable Segment or Vintage | Not Applicable Segment or Vintage | Not Applicable Segment or Vintage | Not Applicable Segment or Vintage | Not Applicable Segment or Vintage | Not Applicable Segment or Vintage | Not Applicable Segment or Vintage | Not Applicable Segment or Vintage | Not Applicable Segment or Vintage | Not Applicable Segment or Vintage | Not Applicable Segment or Vintage | Not Applicable Segment or Vintage | Not Applicable Segment or Vintage | Not Applicable Segment or Vintage | Not Applicable Segment or Vintage | Not Applicable Segment or Vintage | Not Applicable Segment or Vintage | Not Applicable Segment or Vintage | 0 | 0 | 0 | 0 | 0 | 0 | 0 | 0 | 0 | 0 | 0 | 0 | 0 | 0 | 0 | 0 | 0 | 0 | 0 | 0 | 0 | 0 | 0 | 0 | 0 | 0 | 0 | 0 | 0 | 0 | 0 | 0 | 0 | 0 | 0 | 0 | 0 | 0 | 0 | 0 | 0 | 0 | 0 | 0 | 0 | 0 | 0 | 0 | 0 | 0 | 0 | 0 | 0 | 0 | 0 | 0 | 0 | 0 | 0 | 2396845.728318905 | 2396845.728318905 | 2396845.728318905 | 2396845.7283189045 | 2396845.728318905 | 2396845.7283189045 | 2396845.7283189045 | 2396845.728318905 | 2396845.728318905 | 2396845.728318905 | 2396845.728318905 | 2396845.728318905 | 2396845.728318905 | 2396845.728318905 | 2396845.728318905 | 2396845.7283189055 | 2396845.7283189055 | 2396845.728318905 | 2396845.728318905 | 1597897.1522126033 | 0 | 0 | 0 | 0 | 0 | 0 | 0 | 0 | 2396845.728318905 | 4793691.45663781 | 7190537.1849567145 | 9587382.913275618 | 11984228.641594524 | 14381074.369913429 | 16777920.098232333 | 19174765.826551236 | 21571611.55487014 | 23968457.283189043 | 26365303.011507947 | 28762148.73982685 | 31158994.468145754 | 33555840.19646466 | 35952685.924783565 | 38349531.65310247 | 40746377.38142138 | 43143223.10974029 | 45540068.838059194 | 47137965.9902718 | 47137965.9902718 | 47137965.9902718 | 47137965.9902718 | 47137965.9902718 | 47137965.9902718 | Not Applicable Segment or Vintage | Not Applicable Segment or Vintage | Not Applicable Segment or Vintage | Not Applicable Segment or Vintage | Not Applicable Segment or Vintage | Not Applicable Segment or Vintage | Not Applicable Segment or Vintage | Not Applicable Segment or Vintage | Not Applicable Segment or Vintage | Not Applicable Segment or Vintage | Not Applicable Segment or Vintage | Not Applicable Segment or Vintage | Not Applicable Segment or Vintage | Not Applicable Segment or Vintage | Not Applicable Segment or Vintage | Not Applicable Segment or Vintage | Not Applicable Segment or Vintage | Not Applicable Segment or Vintage | Not Applicable Segment or Vintage | Not Applicable Segment or Vintage | Not Applicable Segment or Vintage | Not Applicable Segment or Vintage | Not Applicable Segment or Vintage | Not Applicable Segment or Vintage | Not Applicable Segment or Vintage | Not Applicable Segment or Vintage | Not Applicable Segment or Vintage | Not Applicable Segment or Vintage | 0 | 0 | 0 | 0 | 0 | 0 | 0 | 0 | 0 | 0 | 0 | 0 | 0 | 0 | 0 | 0 | 0 | 0 | 0 | 0 | 0 | 0 | 0 | 0 | 0 | 0 | 0 | 0 | 0 | 0 | 0 | 0 | 0 | 0 | 0 | 0 | 0 | 0 | 0 | 0 | 0 | 0 | 0 | 0 | 0 | 0 | 0 | 0 | 0 | 0 | 0 | 0 | 0 | 0 | 0 | 0 | 0 | 0 | 0 | 0 | 0 | 0 | 0 | 0 | 0 | 0 | 0 | 0 | 0 | 0 | 0 | 0 | 0 | 0 | 0 | 0 | 0 | 0 | 0 | 0 | 0 | 0 | 0 | 0 | 0 | 0 | 0 | 0 | 0 | 0 | 0 | 0 | 0 | 0 | 0 | 0 | 0 | 0 | 0 | 0 | 0 | 0 | 0 | 0 | 0 | 0 | 0 | 0 | 0 | 0 | 0 | 0 | 0 | 0 | 0 | 0 | 0 | 0 | 0 | 0 | 0 | 0 | 0 | 0 | 0 | 0 | 0 | 0 | 0 | 0 | 0 | 0 | 0 | 0 | 0 | 0 | 0 | 0 | 0 | 0 | 0 | 0 | 0 | 0 | 0 | 0 | 0 | 0 | 0 | 0 | 0 | 0 | 0 | 0 | 0 | 0 | 0 | 0 | 0 | 0 | 0 | 0 | 0 | 0 | 0 | 0 | 0 | 0 | Not Applicable Segment or Vintage | Not Applicable Segment or Vintage | Not Applicable Segment or Vintage | Not Applicable Segment or Vintage | Not Applicable Segment or Vintage | Not Applicable Segment or Vintage | Not Applicable Segment or Vintage | Not Applicable Segment or Vintage | Not Applicable Segment or Vintage | Not Applicable Segment or Vintage | Not Applicable Segment or Vintage | Not Applicable Segment or Vintage | Not Applicable Segment or Vintage | Not Applicable Segment or Vintage | Not Applicable Segment or Vintage | Not Applicable Segment or Vintage | Not Applicable Segment or Vintage | Not Applicable Segment or Vintage | Not Applicable Segment or Vintage | Not Applicable Segment or Vintage | Not Applicable Segment or Vintage | Not Applicable Segment or Vintage | Not Applicable Segment or Vintage | Not Applicable Segment or Vintage | Not Applicable Segment or Vintage | Not Applicable Segment or Vintage | Not Applicable Segment or Vintage | Not Applicable Segment or Vintage | 0 | 0 | 0 | 0 | 0 | 0 | 0 | 0 | 0 | 0 | 0 | 0 | 0 | 0 | 0 | 0 | 0 | 0 | 0 | 0 | 0 | 0 | 0 | 0 | 0 | 0 | 0 | 0 | 0 | 0 | 0 | 0 | 0 | 0 | 0 | 0 | 0 | 0 | 0 | 0 | 0 | 0 | 0 | 0 | 0 | 0 | 0 | 0 | 0 | 0 | 0 | 0 | 0 | 0 | 0 | 0 | 0 | 0 | 0 | 0 | 0 | 0 | 0 | 0 | 0 | 0 | 0 | 0 | 0 | 0 | 0 | 0 | 0 | 0 | 0 | 0 | 0 | 0 | 0 | 0 | 0 | 0 | 0 | 0 | 0 | 0 | 0 | 0 | 0 | 0 | 0 | 0 | 0 | 0 | 0 | 0 | 0 | 0 | 0 | 0 | 0 | 0 | 0 | 0 | 0 | 0 | 0 | 0 | 0 | 0 | 0 | 0 | 0 | 0 | 0 | 0 | 0 | 0 | 0 | 0 | 0 | 0 | 0 | 0 | 0 | 0 | 0 | 0 | 0 | 0 | 0 | 0 | 0 | 0 | 0 | 0 | 0 | 0 | 0 | 0 | 0 | 0
Water Heater - Drainwater Heat Recovery_Education_New_DWHR unit retrofitted to the main drain which includes outlets from showers, sinks and other fixtures too. | Water Heater - Drainwater Heat Recovery_Education_New | Water Heater - Drainwater Heat Recovery_Commercial_New_Storage type water heater without DWHR devices_DWHR unit retrofitted to the main drain which includes outlets from showers, sinks and other fixtures too. | Commercial | Education | New | Water Heating | Natural Gas | Water Heater - Drainwater Heat Recovery | NEQ | Storage type water heater without DWHR devices | 30 | 30 | 30 | 2.2696 | 0 | 0 | 0 | 0.25 | Retro1Slow | 0.012666666666666666 | TBD | A | WCM483 | 0.7 | 0.42 | showerhead | 0.0321 | 0 | 0 | 0 | 0 | IL TRM v12 - 5.4.11 - Drain Water Heat Recovery - RS-DHW-DWHR-V04-240101 | IL TRM v12 - 5.4.11 - Drain Water Heat Recovery - RS-DHW-DWHR-V04-240101 ¦ Cost adjusted for retrofit applications to account for expected increase in cost. | IL TRM v12 - 5.4.11 - Drain Water Heat Recovery - RS-DHW-DWHR-V04-240101 ¦ AEG adjusted with Regional Technical Forum research | 0 | 0 | 986.4961 | Storage type water heater without DWHR devices | Storage type water heater without DWHR devices | Storage type water heater without DWHR devices | Storage type water heater without DWHR devices | Storage type water heater without DWHR devices | Storage type water heater without DWHR devices | Storage type water heater without DWHR devices | Storage type water heater without DWHR devices | Storage type water heater without DWHR devices | Storage type water heater without DWHR devices | Storage type water heater without DWHR devices | Storage type water heater without DWHR devices | Storage type water heater without DWHR devices | Storage type water heater without DWHR devices | Storage type water heater without DWHR devices | Storage type water heater without DWHR devices | Storage type water heater without DWHR devices | Storage type water heater without DWHR devices | Storage type water heater without DWHR devices | Storage type water heater without DWHR devices | Storage type water heater without DWHR devices | Storage type water heater without DWHR devices | Storage type water heater without DWHR devices | Storage type water heater without DWHR devices | Storage type water heater without DWHR devices | Storage type water heater without DWHR devices | Storage type water heater without DWHR devices | Storage type water heater without DWHR devices | 0 | 0 | 0 | 0 | 0 | 0 | 0 | 0 | 0 | 0 | 0 | 0 | 0 | 0 | 0 | 0 | 0 | 0 | 0 | 0 | 0 | 0 | 0 | 0 | 0 | 0 | 0 | 0 | 0 | 0 | 0 | 0 | 0 | 0 | 0 | 0 | 0 | 0 | 0 | 0 | 0 | 0 | 0 | 0 | 0 | 0 | 0 | 0 | 0 | 0 | 0 | 0 | 0 | 0 | 0 | 0 | 0 | 0 | 0 | 0 | 0 | 0 | 0 | 0 | 0 | 0 | 0 | 0 | 0 | 0 | 0 | 0 | 0 | 0 | 0 | 0 | 0 | 0 | 0 | 0 | 0 | 0 | 0 | 0 | 0 | 0 | 0 | 0 | 0 | 0 | 0 | 0 | 0 | 0 | 0 | 0 | 0 | 0 | 0 | 0 | 0 | 0 | 0 | 0 | 0 | 0 | 0 | 0 | 0 | 0 | 0 | 0 | DWHR unit retrofitted to the main drain which includes outlets from showers, sinks and other fixtures too. | DWHR unit retrofitted to the main drain which includes outlets from showers, sinks and other fixtures too. | DWHR unit retrofitted to the main drain which includes outlets from showers, sinks and other fixtures too. | DWHR unit retrofitted to the main drain which includes outlets from showers, sinks and other fixtures too. | DWHR unit retrofitted to the main drain which includes outlets from showers, sinks and other fixtures too. | DWHR unit retrofitted to the main drain which includes outlets from showers, sinks and other fixtures too. | DWHR unit retrofitted to the main drain which includes outlets from showers, sinks and other fixtures too. | DWHR unit retrofitted to the main drain which includes outlets from showers, sinks and other fixtures too. | DWHR unit retrofitted to the main drain which includes outlets from showers, sinks and other fixtures too. | DWHR unit retrofitted to the main drain which includes outlets from showers, sinks and other fixtures too. | DWHR unit retrofitted to the main drain which includes outlets from showers, sinks and other fixtures too. | DWHR unit retrofitted to the main drain which includes outlets from showers, sinks and other fixtures too. | DWHR unit retrofitted to the main drain which includes outlets from showers, sinks and other fixtures too. | DWHR unit retrofitted to the main drain which includes outlets from showers, sinks and other fixtures too. | DWHR unit retrofitted to the main drain which includes outlets from showers, sinks and other fixtures too. | DWHR unit retrofitted to the main drain which includes outlets from showers, sinks and other fixtures too. | DWHR unit retrofitted to the main drain which includes outlets from showers, sinks and other fixtures too. | DWHR unit retrofitted to the main drain which includes outlets from showers, sinks and other fixtures too. | DWHR unit retrofitted to the main drain which includes outlets from showers, sinks and other fixtures too. | DWHR unit retrofitted to the main drain which includes outlets from showers, sinks and other fixtures too. | DWHR unit retrofitted to the main drain which includes outlets from showers, sinks and other fixtures too. | DWHR unit retrofitted to the main drain which includes outlets from showers, sinks and other fixtures too. | DWHR unit retrofitted to the main drain which includes outlets from showers, sinks and other fixtures too. | DWHR unit retrofitted to the main drain which includes outlets from showers, sinks and other fixtures too. | DWHR unit retrofitted to the main drain which includes outlets from showers, sinks and other fixtures too. | DWHR unit retrofitted to the main drain which includes outlets from showers, sinks and other fixtures too. | DWHR unit retrofitted to the main drain which includes outlets from showers, sinks and other fixtures too. | DWHR unit retrofitted to the main drain which includes outlets from showers, sinks and other fixtures too. | 986.4961 | 986.4961 | 986.4961 | 986.4961 | 986.4961 | 986.4961 | 986.4961 | 986.4961 | 986.4961 | 986.4961 | 986.4961 | 986.4961 | 986.4961 | 986.4961 | 986.4961 | 986.4961 | 986.4961 | 986.4961 | 986.4961 | 986.4961 | 986.4961 | 986.4961 | 986.4961 | 986.4961 | 986.4961 | 986.4961 | 986.4961 | 986.4961 | 2.2696 | 2.2696 | 2.2696 | 2.2696 | 2.2696 | 2.2696 | 2.2696 | 2.2696 | 2.2696 | 2.2696 | 2.2696 | 2.2696 | 2.2696 | 2.2696 | 2.2696 | 2.2696 | 2.2696 | 2.2696 | 2.2696 | 2.2696 | 2.2696 | 2.2696 | 2.2696 | 2.2696 | 2.2696 | 2.2696 | 2.2696 | 2.2696 | 0 | 0 | 0 | 0 | 0 | 0 | 0 | 0 | 0 | 0 | 0 | 0 | 0 | 0 | 0 | 0 | 0 | 0 | 0 | 0 | 0 | 0 | 0 | 0 | 0 | 0 | 0 | 0 | 0 | 0 | 0 | 0 | 0 | 0 | 0 | 0 | 0 | 0 | 0 | 0 | 0 | 0 | 0 | 0 | 0 | 0 | 0 | 0 | 0 | 0 | 0 | 0 | 0 | 0 | 0 | 0 | 0 | 0 | 0 | 0 | 0 | 0 | 0 | 0 | 0 | 0 | 0 | 0 | 0 | 0 | 0 | 0 | 0 | 0 | 0 | 0 | 0 | 0 | 0 | 0 | 0 | 0 | 0 | 0 | 0 | 0 | 0 | 0 | 0 | 0 | 0 | 0 | 0 | 0 | 0 | 0 | 0 | 0 | 0 | 0 | 0 | 0 | 0 | 0 | 0 | 0 | 0 | 0 | 0 | 0 | 0 | 0 | DWHR unit retrofitted to the main drain which includes outlets from showers, sinks and other fixtures too. | DWHR unit retrofitted to the main drain which includes outlets from showers, sinks and other fixtures too. | DWHR unit retrofitted to the main drain which includes outlets from showers, sinks and other fixtures too. | DWHR unit retrofitted to the main drain which includes outlets from showers, sinks and other fixtures too. | DWHR unit retrofitted to the main drain which includes outlets from showers, sinks and other fixtures too. | DWHR unit retrofitted to the main drain which includes outlets from showers, sinks and other fixtures too. | DWHR unit retrofitted to the main drain which includes outlets from showers, sinks and other fixtures too. | DWHR unit retrofitted to the main drain which includes outlets from showers, sinks and other fixtures too. | DWHR unit retrofitted to the main drain which includes outlets from showers, sinks and other fixtures too. | DWHR unit retrofitted to the main drain which includes outlets from showers, sinks and other fixtures too. | DWHR unit retrofitted to the main drain which includes outlets from showers, sinks and other fixtures too. | DWHR unit retrofitted to the main drain which includes outlets from showers, sinks and other fixtures too. | DWHR unit retrofitted to the main drain which includes outlets from showers, sinks and other fixtures too. | DWHR unit retrofitted to the main drain which includes outlets from showers, sinks and other fixtures too. | DWHR unit retrofitted to the main drain which includes outlets from showers, sinks and other fixtures too. | DWHR unit retrofitted to the main drain which includes outlets from showers, sinks and other fixtures too. | DWHR unit retrofitted to the main drain which includes outlets from showers, sinks and other fixtures too. | DWHR unit retrofitted to the main drain which includes outlets from showers, sinks and other fixtures too. | DWHR unit retrofitted to the main drain which includes outlets from showers, sinks and other fixtures too. | DWHR unit retrofitted to the main drain which includes outlets from showers, sinks and other fixtures too. | DWHR unit retrofitted to the main drain which includes outlets from showers, sinks and other fixtures too. | DWHR unit retrofitted to the main drain which includes outlets from showers, sinks and other fixtures too. | DWHR unit retrofitted to the main drain which includes outlets from showers, sinks and other fixtures too. | DWHR unit retrofitted to the main drain which includes outlets from showers, sinks and other fixtures too. | DWHR unit retrofitted to the main drain which includes outlets from showers, sinks and other fixtures too. | DWHR unit retrofitted to the main drain which includes outlets from showers, sinks and other fixtures too. | DWHR unit retrofitted to the main drain which includes outlets from showers, sinks and other fixtures too. | DWHR unit retrofitted to the main drain which includes outlets from showers, sinks and other fixtures too. | 986.4961 | 986.4961 | 986.4961 | 986.4961 | 986.4961 | 986.4961 | 986.4961 | 986.4961 | 986.4961 | 986.4961 | 986.4961 | 986.4961 | 986.4961 | 986.4961 | 986.4961 | 986.4961 | 986.4961 | 986.4961 | 986.4961 | 986.4961 | 986.4961 | 986.4961 | 986.4961 | 986.4961 | 986.4961 | 986.4961 | 986.4961 | 986.4961 | 2.2696 | 2.2696 | 2.2696 | 2.2696 | 2.2696 | 2.2696 | 2.2696 | 2.2696 | 2.2696 | 2.2696 | 2.2696 | 2.2696 | 2.2696 | 2.2696 | 2.2696 | 2.2696 | 2.2696 | 2.2696 | 2.2696 | 2.2696 | 2.2696 | 2.2696 | 2.2696 | 2.2696 | 2.2696 | 2.2696 | 2.2696 | 2.2696 | 0 | 0 | 0 | 0 | 0 | 0 | 0 | 0 | 0 | 0 | 0 | 0 | 0 | 0 | 0 | 0 | 0 | 0 | 0 | 0 | 0 | 0 | 0 | 0 | 0 | 0 | 0 | 0 | 0 | 0 | 0 | 0 | 0 | 0 | 0 | 0 | 0 | 0 | 0 | 0 | 0 | 0 | 0 | 0 | 0 | 0 | 0 | 0 | 0 | 0 | 0 | 0 | 0 | 0 | 0 | 0 | 0 | 0 | 0 | 0 | 0 | 0 | 0 | 0 | 0 | 0 | 0 | 0 | 0 | 0 | 0 | 0 | 0 | 0 | 0 | 0 | 0 | 0 | 0 | 0 | 0 | 0 | 0 | 0 | 0 | 0
Water Heater - Pipe Insulation_Education_New_Not Applicable Segment or Vintage | Water Heater - Pipe Insulation_Education_New | Water Heater - Pipe Insulation_Commercial_New_Not Applicable Segment or Vintage_Not Applicable Segment or Vintage | Commercial | Education | New | Water Heating | Natural Gas | Water Heater - Pipe Insulation | NEQ | Not Applicable Segment or Vintage | 15 | 15 | 15 | 0 | 0 | 0 | 0 | 0 | Retro3Slow | 0.004128203794943829 | TBD | A | WCM484 | 0.7 | 0.42 | sqft | 0.0321 | 0 | 0 | 0 | 0 | Not Applicable Segment or Vintage | Not Applicable Segment or Vintage | Not Applicable Segment or Vintage | 0 | 0 | 0 | Not Applicable Segment or Vintage | Not Applicable Segment or Vintage | Not Applicable Segment or Vintage | Not Applicable Segment or Vintage | Not Applicable Segment or Vintage | Not Applicable Segment or Vintage | Not Applicable Segment or Vintage | Not Applicable Segment or Vintage | Not Applicable Segment or Vintage | Not Applicable Segment or Vintage | Not Applicable Segment or Vintage | Not Applicable Segment or Vintage | Not Applicable Segment or Vintage | Not Applicable Segment or Vintage | Not Applicable Segment or Vintage | Not Applicable Segment or Vintage | Not Applicable Segment or Vintage | Not Applicable Segment or Vintage | Not Applicable Segment or Vintage | Not Applicable Segment or Vintage | Not Applicable Segment or Vintage | Not Applicable Segment or Vintage | Not Applicable Segment or Vintage | Not Applicable Segment or Vintage | Not Applicable Segment or Vintage | Not Applicable Segment or Vintage | Not Applicable Segment or Vintage | Not Applicable Segment or Vintage | 0 | 0 | 0 | 0 | 0 | 0 | 0 | 0 | 0 | 0 | 0 | 0 | 0 | 0 | 0 | 0 | 0 | 0 | 0 | 0 | 0 | 0 | 0 | 0 | 0 | 0 | 0 | 0 | 0 | 0 | 0 | 0 | 0 | 0 | 0 | 0 | 0 | 0 | 0 | 0 | 0 | 0 | 0 | 0 | 0 | 0 | 0 | 0 | 0 | 0 | 0 | 0 | 0 | 0 | 0 | 0 | 0 | 0 | 0 | 0 | 0 | 0 | 0 | 0 | 0 | 0 | 0 | 0 | 0 | 0 | 0 | 0 | 0 | 0 | 0 | 0 | 0 | 0 | 0 | 0 | 0 | 0 | 0 | 0 | 0 | 0 | 0 | 0 | 0 | 0 | 0 | 0 | 0 | 0 | 0 | 0 | 0 | 0 | 0 | 0 | 0 | 0 | 0 | 0 | 0 | 0 | 0 | 0 | 0 | 0 | 0 | 0 | Not Applicable Segment or Vintage | Not Applicable Segment or Vintage | Not Applicable Segment or Vintage | Not Applicable Segment or Vintage | Not Applicable Segment or Vintage | Not Applicable Segment or Vintage | Not Applicable Segment or Vintage | Not Applicable Segment or Vintage | Not Applicable Segment or Vintage | Not Applicable Segment or Vintage | Not Applicable Segment or Vintage | Not Applicable Segment or Vintage | Not Applicable Segment or Vintage | Not Applicable Segment or Vintage | Not Applicable Segment or Vintage | Not Applicable Segment or Vintage | Not Applicable Segment or Vintage | Not Applicable Segment or Vintage | Not Applicable Segment or Vintage | Not Applicable Segment or Vintage | Not Applicable Segment or Vintage | Not Applicable Segment or Vintage | Not Applicable Segment or Vintage | Not Applicable Segment or Vintage | Not Applicable Segment or Vintage | Not Applicable Segment or Vintage | Not Applicable Segment or Vintage | Not Applicable Segment or Vintage | 0 | 0 | 0 | 0 | 0 | 0 | 0 | 0 | 0 | 0 | 0 | 0 | 0 | 0 | 0 | 0 | 0 | 0 | 0 | 0 | 0 | 0 | 0 | 0 | 0 | 0 | 0 | 0 | 0 | 0 | 0 | 0 | 0 | 0 | 0 | 0 | 0 | 0 | 0 | 0 | 0 | 0 | 0 | 0 | 0 | 0 | 0 | 0 | 0 | 0 | 0 | 0 | 0 | 0 | 0 | 0 | 0 | 0 | 0 | 0 | 0 | 0 | 0 | 0 | 0 | 0 | 0 | 0 | 0 | 0 | 0 | 0 | 0 | 0 | 0 | 0 | 0 | 0 | 0 | 0 | 0 | 0 | 0 | 0 | 0 | 0 | 0 | 0 | 0 | 0 | 0 | 0 | 0 | 0 | 0 | 0 | 0 | 0 | 0 | 0 | 0 | 0 | 0 | 0 | 0 | 0 | 0 | 0 | 0 | 0 | 0 | 0 | 0 | 0 | 0 | 0 | 0 | 0 | 0 | 0 | 0 | 0 | 0 | 0 | 0 | 0 | 0 | 0 | 0 | 0 | 0 | 0 | 0 | 0 | 0 | 0 | 0 | 0 | 0 | 0 | 0 | 0 | 0 | 0 | 0 | 0 | 0 | 0 | 0 | 0 | 0 | 0 | 0 | 0 | 0 | 0 | 0 | 0 | 0 | 0 | 0 | 0 | 0 | 0 | 0 | 0 | 0 | 0 | Not Applicable Segment or Vintage | Not Applicable Segment or Vintage | Not Applicable Segment or Vintage | Not Applicable Segment or Vintage | Not Applicable Segment or Vintage | Not Applicable Segment or Vintage | Not Applicable Segment or Vintage | Not Applicable Segment or Vintage | Not Applicable Segment or Vintage | Not Applicable Segment or Vintage | Not Applicable Segment or Vintage | Not Applicable Segment or Vintage | Not Applicable Segment or Vintage | Not Applicable Segment or Vintage | Not Applicable Segment or Vintage | Not Applicable Segment or Vintage | Not Applicable Segment or Vintage | Not Applicable Segment or Vintage | Not Applicable Segment or Vintage | Not Applicable Segment or Vintage | Not Applicable Segment or Vintage | Not Applicable Segment or Vintage | Not Applicable Segment or Vintage | Not Applicable Segment or Vintage | Not Applicable Segment or Vintage | Not Applicable Segment or Vintage | Not Applicable Segment or Vintage | Not Applicable Segment or Vintage | 0 | 0 | 0 | 0 | 0 | 0 | 0 | 0 | 0 | 0 | 0 | 0 | 0 | 0 | 0 | 0 | 0 | 0 | 0 | 0 | 0 | 0 | 0 | 0 | 0 | 0 | 0 | 0 | 0 | 0 | 0 | 0 | 0 | 0 | 0 | 0 | 0 | 0 | 0 | 0 | 0 | 0 | 0 | 0 | 0 | 0 | 0 | 0 | 0 | 0 | 0 | 0 | 0 | 0 | 0 | 0 | 0 | 0 | 0 | 0 | 0 | 0 | 0 | 0 | 0 | 0 | 0 | 0 | 0 | 0 | 0 | 0 | 0 | 0 | 0 | 0 | 0 | 0 | 0 | 0 | 0 | 0 | 0 | 0 | 0 | 0 | 0 | 0 | 0 | 0 | 0 | 0 | 0 | 0 | 0 | 0 | 0 | 0 | 0 | 0 | 0 | 0 | 0 | 0 | 0 | 0 | 0 | 0 | 0 | 0 | 0 | 0 | 0 | 0 | 0 | 0 | 0 | 0 | 0 | 0 | 0 | 0 | 0 | 0 | 0 | 0 | 0 | 0 | 0 | 0 | 0 | 0 | 0 | 0 | 0 | 0 | 0 | 0 | 0 | 0 | 0 | 0
Water Heater - Thermostatic Shower Restriction Valve_Education_New_Showerhead with restrictor valve | Water Heater - Thermostatic Shower Restriction Valve_Education_New | Water Heater - Thermostatic Shower Restriction Valve_Commercial_New_Typical showerhead without valve_Showerhead with restrictor valve | Commercial | Education | New | Water Heating | Natural Gas | Water Heater - Thermostatic Shower Restriction Valve | NEQ | Typical showerhead without valve | 6 | 6 | 6 | 1.8 | 0 | 0 | 0.004 | 0.2 | Retro12Med | 3.879925052500492E-06 | TBD | A | WCM481 | 0.7 | 0.42 | showerhead | 0.0321 | 0 | 0 | 0 | 0 | Regional Technical Forum. Thermostatic Shower Restriction Valve - UES Workbook, Version 6.1. Northwest Power and Conservation Council. August 29, 2023 | Regional Technical Forum. Thermostatic Shower Restriction Valve - UES Workbook, Version 6.1. Northwest Power and Conservation Council. August 29, 2023 | Regional Technical Forum. Thermostatic Shower Restriction Valve - UES Workbook, Version 6.1. Northwest Power and Conservation Council. August 29, 2023 | 0 | 0 | 34.4397 | Typical showerhead without valve | Typical showerhead without valve | Typical showerhead without valve | Typical showerhead without valve | Typical showerhead without valve | Typical showerhead without valve | Typical showerhead without valve | Typical showerhead without valve | Typical showerhead without valve | Typical showerhead without valve | Typical showerhead without valve | Typical showerhead without valve | Typical showerhead without valve | Typical showerhead without valve | Typical showerhead without valve | Typical showerhead without valve | Typical showerhead without valve | Typical showerhead without valve | Typical showerhead without valve | Typical showerhead without valve | Typical showerhead without valve | Typical showerhead without valve | Typical showerhead without valve | Typical showerhead without valve | Typical showerhead without valve | Typical showerhead without valve | Typical showerhead without valve | Typical showerhead without valve | 0 | 0 | 0 | 0 | 0 | 0 | 0 | 0 | 0 | 0 | 0 | 0 | 0 | 0 | 0 | 0 | 0 | 0 | 0 | 0 | 0 | 0 | 0 | 0 | 0 | 0 | 0 | 0 | 0 | 0 | 0 | 0 | 0 | 0 | 0 | 0 | 0 | 0 | 0 | 0 | 0 | 0 | 0 | 0 | 0 | 0 | 0 | 0 | 0 | 0 | 0 | 0 | 0 | 0 | 0 | 0 | 0 | 0 | 0 | 0 | 0 | 0 | 0 | 0 | 0 | 0 | 0 | 0 | 0 | 0 | 0 | 0 | 0 | 0 | 0 | 0 | 0 | 0 | 0 | 0 | 0 | 0 | 0 | 0 | 0 | 0 | 0 | 0 | 0 | 0 | 0 | 0 | 0 | 0 | 0 | 0 | 0 | 0 | 0 | 0 | 0 | 0 | 0 | 0 | 0 | 0 | 0 | 0 | 0 | 0 | 0 | 0 | Showerhead with restrictor valve | Showerhead with restrictor valve | Showerhead with restrictor valve | Showerhead with restrictor valve | Showerhead with restrictor valve | Showerhead with restrictor valve | Showerhead with restrictor valve | Showerhead with restrictor valve | Showerhead with restrictor valve | Showerhead with restrictor valve | Showerhead with restrictor valve | Showerhead with restrictor valve | Showerhead with restrictor valve | Showerhead with restrictor valve | Showerhead with restrictor valve | Showerhead with restrictor valve | Showerhead with restrictor valve | Showerhead with restrictor valve | Showerhead with restrictor valve | Showerhead with restrictor valve | Showerhead with restrictor valve | Showerhead with restrictor valve | Showerhead with restrictor valve | Showerhead with restrictor valve | Showerhead with restrictor valve | Showerhead with restrictor valve | Showerhead with restrictor valve | Showerhead with restrictor valve | 34.4397 | 34.4397 | 34.4397 | 34.4397 | 34.4397 | 34.4397 | 34.4397 | 34.4397 | 34.4397 | 34.4397 | 34.4397 | 34.4397 | 34.4397 | 34.4397 | 34.4397 | 34.4397 | 34.4397 | 34.4397 | 34.4397 | 34.4397 | 34.4397 | 34.4397 | 34.4397 | 34.4397 | 34.4397 | 34.4397 | 34.4397 | 34.4397 | 1.8 | 1.8 | 1.8 | 1.8 | 1.8 | 1.8 | 1.8 | 1.8 | 1.8 | 1.8 | 1.8 | 1.8 | 1.8 | 1.8 | 1.8 | 1.8 | 1.8 | 1.8 | 1.8 | 1.8 | 1.8 | 1.8 | 1.8 | 1.8 | 1.8 | 1.8 | 1.8 | 1.8 | 0 | 0 | 0 | 0 | 0 | 0 | 0 | 0 | 0 | 0 | 0 | 0 | 0 | 0 | 0 | 0 | 0 | 0 | 0 | 0 | 0 | 0 | 0 | 0 | 0 | 0 | 0 | 0 | 0 | 0 | 0 | 0 | 0 | 0 | 0 | 0 | 0 | 0 | 0 | 0 | 0 | 0 | 0 | 0 | 0 | 0 | 0 | 0 | 0 | 0 | 0 | 0 | 0 | 0 | 0 | 0 | 0 | 0 | 0 | 0 | 0 | 0 | 0 | 0 | 0 | 0 | 0 | 0 | 0 | 0 | 0 | 0 | 0 | 0 | 0 | 0 | 0 | 0 | 0 | 0 | 0 | 0 | 0 | 0 | 0 | 0 | 0 | 0 | 0 | 0 | 0 | 0 | 0 | 0 | 0 | 0 | 0 | 0 | 0 | 0 | 0 | 0 | 0 | 0 | 0 | 0 | 0 | 0 | 0 | 0 | 0 | 0 | Showerhead with restrictor valve | Showerhead with restrictor valve | Showerhead with restrictor valve | Showerhead with restrictor valve | Showerhead with restrictor valve | Showerhead with restrictor valve | Showerhead with restrictor valve | Showerhead with restrictor valve | Showerhead with restrictor valve | Showerhead with restrictor valve | Showerhead with restrictor valve | Showerhead with restrictor valve | Showerhead with restrictor valve | Showerhead with restrictor valve | Showerhead with restrictor valve | Showerhead with restrictor valve | Showerhead with restrictor valve | Showerhead with restrictor valve | Showerhead with restrictor valve | Showerhead with restrictor valve | Showerhead with restrictor valve | Showerhead with restrictor valve | Showerhead with restrictor valve | Showerhead with restrictor valve | Showerhead with restrictor valve | Showerhead with restrictor valve | Showerhead with restrictor valve | Showerhead with restrictor valve | 34.4397 | 34.4397 | 34.4397 | 34.4397 | 34.4397 | 34.4397 | 34.4397 | 34.4397 | 34.4397 | 34.4397 | 34.4397 | 34.4397 | 34.4397 | 34.4397 | 34.4397 | 34.4397 | 34.4397 | 34.4397 | 34.4397 | 34.4397 | 34.4397 | 34.4397 | 34.4397 | 34.4397 | 34.4397 | 34.4397 | 34.4397 | 34.4397 | 1.8 | 1.8 | 1.8 | 1.8 | 1.8 | 1.8 | 1.8 | 1.8 | 1.8 | 1.8 | 1.8 | 1.8 | 1.8 | 1.8 | 1.8 | 1.8 | 1.8 | 1.8 | 1.8 | 1.8 | 1.8 | 1.8 | 1.8 | 1.8 | 1.8 | 1.8 | 1.8 | 1.8 | 0 | 0 | 0 | 0 | 0 | 0 | 0 | 0 | 0 | 0 | 0 | 0 | 0 | 0 | 0 | 0 | 0 | 0 | 0 | 0 | 0 | 0 | 0 | 0 | 0 | 0 | 0 | 0 | 0 | 0 | 0 | 0 | 0 | 0 | 0 | 0 | 0 | 0 | 0 | 0 | 0 | 0 | 0 | 0 | 0 | 0 | 0 | 0 | 0 | 0 | 0 | 0 | 0 | 0 | 0 | 0 | 0 | 0 | 0 | 0 | 0 | 0 | 0 | 0 | 0 | 0 | 0 | 0 | 0 | 0 | 0 | 0 | 0 | 0 | 0 | 0 | 0 | 0 | 0 | 0 | 0 | 0 | 0 | 0 | 0 | 0
Advanced New Construction Designs_Education_New_Advanced new construction buildings exceeding ASHRAE 90.1 requirements using integrated design approach. | Advanced New Construction Designs_Education_New | Advanced New Construction Designs_Commercial_New_New construction building meeting current code._Advanced new construction buildings exceeding ASHRAE 90.1 requirements using integrated design approach. | Commercial | Education | New | Water Heating | Natural Gas | Advanced New Construction Designs | NEQ | New construction building meeting current code. | 30 | 30 | 30 | 0 | 0 | 0 | 0.25 | 0.75 | RetroEven20 | 0.03333333333333333 | TBD | A | WCM496 | 0.7 | 0.42 | sqft cond | 0.0321 | 0 | 0 | 0 | 0 | Pacific Northwest National Laboratory. Expanded Energy Credits in Energy Codes. PNNL-31572. July 2021. | The Technical Feasibility of Zero Net Energy Buildings in California, CALMAC Study ID - PGE0326.01. December 2012. | Pacific Northwest National Laboratory. Expanded Energy Credits in Energy Codes. PNNL-31572. July 2021. | 0 | 0 | 4.4221 | New construction building meeting current code. | New construction building meeting current code. | New construction building meeting current code. | New construction building meeting current code. | New construction building meeting current code. | New construction building meeting current code. | New construction building meeting current code. | New construction building meeting current code. | New construction building meeting current code. | New construction building meeting current code. | New construction building meeting current code. | New construction building meeting current code. | New construction building meeting current code. | New construction building meeting current code. | New construction building meeting current code. | New construction building meeting current code. | New construction building meeting current code. | New construction building meeting current code. | New construction building meeting current code. | New construction building meeting current code. | New construction building meeting current code. | New construction building meeting current code. | New construction building meeting current code. | New construction building meeting current code. | New construction building meeting current code. | New construction building meeting current code. | New construction building meeting current code. | New construction building meeting current code. | 0 | 0 | 0 | 0 | 0 | 0 | 0 | 0 | 0 | 0 | 0 | 0 | 0 | 0 | 0 | 0 | 0 | 0 | 0 | 0 | 0 | 0 | 0 | 0 | 0 | 0 | 0 | 0 | 0 | 0 | 0 | 0 | 0 | 0 | 0 | 0 | 0 | 0 | 0 | 0 | 0 | 0 | 0 | 0 | 0 | 0 | 0 | 0 | 0 | 0 | 0 | 0 | 0 | 0 | 0 | 0 | 0 | 0 | 0 | 0 | 0 | 0 | 0 | 0 | 0 | 0 | 0 | 0 | 0 | 0 | 0 | 0 | 0 | 0 | 0 | 0 | 0 | 0 | 0 | 0 | 0 | 0 | 0 | 0 | 0 | 0 | 0 | 0 | 0 | 0 | 0 | 0 | 0 | 0 | 0 | 0 | 0 | 0 | 0 | 0 | 0 | 0 | 0 | 0 | 0 | 0 | 0 | 0 | 0 | 0 | 0 | 0 | Advanced new construction buildings exceeding ASHRAE 90.1 requirements using integrated design approach. | Advanced new construction buildings exceeding ASHRAE 90.1 requirements using integrated design approach. | Advanced new construction buildings exceeding ASHRAE 90.1 requirements using integrated design approach. | Advanced new construction buildings exceeding ASHRAE 90.1 requirements using integrated design approach. | Advanced new construction buildings exceeding ASHRAE 90.1 requirements using integrated design approach. | Advanced new construction buildings exceeding ASHRAE 90.1 requirements using integrated design approach. | Advanced new construction buildings exceeding ASHRAE 90.1 requirements using integrated design approach. | Advanced new construction buildings exceeding ASHRAE 90.1 requirements using integrated design approach. | Advanced new construction buildings exceeding ASHRAE 90.1 requirements using integrated design approach. | Advanced new construction buildings exceeding ASHRAE 90.1 requirements using integrated design approach. | Advanced new construction buildings exceeding ASHRAE 90.1 requirements using integrated design approach. | Advanced new construction buildings exceeding ASHRAE 90.1 requirements using integrated design approach. | Advanced new construction buildings exceeding ASHRAE 90.1 requirements using integrated design approach. | Advanced new construction buildings exceeding ASHRAE 90.1 requirements using integrated design approach. | Advanced new construction buildings exceeding ASHRAE 90.1 requirements using integrated design approach. | Advanced new construction buildings exceeding ASHRAE 90.1 requirements using integrated design approach. | Advanced new construction buildings exceeding ASHRAE 90.1 requirements using integrated design approach. | Advanced new construction buildings exceeding ASHRAE 90.1 requirements using integrated design approach. | Advanced new construction buildings exceeding ASHRAE 90.1 requirements using integrated design approach. | Advanced new construction buildings exceeding ASHRAE 90.1 requirements using integrated design approach. | Advanced new construction buildings exceeding ASHRAE 90.1 requirements using integrated design approach. | Advanced new construction buildings exceeding ASHRAE 90.1 requirements using integrated design approach. | Advanced new construction buildings exceeding ASHRAE 90.1 requirements using integrated design approach. | Advanced new construction buildings exceeding ASHRAE 90.1 requirements using integrated design approach. | Advanced new construction buildings exceeding ASHRAE 90.1 requirements using integrated design approach. | Advanced new construction buildings exceeding ASHRAE 90.1 requirements using integrated design approach. | Advanced new construction buildings exceeding ASHRAE 90.1 requirements using integrated design approach. | Advanced new construction buildings exceeding ASHRAE 90.1 requirements using integrated design approach. | 4.4221 | 4.4221 | 4.4221 | 4.4221 | 4.4221 | 4.4221 | 4.4221 | 4.4221 | 4.4221 | 4.4221 | 4.4221 | 4.4221 | 4.4221 | 4.4221 | 4.4221 | 4.4221 | 4.4221 | 4.4221 | 4.4221 | 4.4221 | 4.4221 | 4.4221 | 4.4221 | 4.4221 | 4.4221 | 4.4221 | 4.4221 | 4.4221 | 0 | 0 | 0 | 0 | 0 | 0 | 0 | 0 | 0 | 0 | 0 | 0 | 0 | 0 | 0 | 0 | 0 | 0 | 0 | 0 | 0 | 0 | 0 | 0 | 0 | 0 | 0 | 0 | 0 | 0 | 0 | 0 | 0 | 0 | 0 | 0 | 0 | 0 | 0 | 0 | 0 | 0 | 0 | 0 | 0 | 0 | 0 | 0 | 0 | 0 | 0 | 0 | 0 | 0 | 0 | 0 | 0 | 0 | 0 | 0 | 0 | 0 | 0 | 0 | 0 | 0 | 0 | 0 | 0 | 0 | 0 | 0 | 0 | 0 | 0 | 0 | 0 | 0 | 0 | 0 | 0 | 0 | 0 | 0 | 0 | 0 | 0 | 0 | 0 | 0 | 0 | 0 | 0 | 0 | 0 | 0 | 0 | 0 | 0 | 0 | 0 | 0 | 0 | 0 | 0 | 0 | 0 | 0 | 0 | 0 | 0 | 0 | 0 | 0 | 0 | 0 | 0 | 0 | 0 | 0 | 0 | 0 | 0 | 0 | 0 | 0 | 0 | 0 | 0 | 0 | 0 | 0 | 0 | 0 | 0 | 0 | 0 | 0 | 0 | 0 | Advanced new construction buildings exceeding ASHRAE 90.1 requirements using integrated design approach. | Advanced new construction buildings exceeding ASHRAE 90.1 requirements using integrated design approach. | Advanced new construction buildings exceeding ASHRAE 90.1 requirements using integrated design approach. | Advanced new construction buildings exceeding ASHRAE 90.1 requirements using integrated design approach. | Advanced new construction buildings exceeding ASHRAE 90.1 requirements using integrated design approach. | Advanced new construction buildings exceeding ASHRAE 90.1 requirements using integrated design approach. | Advanced new construction buildings exceeding ASHRAE 90.1 requirements using integrated design approach. | Advanced new construction buildings exceeding ASHRAE 90.1 requirements using integrated design approach. | Advanced new construction buildings exceeding ASHRAE 90.1 requirements using integrated design approach. | Advanced new construction buildings exceeding ASHRAE 90.1 requirements using integrated design approach. | Advanced new construction buildings exceeding ASHRAE 90.1 requirements using integrated design approach. | Advanced new construction buildings exceeding ASHRAE 90.1 requirements using integrated design approach. | Advanced new construction buildings exceeding ASHRAE 90.1 requirements using integrated design approach. | Advanced new construction buildings exceeding ASHRAE 90.1 requirements using integrated design approach. | Advanced new construction buildings exceeding ASHRAE 90.1 requirements using integrated design approach. | Advanced new construction buildings exceeding ASHRAE 90.1 requirements using integrated design approach. | Advanced new construction buildings exceeding ASHRAE 90.1 requirements using integrated design approach. | Advanced new construction buildings exceeding ASHRAE 90.1 requirements using integrated design approach. | Advanced new construction buildings exceeding ASHRAE 90.1 requirements using integrated design approach. | Advanced new construction buildings exceeding ASHRAE 90.1 requirements using integrated design approach. | Advanced new construction buildings exceeding ASHRAE 90.1 requirements using integrated design approach. | Advanced new construction buildings exceeding ASHRAE 90.1 requirements using integrated design approach. | Advanced new construction buildings exceeding ASHRAE 90.1 requirements using integrated design approach. | Advanced new construction buildings exceeding ASHRAE 90.1 requirements using integrated design approach. | Advanced new construction buildings exceeding ASHRAE 90.1 requirements using integrated design approach. | Advanced new construction buildings exceeding ASHRAE 90.1 requirements using integrated design approach. | Advanced new construction buildings exceeding ASHRAE 90.1 requirements using integrated design approach. | Advanced new construction buildings exceeding ASHRAE 90.1 requirements using integrated design approach. | 4.4221 | 4.4221 | 4.4221 | 4.4221 | 4.4221 | 4.4221 | 4.4221 | 4.4221 | 4.4221 | 4.4221 | 4.4221 | 4.4221 | 4.4221 | 4.4221 | 4.4221 | 4.4221 | 4.4221 | 4.4221 | 4.4221 | 4.4221 | 4.4221 | 4.4221 | 4.4221 | 4.4221 | 4.4221 | 4.4221 | 4.4221 | 4.4221 | 0 | 0 | 0 | 0 | 0 | 0 | 0 | 0 | 0 | 0 | 0 | 0 | 0 | 0 | 0 | 0 | 0 | 0 | 0 | 0 | 0 | 0 | 0 | 0 | 0 | 0 | 0 | 0 | 0 | 0 | 0 | 0 | 0 | 0 | 0 | 0 | 0 | 0 | 0 | 0 | 0 | 0 | 0 | 0 | 0 | 0 | 0 | 0 | 0 | 0 | 0 | 0 | 0 | 0 | 0 | 0 | 0 | 0 | 0 | 0 | 0 | 0 | 0 | 0 | 0 | 0 | 0 | 0 | 0 | 0 | 0 | 0 | 0 | 0 | 0 | 0 | 0 | 0 | 0 | 0 | 0 | 0 | 0 | 0 | 0 | 0 | 0 | 0 | 0 | 0 | 0 | 0 | 0 | 0 | 0 | 0 | 0 | 0 | 0 | 0 | 0 | 0 | 0 | 0 | 0 | 0 | 0 | 0 | 0 | 0 | 0 | 0 | 0 | 0
Refrigeration - Heat Recovery_Education_New_0 | Refrigeration - Heat Recovery_Education_New | Refrigeration - Heat Recovery_Commercial_New_0_0 | Commercial | Education | New | Water Heating | Natural Gas | Refrigeration - Heat Recovery | NEQ | 0 | 15 | 15 | 15 | 0 | 0 | 0 | 0 | 0.1 | Retro5Med | 8.35569166605469E-06 | TBD | A | WCM491 | 0.7 | 0.42 | Fridge Ton | 0.0321 | 0 | 0 | 0 | 0 | 2025 MEMD Non-Wx - 7.10.01.FESG16.v01 - Refrigeration Waste Heat Recovery - DWH - N-CO-KR-000528-G-XX-XX-XX-XX-02 | 2025 MEMD Non-Wx - 7.10.01.FESG16.v01 - Refrigeration Waste Heat Recovery - DWH - N-CO-KR-000528-G-XX-XX-XX-XX-02 | 2025 MEMD Non-Wx - 7.10.01.FESG16.v01 - Refrigeration Waste Heat Recovery - DWH - N-CO-KR-000528-G-XX-XX-XX-XX-02 | 0 | 0 | 254.8782 | 0 | 0 | 0 | 0 | 0 | 0 | 0 | 0 | 0 | 0 | 0 | 0 | 0 | 0 | 0 | 0 | 0 | 0 | 0 | 0 | 0 | 0 | 0 | 0 | 0 | 0 | 0 | 0 | 0 | 0 | 0 | 0 | 0 | 0 | 0 | 0 | 0 | 0 | 0 | 0 | 0 | 0 | 0 | 0 | 0 | 0 | 0 | 0 | 0 | 0 | 0 | 0 | 0 | 0 | 0 | 0 | 0 | 0 | 0 | 0 | 0 | 0 | 0 | 0 | 0 | 0 | 0 | 0 | 0 | 0 | 0 | 0 | 0 | 0 | 0 | 0 | 0 | 0 | 0 | 0 | 0 | 0 | 0 | 0 | 0 | 0 | 0 | 0 | 0 | 0 | 0 | 0 | 0 | 0 | 0 | 0 | 0 | 0 | 0 | 0 | 0 | 0 | 0 | 0 | 0 | 0 | 0 | 0 | 0 | 0 | 0 | 0 | 0 | 0 | 0 | 0 | 0 | 0 | 0 | 0 | 0 | 0 | 0 | 0 | 0 | 0 | 0 | 0 | 0 | 0 | 0 | 0 | 0 | 0 | 0 | 0 | 0 | 0 | 0 | 0 | 0 | 0 | 0 | 0 | 0 | 0 | 0 | 0 | 0 | 0 | 0 | 0 | 0 | 0 | 0 | 0 | 0 | 0 | 0 | 0 | 0 | 0 | 0 | 0 | 0 | 0 | 0 | 0 | 254.8782 | 254.8782 | 254.8782 | 254.8782 | 254.8782 | 254.8782 | 254.8782 | 254.8782 | 254.8782 | 254.8782 | 254.8782 | 254.8782 | 254.8782 | 254.8782 | 254.8782 | 254.8782 | 254.8782 | 254.8782 | 254.8782 | 254.8782 | 254.8782 | 254.8782 | 254.8782 | 254.8782 | 254.8782 | 254.8782 | 254.8782 | 254.8782 | 0 | 0 | 0 | 0 | 0 | 0 | 0 | 0 | 0 | 0 | 0 | 0 | 0 | 0 | 0 | 0 | 0 | 0 | 0 | 0 | 0 | 0 | 0 | 0 | 0 | 0 | 0 | 0 | 0 | 0 | 0 | 0 | 0 | 0 | 0 | 0 | 0 | 0 | 0 | 0 | 0 | 0 | 0 | 0 | 0 | 0 | 0 | 0 | 0 | 0 | 0 | 0 | 0 | 0 | 0 | 0 | 0 | 0 | 0 | 0 | 0 | 0 | 0 | 0 | 0 | 0 | 0 | 0 | 0 | 0 | 0 | 0 | 0 | 0 | 0 | 0 | 0 | 0 | 0 | 0 | 0 | 0 | 0 | 0 | 0 | 0 | 0 | 0 | 0 | 0 | 0 | 0 | 0 | 0 | 0 | 0 | 0 | 0 | 0 | 0 | 0 | 0 | 0 | 0 | 0 | 0 | 0 | 0 | 0 | 0 | 0 | 0 | 0 | 0 | 0 | 0 | 0 | 0 | 0 | 0 | 0 | 0 | 0 | 0 | 0 | 0 | 0 | 0 | 0 | 0 | 0 | 0 | 0 | 0 | 0 | 0 | 0 | 0 | 0 | 0 | 0 | 0 | 0 | 0 | 0 | 0 | 0 | 0 | 0 | 0 | 0 | 0 | 0 | 0 | 0 | 0 | 0 | 0 | 0 | 0 | 0 | 0 | 0 | 0 | 0 | 0 | 0 | 0 | 254.8782 | 254.8782 | 254.8782 | 254.8782 | 254.8782 | 254.8782 | 254.8782 | 254.8782 | 254.8782 | 254.8782 | 254.8782 | 254.8782 | 254.8782 | 254.8782 | 254.8782 | 254.8782 | 254.8782 | 254.8782 | 254.8782 | 254.8782 | 254.8782 | 254.8782 | 254.8782 | 254.8782 | 254.8782 | 254.8782 | 254.8782 | 254.8782 | 0 | 0 | 0 | 0 | 0 | 0 | 0 | 0 | 0 | 0 | 0 | 0 | 0 | 0 | 0 | 0 | 0 | 0 | 0 | 0 | 0 | 0 | 0 | 0 | 0 | 0 | 0 | 0 | 0 | 0 | 0 | 0 | 0 | 0 | 0 | 0 | 0 | 0 | 0 | 0 | 0 | 0 | 0 | 0 | 0 | 0 | 0 | 0 | 0 | 0 | 0 | 0 | 0 | 0 | 0 | 0 | 0 | 0 | 0 | 0 | 0 | 0 | 0 | 0 | 0 | 0 | 0 | 0 | 0 | 0 | 0 | 0 | 0 | 0 | 0 | 0 | 0 | 0 | 0 | 0 | 0 | 0 | 0 | 0 | 0 | 0 | 0 | 0 | 0 | 0 | 0 | 0 | 0 | 0 | 0 | 0 | 0 | 0 | 0 | 0 | 0 | 0 | 0 | 0 | 0 | 0 | 0 | 0 | 0 | 0 | 0 | 0 | 0 | 0
Retrocommissioning_Education_New_Not Applicable Segment or Vintage | Retrocommissioning_Education_New | Retrocommissioning_Commercial_New_Not Applicable Segment or Vintage_Not Applicable Segment or Vintage | Commercial | Education | New | Water Heating | Natural Gas | Retrocommissioning | NEQ | Not Applicable Segment or Vintage | 3 | 3 | 3 | 0 | 0 | 0 | 0 | 0 | RetroEven20 | 0.03333333333333333 | TBD | A | WCM500 | 0.7 | 0.42 | sqft | 0.0321 | 0 | 0 | 0 | 0 | Not Applicable Segment or Vintage | Not Applicable Segment or Vintage | Not Applicable Segment or Vintage | 0 | 0 | 0 | Not Applicable Segment or Vintage | Not Applicable Segment or Vintage | Not Applicable Segment or Vintage | Not Applicable Segment or Vintage | Not Applicable Segment or Vintage | Not Applicable Segment or Vintage | Not Applicable Segment or Vintage | Not Applicable Segment or Vintage | Not Applicable Segment or Vintage | Not Applicable Segment or Vintage | Not Applicable Segment or Vintage | Not Applicable Segment or Vintage | Not Applicable Segment or Vintage | Not Applicable Segment or Vintage | Not Applicable Segment or Vintage | Not Applicable Segment or Vintage | Not Applicable Segment or Vintage | Not Applicable Segment or Vintage | Not Applicable Segment or Vintage | Not Applicable Segment or Vintage | Not Applicable Segment or Vintage | Not Applicable Segment or Vintage | Not Applicable Segment or Vintage | Not Applicable Segment or Vintage | Not Applicable Segment or Vintage | Not Applicable Segment or Vintage | Not Applicable Segment or Vintage | Not Applicable Segment or Vintage | 0 | 0 | 0 | 0 | 0 | 0 | 0 | 0 | 0 | 0 | 0 | 0 | 0 | 0 | 0 | 0 | 0 | 0 | 0 | 0 | 0 | 0 | 0 | 0 | 0 | 0 | 0 | 0 | 0 | 0 | 0 | 0 | 0 | 0 | 0 | 0 | 0 | 0 | 0 | 0 | 0 | 0 | 0 | 0 | 0 | 0 | 0 | 0 | 0 | 0 | 0 | 0 | 0 | 0 | 0 | 0 | 0 | 0 | 0 | 0 | 0 | 0 | 0 | 0 | 0 | 0 | 0 | 0 | 0 | 0 | 0 | 0 | 0 | 0 | 0 | 0 | 0 | 0 | 0 | 0 | 0 | 0 | 0 | 0 | 0 | 0 | 0 | 0 | 0 | 0 | 0 | 0 | 0 | 0 | 0 | 0 | 0 | 0 | 0 | 0 | 0 | 0 | 0 | 0 | 0 | 0 | 0 | 0 | 0 | 0 | 0 | 0 | Not Applicable Segment or Vintage | Not Applicable Segment or Vintage | Not Applicable Segment or Vintage | Not Applicable Segment or Vintage | Not Applicable Segment or Vintage | Not Applicable Segment or Vintage | Not Applicable Segment or Vintage | Not Applicable Segment or Vintage | Not Applicable Segment or Vintage | Not Applicable Segment or Vintage | Not Applicable Segment or Vintage | Not Applicable Segment or Vintage | Not Applicable Segment or Vintage | Not Applicable Segment or Vintage | Not Applicable Segment or Vintage | Not Applicable Segment or Vintage | Not Applicable Segment or Vintage | Not Applicable Segment or Vintage | Not Applicable Segment or Vintage | Not Applicable Segment or Vintage | Not Applicable Segment or Vintage | Not Applicable Segment or Vintage | Not Applicable Segment or Vintage | Not Applicable Segment or Vintage | Not Applicable Segment or Vintage | Not Applicable Segment or Vintage | Not Applicable Segment or Vintage | Not Applicable Segment or Vintage | 0 | 0 | 0 | 0 | 0 | 0 | 0 | 0 | 0 | 0 | 0 | 0 | 0 | 0 | 0 | 0 | 0 | 0 | 0 | 0 | 0 | 0 | 0 | 0 | 0 | 0 | 0 | 0 | 0 | 0 | 0 | 0 | 0 | 0 | 0 | 0 | 0 | 0 | 0 | 0 | 0 | 0 | 0 | 0 | 0 | 0 | 0 | 0 | 0 | 0 | 0 | 0 | 0 | 0 | 0 | 0 | 0 | 0 | 0 | 0 | 0 | 0 | 0 | 0 | 0 | 0 | 0 | 0 | 0 | 0 | 0 | 0 | 0 | 0 | 0 | 0 | 0 | 0 | 0 | 0 | 0 | 0 | 0 | 0 | 0 | 0 | 0 | 0 | 0 | 0 | 0 | 0 | 0 | 0 | 0 | 0 | 0 | 0 | 0 | 0 | 0 | 0 | 0 | 0 | 0 | 0 | 0 | 0 | 0 | 0 | 0 | 0 | 0 | 0 | 0 | 0 | 0 | 0 | 0 | 0 | 0 | 0 | 0 | 0 | 0 | 0 | 0 | 0 | 0 | 0 | 0 | 0 | 0 | 0 | 0 | 0 | 0 | 0 | 0 | 0 | 0 | 0 | 0 | 0 | 0 | 0 | 0 | 0 | 0 | 0 | 0 | 0 | 0 | 0 | 0 | 0 | 0 | 0 | 0 | 0 | 0 | 0 | 0 | 0 | 0 | 0 | 0 | 0 | Not Applicable Segment or Vintage | Not Applicable Segment or Vintage | Not Applicable Segment or Vintage | Not Applicable Segment or Vintage | Not Applicable Segment or Vintage | Not Applicable Segment or Vintage | Not Applicable Segment or Vintage | Not Applicable Segment or Vintage | Not Applicable Segment or Vintage | Not Applicable Segment or Vintage | Not Applicable Segment or Vintage | Not Applicable Segment or Vintage | Not Applicable Segment or Vintage | Not Applicable Segment or Vintage | Not Applicable Segment or Vintage | Not Applicable Segment or Vintage | Not Applicable Segment or Vintage | Not Applicable Segment or Vintage | Not Applicable Segment or Vintage | Not Applicable Segment or Vintage | Not Applicable Segment or Vintage | Not Applicable Segment or Vintage | Not Applicable Segment or Vintage | Not Applicable Segment or Vintage | Not Applicable Segment or Vintage | Not Applicable Segment or Vintage | Not Applicable Segment or Vintage | Not Applicable Segment or Vintage | 0 | 0 | 0 | 0 | 0 | 0 | 0 | 0 | 0 | 0 | 0 | 0 | 0 | 0 | 0 | 0 | 0 | 0 | 0 | 0 | 0 | 0 | 0 | 0 | 0 | 0 | 0 | 0 | 0 | 0 | 0 | 0 | 0 | 0 | 0 | 0 | 0 | 0 | 0 | 0 | 0 | 0 | 0 | 0 | 0 | 0 | 0 | 0 | 0 | 0 | 0 | 0 | 0 | 0 | 0 | 0 | 0 | 0 | 0 | 0 | 0 | 0 | 0 | 0 | 0 | 0 | 0 | 0 | 0 | 0 | 0 | 0 | 0 | 0 | 0 | 0 | 0 | 0 | 0 | 0 | 0 | 0 | 0 | 0 | 0 | 0 | 0 | 0 | 0 | 0 | 0 | 0 | 0 | 0 | 0 | 0 | 0 | 0 | 0 | 0 | 0 | 0 | 0 | 0 | 0 | 0 | 0 | 0 | 0 | 0 | 0 | 0 | 0 | 0 | 0 | 0 | 0 | 0 | 0 | 0 | 0 | 0 | 0 | 0 | 0 | 0 | 0 | 0 | 0 | 0 | 0 | 0 | 0 | 0 | 0 | 0 | 0 | 0 | 0 | 0 | 0 | 0
Strategic Energy Management_Education_New_Implementation of strategic energy management program. | Strategic Energy Management_Education_New | Strategic Energy Management_Commercial_New_No strategic energy management._Implementation of strategic energy management program. | Commercial | Education | New | Water Heating | Natural Gas | Strategic Energy Management | NEQ | No strategic energy management. | 3 | 3 | 3 | 0 | 0 | 0 | 0.05 | 0.225 | RetroEven20 | 0.03333333333333333 | TBD | A | WCM498 | 0.7 | 0.42 | sqft | 0.0321 | 0 | 0 | 0 | 0 | 2021 Power Plan - Com-EM-2021P_V4 - Commercial SEM, Northwest Power and Conservation Council (NWPCC), 2021 Power Plan Conservation Supply Workbooks. January 2022. | 2021 Power Plan - Com-EM-2021P_V4 - Commercial SEM, Northwest Power and Conservation Council (NWPCC), 2021 Power Plan Conservation Supply Workbooks. January 2022. | 2021 Power Plan - Com-EM-2021P_V4 - Commercial SEM, Northwest Power and Conservation Council (NWPCC), 2021 Power Plan Conservation Supply Workbooks. January 2022. | 0 | 0 | 0.068824 | No strategic energy management. | No strategic energy management. | No strategic energy management. | No strategic energy management. | No strategic energy management. | No strategic energy management. | No strategic energy management. | No strategic energy management. | No strategic energy management. | No strategic energy management. | No strategic energy management. | No strategic energy management. | No strategic energy management. | No strategic energy management. | No strategic energy management. | No strategic energy management. | No strategic energy management. | No strategic energy management. | No strategic energy management. | No strategic energy management. | No strategic energy management. | No strategic energy management. | No strategic energy management. | No strategic energy management. | No strategic energy management. | No strategic energy management. | No strategic energy management. | No strategic energy management. | 0 | 0 | 0 | 0 | 0 | 0 | 0 | 0 | 0 | 0 | 0 | 0 | 0 | 0 | 0 | 0 | 0 | 0 | 0 | 0 | 0 | 0 | 0 | 0 | 0 | 0 | 0 | 0 | 0 | 0 | 0 | 0 | 0 | 0 | 0 | 0 | 0 | 0 | 0 | 0 | 0 | 0 | 0 | 0 | 0 | 0 | 0 | 0 | 0 | 0 | 0 | 0 | 0 | 0 | 0 | 0 | 0 | 0 | 0 | 0 | 0 | 0 | 0 | 0 | 0 | 0 | 0 | 0 | 0 | 0 | 0 | 0 | 0 | 0 | 0 | 0 | 0 | 0 | 0 | 0 | 0 | 0 | 0 | 0 | 0 | 0 | 0 | 0 | 0 | 0 | 0 | 0 | 0 | 0 | 0 | 0 | 0 | 0 | 0 | 0 | 0 | 0 | 0 | 0 | 0 | 0 | 0 | 0 | 0 | 0 | 0 | 0 | Implementation of strategic energy management program. | Implementation of strategic energy management program. | Implementation of strategic energy management program. | Implementation of strategic energy management program. | Implementation of strategic energy management program. | Implementation of strategic energy management program. | Implementation of strategic energy management program. | Implementation of strategic energy management program. | Implementation of strategic energy management program. | Implementation of strategic energy management program. | Implementation of strategic energy management program. | Implementation of strategic energy management program. | Implementation of strategic energy management program. | Implementation of strategic energy management program. | Implementation of strategic energy management program. | Implementation of strategic energy management program. | Implementation of strategic energy management program. | Implementation of strategic energy management program. | Implementation of strategic energy management program. | Implementation of strategic energy management program. | Implementation of strategic energy management program. | Implementation of strategic energy management program. | Implementation of strategic energy management program. | Implementation of strategic energy management program. | Implementation of strategic energy management program. | Implementation of strategic energy management program. | Implementation of strategic energy management program. | Implementation of strategic energy management program. | 0.0688 | 0.0688 | 0.0688 | 0.0688 | 0.0688 | 0.0688 | 0.0688 | 0.0688 | 0.0688 | 0.0688 | 0.0688 | 0.0688 | 0.0688 | 0.0688 | 0.0688 | 0.0688 | 0.0688 | 0.0688 | 0.0688 | 0.0688 | 0.0688 | 0.0688 | 0.0688 | 0.0688 | 0.0688 | 0.0688 | 0.0688 | 0.0688 | 0 | 0 | 0 | 0 | 0 | 0 | 0 | 0 | 0 | 0 | 0 | 0 | 0 | 0 | 0 | 0 | 0 | 0 | 0 | 0 | 0 | 0 | 0 | 0 | 0 | 0 | 0 | 0 | 0 | 0 | 0 | 0 | 0 | 0 | 0 | 0 | 0 | 0 | 0 | 0 | 0 | 0 | 0 | 0 | 0 | 0 | 0 | 0 | 0 | 0 | 0 | 0 | 0 | 0 | 0 | 0 | 0 | 0 | 0 | 0 | 0 | 0 | 0 | 0 | 0 | 0 | 0 | 0 | 0 | 0 | 0 | 0 | 0 | 0 | 0 | 0 | 0 | 0 | 0 | 0 | 0 | 0 | 0 | 0 | 0 | 0 | 0 | 0 | 0 | 0 | 0 | 0 | 0 | 0 | 0 | 0 | 0 | 0 | 0 | 0 | 0 | 0 | 0 | 0 | 0 | 0 | 0 | 0 | 0 | 0 | 0 | 0 | 0 | 0 | 0 | 0 | 0 | 0 | 0 | 0 | 0 | 0 | 0 | 0 | 0 | 0 | 0 | 0 | 0 | 0 | 0 | 0 | 0 | 0 | 0 | 0 | 0 | 0 | 0 | 0 | Implementation of strategic energy management program. | Implementation of strategic energy management program. | Implementation of strategic energy management program. | Implementation of strategic energy management program. | Implementation of strategic energy management program. | Implementation of strategic energy management program. | Implementation of strategic energy management program. | Implementation of strategic energy management program. | Implementation of strategic energy management program. | Implementation of strategic energy management program. | Implementation of strategic energy management program. | Implementation of strategic energy management program. | Implementation of strategic energy management program. | Implementation of strategic energy management program. | Implementation of strategic energy management program. | Implementation of strategic energy management program. | Implementation of strategic energy management program. | Implementation of strategic energy management program. | Implementation of strategic energy management program. | Implementation of strategic energy management program. | Implementation of strategic energy management program. | Implementation of strategic energy management program. | Implementation of strategic energy management program. | Implementation of strategic energy management program. | Implementation of strategic energy management program. | Implementation of strategic energy management program. | Implementation of strategic energy management program. | Implementation of strategic energy management program. | 0.0688 | 0.0688 | 0.0688 | 0.0688 | 0.0688 | 0.0688 | 0.0688 | 0.0688 | 0.0688 | 0.0688 | 0.0688 | 0.0688 | 0.0688 | 0.0688 | 0.0688 | 0.0688 | 0.0688 | 0.0688 | 0.0688 | 0.0688 | 0.0688 | 0.0688 | 0.0688 | 0.0688 | 0.0688 | 0.0688 | 0.0688 | 0.0688 | 0 | 0 | 0 | 0 | 0 | 0 | 0 | 0 | 0 | 0 | 0 | 0 | 0 | 0 | 0 | 0 | 0 | 0 | 0 | 0 | 0 | 0 | 0 | 0 | 0 | 0 | 0 | 0 | 0 | 0 | 0 | 0 | 0 | 0 | 0 | 0 | 0 | 0 | 0 | 0 | 0 | 0 | 0 | 0 | 0 | 0 | 0 | 0 | 0 | 0 | 0 | 0 | 0 | 0 | 0 | 0 | 0 | 0 | 0 | 0 | 0 | 0 | 0 | 0 | 0 | 0 | 0 | 0 | 0 | 0 | 0 | 0 | 0 | 0 | 0 | 0 | 0 | 0 | 0 | 0 | 0 | 0 | 0 | 0 | 0 | 0 | 0 | 0 | 0 | 0 | 0 | 0 | 0 | 0 | 0 | 0 | 0 | 0 | 0 | 0 | 0 | 0 | 0 | 0 | 0 | 0 | 0 | 0 | 0 | 0 | 0 | 0 | 0 | 0
Water Heater - Pre-Rinse Spray Valve_Education_New_New/replacement pre-rinse spray nozzle rated 1.0 GPM (0.92 GPM in situ) | Water Heater - Pre-Rinse Spray Valve_Education_New | Water Heater - Pre-Rinse Spray Valve_Commercial_New_Pre-rinse spray valve rated 1.6GPM (1.33 GPM in situ)_New/replacement pre-rinse spray nozzle rated 1.0 GPM (0.92 GPM in situ) | Commercial | Education | New | Water Heating | Natural Gas | Water Heater - Pre-Rinse Spray Valve | NEQ | Pre-rinse spray valve rated 1.6GPM (1.33 GPM in situ) | 5 | 5 | 5 | 54.7674 | 0 | 0 | 0.25 | 0.53333 | Retro12Med | 3.879925052500492E-06 | TBD | A | WCM482 | 0.7 | 0.42 | KitchenFaucet | 0.0321 | 0 | 0 | 0 | 0 | Regional Technical Forum. Pre-Rinse Spray Valve - UES Workbook, Version 2.5. Northwest Power and Conservation Council. December 20, 2019 | Regional Technical Forum. Pre-Rinse Spray Valve - UES Workbook, Version 2.5. Northwest Power and Conservation Council. December 20, 2019 | Regional Technical Forum. Pre-Rinse Spray Valve - UES Workbook, Version 2.5. Northwest Power and Conservation Council. December 20, 2019 | 0 | 0 | 104.6129 | Pre-rinse spray valve rated 1.6GPM (1.33 GPM in situ) | Pre-rinse spray valve rated 1.6GPM (1.33 GPM in situ) | Pre-rinse spray valve rated 1.6GPM (1.33 GPM in situ) | Pre-rinse spray valve rated 1.6GPM (1.33 GPM in situ) | Pre-rinse spray valve rated 1.6GPM (1.33 GPM in situ) | Pre-rinse spray valve rated 1.6GPM (1.33 GPM in situ) | Pre-rinse spray valve rated 1.6GPM (1.33 GPM in situ) | Pre-rinse spray valve rated 1.6GPM (1.33 GPM in situ) | Pre-rinse spray valve rated 1.6GPM (1.33 GPM in situ) | Pre-rinse spray valve rated 1.6GPM (1.33 GPM in situ) | Pre-rinse spray valve rated 1.6GPM (1.33 GPM in situ) | Pre-rinse spray valve rated 1.6GPM (1.33 GPM in situ) | Pre-rinse spray valve rated 1.6GPM (1.33 GPM in situ) | Pre-rinse spray valve rated 1.6GPM (1.33 GPM in situ) | Pre-rinse spray valve rated 1.6GPM (1.33 GPM in situ) | Pre-rinse spray valve rated 1.6GPM (1.33 GPM in situ) | Pre-rinse spray valve rated 1.6GPM (1.33 GPM in situ) | Pre-rinse spray valve rated 1.6GPM (1.33 GPM in situ) | Pre-rinse spray valve rated 1.6GPM (1.33 GPM in situ) | Pre-rinse spray valve rated 1.6GPM (1.33 GPM in situ) | Pre-rinse spray valve rated 1.6GPM (1.33 GPM in situ) | Pre-rinse spray valve rated 1.6GPM (1.33 GPM in situ) | Pre-rinse spray valve rated 1.6GPM (1.33 GPM in situ) | Pre-rinse spray valve rated 1.6GPM (1.33 GPM in situ) | Pre-rinse spray valve rated 1.6GPM (1.33 GPM in situ) | Pre-rinse spray valve rated 1.6GPM (1.33 GPM in situ) | Pre-rinse spray valve rated 1.6GPM (1.33 GPM in situ) | Pre-rinse spray valve rated 1.6GPM (1.33 GPM in situ) | 0 | 0 | 0 | 0 | 0 | 0 | 0 | 0 | 0 | 0 | 0 | 0 | 0 | 0 | 0 | 0 | 0 | 0 | 0 | 0 | 0 | 0 | 0 | 0 | 0 | 0 | 0 | 0 | 0 | 0 | 0 | 0 | 0 | 0 | 0 | 0 | 0 | 0 | 0 | 0 | 0 | 0 | 0 | 0 | 0 | 0 | 0 | 0 | 0 | 0 | 0 | 0 | 0 | 0 | 0 | 0 | 0 | 0 | 0 | 0 | 0 | 0 | 0 | 0 | 0 | 0 | 0 | 0 | 0 | 0 | 0 | 0 | 0 | 0 | 0 | 0 | 0 | 0 | 0 | 0 | 0 | 0 | 0 | 0 | 0 | 0 | 0 | 0 | 0 | 0 | 0 | 0 | 0 | 0 | 0 | 0 | 0 | 0 | 0 | 0 | 0 | 0 | 0 | 0 | 0 | 0 | 0 | 0 | 0 | 0 | 0 | 0 | New/replacement pre-rinse spray nozzle rated 1.0 GPM (0.92 GPM in situ) | New/replacement pre-rinse spray nozzle rated 1.0 GPM (0.92 GPM in situ) | New/replacement pre-rinse spray nozzle rated 1.0 GPM (0.92 GPM in situ) | New/replacement pre-rinse spray nozzle rated 1.0 GPM (0.92 GPM in situ) | New/replacement pre-rinse spray nozzle rated 1.0 GPM (0.92 GPM in situ) | New/replacement pre-rinse spray nozzle rated 1.0 GPM (0.92 GPM in situ) | New/replacement pre-rinse spray nozzle rated 1.0 GPM (0.92 GPM in situ) | New/replacement pre-rinse spray nozzle rated 1.0 GPM (0.92 GPM in situ) | New/replacement pre-rinse spray nozzle rated 1.0 GPM (0.92 GPM in situ) | New/replacement pre-rinse spray nozzle rated 1.0 GPM (0.92 GPM in situ) | New/replacement pre-rinse spray nozzle rated 1.0 GPM (0.92 GPM in situ) | New/replacement pre-rinse spray nozzle rated 1.0 GPM (0.92 GPM in situ) | New/replacement pre-rinse spray nozzle rated 1.0 GPM (0.92 GPM in situ) | New/replacement pre-rinse spray nozzle rated 1.0 GPM (0.92 GPM in situ) | New/replacement pre-rinse spray nozzle rated 1.0 GPM (0.92 GPM in situ) | New/replacement pre-rinse spray nozzle rated 1.0 GPM (0.92 GPM in situ) | New/replacement pre-rinse spray nozzle rated 1.0 GPM (0.92 GPM in situ) | New/replacement pre-rinse spray nozzle rated 1.0 GPM (0.92 GPM in situ) | New/replacement pre-rinse spray nozzle rated 1.0 GPM (0.92 GPM in situ) | New/replacement pre-rinse spray nozzle rated 1.0 GPM (0.92 GPM in situ) | New/replacement pre-rinse spray nozzle rated 1.0 GPM (0.92 GPM in situ) | New/replacement pre-rinse spray nozzle rated 1.0 GPM (0.92 GPM in situ) | New/replacement pre-rinse spray nozzle rated 1.0 GPM (0.92 GPM in situ) | New/replacement pre-rinse spray nozzle rated 1.0 GPM (0.92 GPM in situ) | New/replacement pre-rinse spray nozzle rated 1.0 GPM (0.92 GPM in situ) | New/replacement pre-rinse spray nozzle rated 1.0 GPM (0.92 GPM in situ) | New/replacement pre-rinse spray nozzle rated 1.0 GPM (0.92 GPM in situ) | New/replacement pre-rinse spray nozzle rated 1.0 GPM (0.92 GPM in situ) | 104.6129 | 104.6129 | 104.6129 | 104.6129 | 104.6129 | 104.6129 | 104.6129 | 104.6129 | 104.6129 | 104.6129 | 104.6129 | 104.6129 | 104.6129 | 104.6129 | 104.6129 | 104.6129 | 104.6129 | 104.6129 | 104.6129 | 104.6129 | 104.6129 | 104.6129 | 104.6129 | 104.6129 | 104.6129 | 104.6129 | 104.6129 | 104.6129 | 54.7674 | 54.7674 | 54.7674 | 54.7674 | 54.7674 | 54.7674 | 54.7674 | 54.7674 | 54.7674 | 54.7674 | 54.7674 | 54.7674 | 54.7674 | 54.7674 | 54.7674 | 54.7674 | 54.7674 | 54.7674 | 54.7674 | 54.7674 | 54.7674 | 54.7674 | 54.7674 | 54.7674 | 54.7674 | 54.7674 | 54.7674 | 54.7674 | 0 | 0 | 0 | 0 | 0 | 0 | 0 | 0 | 0 | 0 | 0 | 0 | 0 | 0 | 0 | 0 | 0 | 0 | 0 | 0 | 0 | 0 | 0 | 0 | 0 | 0 | 0 | 0 | 0 | 0 | 0 | 0 | 0 | 0 | 0 | 0 | 0 | 0 | 0 | 0 | 0 | 0 | 0 | 0 | 0 | 0 | 0 | 0 | 0 | 0 | 0 | 0 | 0 | 0 | 0 | 0 | 0 | 0 | 0 | 0 | 0 | 0 | 0 | 0 | 0 | 0 | 0 | 0 | 0 | 0 | 0 | 0 | 0 | 0 | 0 | 0 | 0 | 0 | 0 | 0 | 0 | 0 | 0 | 0 | 0 | 0 | 0 | 0 | 0 | 0 | 0 | 0 | 0 | 0 | 0 | 0 | 0 | 0 | 0 | 0 | 0 | 0 | 0 | 0 | 0 | 0 | 0 | 0 | 0 | 0 | 0 | 0 | New/replacement pre-rinse spray nozzle rated 1.0 GPM (0.92 GPM in situ) | New/replacement pre-rinse spray nozzle rated 1.0 GPM (0.92 GPM in situ) | New/replacement pre-rinse spray nozzle rated 1.0 GPM (0.92 GPM in situ) | New/replacement pre-rinse spray nozzle rated 1.0 GPM (0.92 GPM in situ) | New/replacement pre-rinse spray nozzle rated 1.0 GPM (0.92 GPM in situ) | New/replacement pre-rinse spray nozzle rated 1.0 GPM (0.92 GPM in situ) | New/replacement pre-rinse spray nozzle rated 1.0 GPM (0.92 GPM in situ) | New/replacement pre-rinse spray nozzle rated 1.0 GPM (0.92 GPM in situ) | New/replacement pre-rinse spray nozzle rated 1.0 GPM (0.92 GPM in situ) | New/replacement pre-rinse spray nozzle rated 1.0 GPM (0.92 GPM in situ) | New/replacement pre-rinse spray nozzle rated 1.0 GPM (0.92 GPM in situ) | New/replacement pre-rinse spray nozzle rated 1.0 GPM (0.92 GPM in situ) | New/replacement pre-rinse spray nozzle rated 1.0 GPM (0.92 GPM in situ) | New/replacement pre-rinse spray nozzle rated 1.0 GPM (0.92 GPM in situ) | New/replacement pre-rinse spray nozzle rated 1.0 GPM (0.92 GPM in situ) | New/replacement pre-rinse spray nozzle rated 1.0 GPM (0.92 GPM in situ) | New/replacement pre-rinse spray nozzle rated 1.0 GPM (0.92 GPM in situ) | New/replacement pre-rinse spray nozzle rated 1.0 GPM (0.92 GPM in situ) | New/replacement pre-rinse spray nozzle rated 1.0 GPM (0.92 GPM in situ) | New/replacement pre-rinse spray nozzle rated 1.0 GPM (0.92 GPM in situ) | New/replacement pre-rinse spray nozzle rated 1.0 GPM (0.92 GPM in situ) | New/replacement pre-rinse spray nozzle rated 1.0 GPM (0.92 GPM in situ) | New/replacement pre-rinse spray nozzle rated 1.0 GPM (0.92 GPM in situ) | New/replacement pre-rinse spray nozzle rated 1.0 GPM (0.92 GPM in situ) | New/replacement pre-rinse spray nozzle rated 1.0 GPM (0.92 GPM in situ) | New/replacement pre-rinse spray nozzle rated 1.0 GPM (0.92 GPM in situ) | New/replacement pre-rinse spray nozzle rated 1.0 GPM (0.92 GPM in situ) | New/replacement pre-rinse spray nozzle rated 1.0 GPM (0.92 GPM in situ) | 104.6129 | 104.6129 | 104.6129 | 104.6129 | 104.6129 | 104.6129 | 104.6129 | 104.6129 | 104.6129 | 104.6129 | 104.6129 | 104.6129 | 104.6129 | 104.6129 | 104.6129 | 104.6129 | 104.6129 | 104.6129 | 104.6129 | 104.6129 | 104.6129 | 104.6129 | 104.6129 | 104.6129 | 104.6129 | 104.6129 | 104.6129 | 104.6129 | 54.7674 | 54.7674 | 54.7674 | 54.7674 | 54.7674 | 54.7674 | 54.7674 | 54.7674 | 54.7674 | 54.7674 | 54.7674 | 54.7674 | 54.7674 | 54.7674 | 54.7674 | 54.7674 | 54.7674 | 54.7674 | 54.7674 | 54.7674 | 54.7674 | 54.7674 | 54.7674 | 54.7674 | 54.7674 | 54.7674 | 54.7674 | 54.7674 | 0 | 0 | 0 | 0 | 0 | 0 | 0 | 0 | 0 | 0 | 0 | 0 | 0 | 0 | 0 | 0 | 0 | 0 | 0 | 0 | 0 | 0 | 0 | 0 | 0 | 0 | 0 | 0 | 0 | 0 | 0 | 0 | 0 | 0 | 0 | 0 | 0 | 0 | 0 | 0 | 0 | 0 | 0 | 0 | 0 | 0 | 0 | 0 | 0 | 0 | 0 | 0 | 0 | 0 | 0 | 0 | 0 | 0 | 0 | 0 | 0 | 0 | 0 | 0 | 0 | 0 | 0 | 0 | 0 | 0 | 0 | 0 | 0 | 0 | 0 | 0 | 0 | 0 | 0 | 0 | 0 | 0 | 0 | 0 | 0 | 0
Water Heater - Solar System_Education_New_Solar water heating system | Water Heater - Solar System_Education_New | Water Heater - Solar System_Commercial_New_Central storage gas water heater_Solar water heating system | Commercial | Education | New | Water Heating | Natural Gas | Water Heater - Solar System | NEQ | Central storage gas water heater | 15 | 15 | 15 | 0.017122 | 0 | 0 | 0 | 0.1 | Retro1Slow | 0.012666666666666666 | TBD | A | WCM485 | 0.7 | 0.42 | sqft cond | 0.0321 | 0 | 0 | 0 | 0 | CA eTRM - Solar Thermal Water Heating System, Multifamily - SWWH034-03 | CA eTRM - Solar Thermal Water Heating System, Multifamily - SWWH034-03 and Applied Energy Group Research - AEG Measure Research v1.3 SEP23 | CA eTRM - Solar Thermal Water Heating System, Multifamily - SWWH034-03 | 0 | 0 | 1.5748 | Central storage gas water heater | Central storage gas water heater | Central storage gas water heater | Central storage gas water heater | Central storage gas water heater | Central storage gas water heater | Central storage gas water heater | Central storage gas water heater | Central storage gas water heater | Central storage gas water heater | Central storage gas water heater | Central storage gas water heater | Central storage gas water heater | Central storage gas water heater | Central storage gas water heater | Central storage gas water heater | Central storage gas water heater | Central storage gas water heater | Central storage gas water heater | Central storage gas water heater | Central storage gas water heater | Central storage gas water heater | Central storage gas water heater | Central storage gas water heater | Central storage gas water heater | Central storage gas water heater | Central storage gas water heater | Central storage gas water heater | 0 | 0 | 0 | 0 | 0 | 0 | 0 | 0 | 0 | 0 | 0 | 0 | 0 | 0 | 0 | 0 | 0 | 0 | 0 | 0 | 0 | 0 | 0 | 0 | 0 | 0 | 0 | 0 | 0 | 0 | 0 | 0 | 0 | 0 | 0 | 0 | 0 | 0 | 0 | 0 | 0 | 0 | 0 | 0 | 0 | 0 | 0 | 0 | 0 | 0 | 0 | 0 | 0 | 0 | 0 | 0 | 0 | 0 | 0 | 0 | 0 | 0 | 0 | 0 | 0 | 0 | 0 | 0 | 0 | 0 | 0 | 0 | 0 | 0 | 0 | 0 | 0 | 0 | 0 | 0 | 0 | 0 | 0 | 0 | 0 | 0 | 0 | 0 | 0 | 0 | 0 | 0 | 0 | 0 | 0 | 0 | 0 | 0 | 0 | 0 | 0 | 0 | 0 | 0 | 0 | 0 | 0 | 0 | 0 | 0 | 0 | 0 | Solar water heating system | Solar water heating system | Solar water heating system | Solar water heating system | Solar water heating system | Solar water heating system | Solar water heating system | Solar water heating system | Solar water heating system | Solar water heating system | Solar water heating system | Solar water heating system | Solar water heating system | Solar water heating system | Solar water heating system | Solar water heating system | Solar water heating system | Solar water heating system | Solar water heating system | Solar water heating system | Solar water heating system | Solar water heating system | Solar water heating system | Solar water heating system | Solar water heating system | Solar water heating system | Solar water heating system | Solar water heating system | 1.5748 | 1.5748 | 1.5748 | 1.5748 | 1.5748 | 1.5748 | 1.5748 | 1.5748 | 1.5748 | 1.5748 | 1.5748 | 1.5748 | 1.5748 | 1.5748 | 1.5748 | 1.5748 | 1.5748 | 1.5748 | 1.5748 | 1.5748 | 1.5748 | 1.5748 | 1.5748 | 1.5748 | 1.5748 | 1.5748 | 1.5748 | 1.5748 | 0.0171 | 0.0171 | 0.0171 | 0.0171 | 0.0171 | 0.0171 | 0.0171 | 0.0171 | 0.0171 | 0.0171 | 0.0171 | 0.0171 | 0.0171 | 0.0171 | 0.0171 | 0.0171 | 0.0171 | 0.0171 | 0.0171 | 0.0171 | 0.0171 | 0.0171 | 0.0171 | 0.0171 | 0.0171 | 0.0171 | 0.0171 | 0.0171 | 0 | 0 | 0 | 0 | 0 | 0 | 0 | 0 | 0 | 0 | 0 | 0 | 0 | 0 | 0 | 0 | 0 | 0 | 0 | 0 | 0 | 0 | 0 | 0 | 0 | 0 | 0 | 0 | 0 | 0 | 0 | 0 | 0 | 0 | 0 | 0 | 0 | 0 | 0 | 0 | 0 | 0 | 0 | 0 | 0 | 0 | 0 | 0 | 0 | 0 | 0 | 0 | 0 | 0 | 0 | 0 | 0 | 0 | 0 | 0 | 0 | 0 | 0 | 0 | 0 | 0 | 0 | 0 | 0 | 0 | 0 | 0 | 0 | 0 | 0 | 0 | 0 | 0 | 0 | 0 | 0 | 0 | 0 | 0 | 0 | 0 | 0 | 0 | 0 | 0 | 0 | 0 | 0 | 0 | 0 | 0 | 0 | 0 | 0 | 0 | 0 | 0 | 0 | 0 | 0 | 0 | 0 | 0 | 0 | 0 | 0 | 0 | Solar water heating system | Solar water heating system | Solar water heating system | Solar water heating system | Solar water heating system | Solar water heating system | Solar water heating system | Solar water heating system | Solar water heating system | Solar water heating system | Solar water heating system | Solar water heating system | Solar water heating system | Solar water heating system | Solar water heating system | Solar water heating system | Solar water heating system | Solar water heating system | Solar water heating system | Solar water heating system | Solar water heating system | Solar water heating system | Solar water heating system | Solar water heating system | Solar water heating system | Solar water heating system | Solar water heating system | Solar water heating system | 1.5748 | 1.5748 | 1.5748 | 1.5748 | 1.5748 | 1.5748 | 1.5748 | 1.5748 | 1.5748 | 1.5748 | 1.5748 | 1.5748 | 1.5748 | 1.5748 | 1.5748 | 1.5748 | 1.5748 | 1.5748 | 1.5748 | 1.5748 | 1.5748 | 1.5748 | 1.5748 | 1.5748 | 1.5748 | 1.5748 | 1.5748 | 1.5748 | 0.0171 | 0.0171 | 0.0171 | 0.0171 | 0.0171 | 0.0171 | 0.0171 | 0.0171 | 0.0171 | 0.0171 | 0.0171 | 0.0171 | 0.0171 | 0.0171 | 0.0171 | 0.0171 | 0.0171 | 0.0171 | 0.0171 | 0.0171 | 0.0171 | 0.0171 | 0.0171 | 0.0171 | 0.0171 | 0.0171 | 0.0171 | 0.0171 | 0 | 0 | 0 | 0 | 0 | 0 | 0 | 0 | 0 | 0 | 0 | 0 | 0 | 0 | 0 | 0 | 0 | 0 | 0 | 0 | 0 | 0 | 0 | 0 | 0 | 0 | 0 | 0 | 0 | 0 | 0 | 0 | 0 | 0 | 0 | 0 | 0 | 0 | 0 | 0 | 0 | 0 | 0 | 0 | 0 | 0 | 0 | 0 | 0 | 0 | 0 | 0 | 0 | 0 | 0 | 0 | 0 | 0 | 0 | 0 | 0 | 0 | 0 | 0 | 0 | 0 | 0 | 0 | 0 | 0 | 0 | 0 | 0 | 0 | 0 | 0 | 0 | 0 | 0 | 0 | 0 | 0 | 0 | 0 | 0 | 0
Circulation Pump - Controls_Education_New_Not Applicable Segment or Vintage | Circulation Pump - Controls_Education_New | Circulation Pump - Controls_Commercial_New_Not Applicable Segment or Vintage_Not Applicable Segment or Vintage | Commercial | Education | New | Water Heating | Natural Gas | Circulation Pump - Controls | NEQ | Not Applicable Segment or Vintage | 11 | 11 | 11 | 0 | 0 | 0 | 0 | 0 | Retro3Slow | 0.004128203794943829 | TBD | A | WCM486 | 0.7 | 0.42 | sqft | 0.0321 | 0 | 0 | 0 | 0 | Not Applicable Segment or Vintage | Not Applicable Segment or Vintage | Not Applicable Segment or Vintage | 0 | 0 | 0 | Not Applicable Segment or Vintage | Not Applicable Segment or Vintage | Not Applicable Segment or Vintage | Not Applicable Segment or Vintage | Not Applicable Segment or Vintage | Not Applicable Segment or Vintage | Not Applicable Segment or Vintage | Not Applicable Segment or Vintage | Not Applicable Segment or Vintage | Not Applicable Segment or Vintage | Not Applicable Segment or Vintage | Not Applicable Segment or Vintage | Not Applicable Segment or Vintage | Not Applicable Segment or Vintage | Not Applicable Segment or Vintage | Not Applicable Segment or Vintage | Not Applicable Segment or Vintage | Not Applicable Segment or Vintage | Not Applicable Segment or Vintage | Not Applicable Segment or Vintage | Not Applicable Segment or Vintage | Not Applicable Segment or Vintage | Not Applicable Segment or Vintage | Not Applicable Segment or Vintage | Not Applicable Segment or Vintage | Not Applicable Segment or Vintage | Not Applicable Segment or Vintage | Not Applicable Segment or Vintage | 0 | 0 | 0 | 0 | 0 | 0 | 0 | 0 | 0 | 0 | 0 | 0 | 0 | 0 | 0 | 0 | 0 | 0 | 0 | 0 | 0 | 0 | 0 | 0 | 0 | 0 | 0 | 0 | 0 | 0 | 0 | 0 | 0 | 0 | 0 | 0 | 0 | 0 | 0 | 0 | 0 | 0 | 0 | 0 | 0 | 0 | 0 | 0 | 0 | 0 | 0 | 0 | 0 | 0 | 0 | 0 | 0 | 0 | 0 | 0 | 0 | 0 | 0 | 0 | 0 | 0 | 0 | 0 | 0 | 0 | 0 | 0 | 0 | 0 | 0 | 0 | 0 | 0 | 0 | 0 | 0 | 0 | 0 | 0 | 0 | 0 | 0 | 0 | 0 | 0 | 0 | 0 | 0 | 0 | 0 | 0 | 0 | 0 | 0 | 0 | 0 | 0 | 0 | 0 | 0 | 0 | 0 | 0 | 0 | 0 | 0 | 0 | Not Applicable Segment or Vintage | Not Applicable Segment or Vintage | Not Applicable Segment or Vintage | Not Applicable Segment or Vintage | Not Applicable Segment or Vintage | Not Applicable Segment or Vintage | Not Applicable Segment or Vintage | Not Applicable Segment or Vintage | Not Applicable Segment or Vintage | Not Applicable Segment or Vintage | Not Applicable Segment or Vintage | Not Applicable Segment or Vintage | Not Applicable Segment or Vintage | Not Applicable Segment or Vintage | Not Applicable Segment or Vintage | Not Applicable Segment or Vintage | Not Applicable Segment or Vintage | Not Applicable Segment or Vintage | Not Applicable Segment or Vintage | Not Applicable Segment or Vintage | Not Applicable Segment or Vintage | Not Applicable Segment or Vintage | Not Applicable Segment or Vintage | Not Applicable Segment or Vintage | Not Applicable Segment or Vintage | Not Applicable Segment or Vintage | Not Applicable Segment or Vintage | Not Applicable Segment or Vintage | 0 | 0 | 0 | 0 | 0 | 0 | 0 | 0 | 0 | 0 | 0 | 0 | 0 | 0 | 0 | 0 | 0 | 0 | 0 | 0 | 0 | 0 | 0 | 0 | 0 | 0 | 0 | 0 | 0 | 0 | 0 | 0 | 0 | 0 | 0 | 0 | 0 | 0 | 0 | 0 | 0 | 0 | 0 | 0 | 0 | 0 | 0 | 0 | 0 | 0 | 0 | 0 | 0 | 0 | 0 | 0 | 0 | 0 | 0 | 0 | 0 | 0 | 0 | 0 | 0 | 0 | 0 | 0 | 0 | 0 | 0 | 0 | 0 | 0 | 0 | 0 | 0 | 0 | 0 | 0 | 0 | 0 | 0 | 0 | 0 | 0 | 0 | 0 | 0 | 0 | 0 | 0 | 0 | 0 | 0 | 0 | 0 | 0 | 0 | 0 | 0 | 0 | 0 | 0 | 0 | 0 | 0 | 0 | 0 | 0 | 0 | 0 | 0 | 0 | 0 | 0 | 0 | 0 | 0 | 0 | 0 | 0 | 0 | 0 | 0 | 0 | 0 | 0 | 0 | 0 | 0 | 0 | 0 | 0 | 0 | 0 | 0 | 0 | 0 | 0 | 0 | 0 | 0 | 0 | 0 | 0 | 0 | 0 | 0 | 0 | 0 | 0 | 0 | 0 | 0 | 0 | 0 | 0 | 0 | 0 | 0 | 0 | 0 | 0 | 0 | 0 | 0 | 0 | Not Applicable Segment or Vintage | Not Applicable Segment or Vintage | Not Applicable Segment or Vintage | Not Applicable Segment or Vintage | Not Applicable Segment or Vintage | Not Applicable Segment or Vintage | Not Applicable Segment or Vintage | Not Applicable Segment or Vintage | Not Applicable Segment or Vintage | Not Applicable Segment or Vintage | Not Applicable Segment or Vintage | Not Applicable Segment or Vintage | Not Applicable Segment or Vintage | Not Applicable Segment or Vintage | Not Applicable Segment or Vintage | Not Applicable Segment or Vintage | Not Applicable Segment or Vintage | Not Applicable Segment or Vintage | Not Applicable Segment or Vintage | Not Applicable Segment or Vintage | Not Applicable Segment or Vintage | Not Applicable Segment or Vintage | Not Applicable Segment or Vintage | Not Applicable Segment or Vintage | Not Applicable Segment or Vintage | Not Applicable Segment or Vintage | Not Applicable Segment or Vintage | Not Applicable Segment or Vintage | 0 | 0 | 0 | 0 | 0 | 0 | 0 | 0 | 0 | 0 | 0 | 0 | 0 | 0 | 0 | 0 | 0 | 0 | 0 | 0 | 0 | 0 | 0 | 0 | 0 | 0 | 0 | 0 | 0 | 0 | 0 | 0 | 0 | 0 | 0 | 0 | 0 | 0 | 0 | 0 | 0 | 0 | 0 | 0 | 0 | 0 | 0 | 0 | 0 | 0 | 0 | 0 | 0 | 0 | 0 | 0 | 0 | 0 | 0 | 0 | 0 | 0 | 0 | 0 | 0 | 0 | 0 | 0 | 0 | 0 | 0 | 0 | 0 | 0 | 0 | 0 | 0 | 0 | 0 | 0 | 0 | 0 | 0 | 0 | 0 | 0 | 0 | 0 | 0 | 0 | 0 | 0 | 0 | 0 | 0 | 0 | 0 | 0 | 0 | 0 | 0 | 0 | 0 | 0 | 0 | 0 | 0 | 0 | 0 | 0 | 0 | 0 | 0 | 0 | 0 | 0 | 0 | 0 | 0 | 0 | 0 | 0 | 0 | 0 | 0 | 0 | 0 | 0 | 0 | 0 | 0 | 0 | 0 | 0 | 0 | 0 | 0 | 0 | 0 | 0 | 0 | 0
Commercial Laundry - ENERGY STAR Washer (8.0)_Education_New_EnergyStar Front Loading Clothers Washer | Commercial Laundry - ENERGY STAR Washer (8.0)_Education_New | Commercial Laundry - ENERGY STAR Washer (8.0)_Commercial_New_Federal Standard Front-Loading Clothes Washer_EnergyStar Front Loading Clothers Washer | Commercial | Education | New | Water Heating | Natural Gas | Commercial Laundry - ENERGY STAR Washer (8.0) | NEQ | Federal Standard Front-Loading Clothes Washer | 11 | 11 | 11 | 23.903 | 0 | 0 | 0.08 | 0.2 | Retro5Med | 8.35569166605469E-06 | TBD | A | WCM488 | 0.7 | 0.42 | Washer | 0.0321 | 0 | 0 | 0 | 0 | Regional Technical Forum. Commercial Clothes Washers - Unit Energy Savings Workbook, Version 7.1. Northwest Power and Conservation Council. July 18, 2023 | Regional Technical Forum. Commercial Clothes Washers - Unit Energy Savings Workbook, Version 7.1. Northwest Power and Conservation Council. July 18, 2023 | Regional Technical Forum. Commercial Clothes Washers - Unit Energy Savings Workbook, Version 7.1. Northwest Power and Conservation Council. July 18, 2023 | 0 | 0 | 668.9719 | Federal Standard Front-Loading Clothes Washer | Federal Standard Front-Loading Clothes Washer | Federal Standard Front-Loading Clothes Washer | Federal Standard Front-Loading Clothes Washer | Federal Standard Front-Loading Clothes Washer | Federal Standard Front-Loading Clothes Washer | Federal Standard Front-Loading Clothes Washer | Federal Standard Front-Loading Clothes Washer | Federal Standard Front-Loading Clothes Washer | Federal Standard Front-Loading Clothes Washer | Federal Standard Front-Loading Clothes Washer | Federal Standard Front-Loading Clothes Washer | Federal Standard Front-Loading Clothes Washer | Federal Standard Front-Loading Clothes Washer | Federal Standard Front-Loading Clothes Washer | Federal Standard Front-Loading Clothes Washer | Federal Standard Front-Loading Clothes Washer | Federal Standard Front-Loading Clothes Washer | Federal Standard Front-Loading Clothes Washer | Federal Standard Front-Loading Clothes Washer | Federal Standard Front-Loading Clothes Washer | Federal Standard Front-Loading Clothes Washer | Federal Standard Front-Loading Clothes Washer | Federal Standard Front-Loading Clothes Washer | Federal Standard Front-Loading Clothes Washer | Federal Standard Front-Loading Clothes Washer | Federal Standard Front-Loading Clothes Washer | Federal Standard Front-Loading Clothes Washer | 0 | 0 | 0 | 0 | 0 | 0 | 0 | 0 | 0 | 0 | 0 | 0 | 0 | 0 | 0 | 0 | 0 | 0 | 0 | 0 | 0 | 0 | 0 | 0 | 0 | 0 | 0 | 0 | 0 | 0 | 0 | 0 | 0 | 0 | 0 | 0 | 0 | 0 | 0 | 0 | 0 | 0 | 0 | 0 | 0 | 0 | 0 | 0 | 0 | 0 | 0 | 0 | 0 | 0 | 0 | 0 | 0 | 0 | 0 | 0 | 0 | 0 | 0 | 0 | 0 | 0 | 0 | 0 | 0 | 0 | 0 | 0 | 0 | 0 | 0 | 0 | 0 | 0 | 0 | 0 | 0 | 0 | 0 | 0 | 0 | 0 | 0 | 0 | 0 | 0 | 0 | 0 | 0 | 0 | 0 | 0 | 0 | 0 | 0 | 0 | 0 | 0 | 0 | 0 | 0 | 0 | 0 | 0 | 0 | 0 | 0 | 0 | EnergyStar Front Loading Clothers Washer | EnergyStar Front Loading Clothers Washer | EnergyStar Front Loading Clothers Washer | EnergyStar Front Loading Clothers Washer | EnergyStar Front Loading Clothers Washer | EnergyStar Front Loading Clothers Washer | EnergyStar Front Loading Clothers Washer | EnergyStar Front Loading Clothers Washer | EnergyStar Front Loading Clothers Washer | EnergyStar Front Loading Clothers Washer | EnergyStar Front Loading Clothers Washer | EnergyStar Front Loading Clothers Washer | EnergyStar Front Loading Clothers Washer | EnergyStar Front Loading Clothers Washer | EnergyStar Front Loading Clothers Washer | EnergyStar Front Loading Clothers Washer | EnergyStar Front Loading Clothers Washer | EnergyStar Front Loading Clothers Washer | EnergyStar Front Loading Clothers Washer | EnergyStar Front Loading Clothers Washer | EnergyStar Front Loading Clothers Washer | EnergyStar Front Loading Clothers Washer | EnergyStar Front Loading Clothers Washer | EnergyStar Front Loading Clothers Washer | EnergyStar Front Loading Clothers Washer | EnergyStar Front Loading Clothers Washer | EnergyStar Front Loading Clothers Washer | EnergyStar Front Loading Clothers Washer | 668.9719 | 668.9719 | 668.9719 | 668.9719 | 668.9719 | 668.9719 | 668.9719 | 668.9719 | 668.9719 | 668.9719 | 668.9719 | 668.9719 | 668.9719 | 668.9719 | 668.9719 | 668.9719 | 668.9719 | 668.9719 | 668.9719 | 668.9719 | 668.9719 | 668.9719 | 668.9719 | 668.9719 | 668.9719 | 668.9719 | 668.9719 | 668.9719 | 23.903 | 23.903 | 23.903 | 23.903 | 23.903 | 23.903 | 23.903 | 23.903 | 23.903 | 23.903 | 23.903 | 23.903 | 23.903 | 23.903 | 23.903 | 23.903 | 23.903 | 23.903 | 23.903 | 23.903 | 23.903 | 23.903 | 23.903 | 23.903 | 23.903 | 23.903 | 23.903 | 23.903 | 0 | 0 | 0 | 0 | 0 | 0 | 0 | 0 | 0 | 0 | 0 | 0 | 0 | 0 | 0 | 0 | 0 | 0 | 0 | 0 | 0 | 0 | 0 | 0 | 0 | 0 | 0 | 0 | 0 | 0 | 0 | 0 | 0 | 0 | 0 | 0 | 0 | 0 | 0 | 0 | 0 | 0 | 0 | 0 | 0 | 0 | 0 | 0 | 0 | 0 | 0 | 0 | 0 | 0 | 0 | 0 | 0 | 0 | 0 | 0 | 0 | 0 | 0 | 0 | 0 | 0 | 0 | 0 | 0 | 0 | 0 | 0 | 0 | 0 | 0 | 0 | 0 | 0 | 0 | 0 | 0 | 0 | 0 | 0 | 0 | 0 | 0 | 0 | 0 | 0 | 0 | 0 | 0 | 0 | 0 | 0 | 0 | 0 | 0 | 0 | 0 | 0 | 0 | 0 | 0 | 0 | 0 | 0 | 0 | 0 | 0 | 0 | EnergyStar Front Loading Clothers Washer | EnergyStar Front Loading Clothers Washer | EnergyStar Front Loading Clothers Washer | EnergyStar Front Loading Clothers Washer | EnergyStar Front Loading Clothers Washer | EnergyStar Front Loading Clothers Washer | EnergyStar Front Loading Clothers Washer | EnergyStar Front Loading Clothers Washer | EnergyStar Front Loading Clothers Washer | EnergyStar Front Loading Clothers Washer | EnergyStar Front Loading Clothers Washer | EnergyStar Front Loading Clothers Washer | EnergyStar Front Loading Clothers Washer | EnergyStar Front Loading Clothers Washer | EnergyStar Front Loading Clothers Washer | EnergyStar Front Loading Clothers Washer | EnergyStar Front Loading Clothers Washer | EnergyStar Front Loading Clothers Washer | EnergyStar Front Loading Clothers Washer | EnergyStar Front Loading Clothers Washer | EnergyStar Front Loading Clothers Washer | EnergyStar Front Loading Clothers Washer | EnergyStar Front Loading Clothers Washer | EnergyStar Front Loading Clothers Washer | EnergyStar Front Loading Clothers Washer | EnergyStar Front Loading Clothers Washer | EnergyStar Front Loading Clothers Washer | EnergyStar Front Loading Clothers Washer | 668.9719 | 668.9719 | 668.9719 | 668.9719 | 668.9719 | 668.9719 | 668.9719 | 668.9719 | 668.9719 | 668.9719 | 668.9719 | 668.9719 | 668.9719 | 668.9719 | 668.9719 | 668.9719 | 668.9719 | 668.9719 | 668.9719 | 668.9719 | 668.9719 | 668.9719 | 668.9719 | 668.9719 | 668.9719 | 668.9719 | 668.9719 | 668.9719 | 23.903 | 23.903 | 23.903 | 23.903 | 23.903 | 23.903 | 23.903 | 23.903 | 23.903 | 23.903 | 23.903 | 23.903 | 23.903 | 23.903 | 23.903 | 23.903 | 23.903 | 23.903 | 23.903 | 23.903 | 23.903 | 23.903 | 23.903 | 23.903 | 23.903 | 23.903 | 23.903 | 23.903 | 0 | 0 | 0 | 0 | 0 | 0 | 0 | 0 | 0 | 0 | 0 | 0 | 0 | 0 | 0 | 0 | 0 | 0 | 0 | 0 | 0 | 0 | 0 | 0 | 0 | 0 | 0 | 0 | 0 | 0 | 0 | 0 | 0 | 0 | 0 | 0 | 0 | 0 | 0 | 0 | 0 | 0 | 0 | 0 | 0 | 0 | 0 | 0 | 0 | 0 | 0 | 0 | 0 | 0 | 0 | 0 | 0 | 0 | 0 | 0 | 0 | 0 | 0 | 0 | 0 | 0 | 0 | 0 | 0 | 0 | 0 | 0 | 0 | 0 | 0 | 0 | 0 | 0 | 0 | 0 | 0 | 0 | 0 | 0 | 0 | 0
Gas-Fired Combination Heat Pump Conversion_Education_New_Gas-fired heat pump, COP 1.3 | Gas-Fired Combination Heat Pump Conversion_Education_New | Gas-Fired Combination Heat Pump Conversion_Commercial_New_Federal standard gas-fired central heating and DHW system_Gas-fired heat pump, COP 1.3 | Commercial | Education | New | Water Heating | Natural Gas | Gas-Fired Combination Heat Pump Conversion | NEQ | Federal standard gas-fired central heating and DHW system | 20 | 20 | 20 | 0 | 0 | 0 | 0 | 0.1 | Retro1Slow | 0.012666666666666666 | TBD | A | WCM465 | 0.7 | 0.42 | kBtuh heat | 0.0321 | 0 | 0 | 0 | 0 | AEO 2021 - gas_eng-driven_RTHP-heat 2017 typical | EIA - Technology Forecast Updates. Appendix A. U.S. Energy Information Administration. March 3, 2023.¦ Technical Support Documents for Baseline Costs | AEG Analysis, Comparison of Baseline TE vs COP | 0 | 0 | 195.1704 | Federal standard gas-fired central heating and DHW system | Federal standard gas-fired central heating and DHW system | Federal standard gas-fired central heating and DHW system | Federal standard gas-fired central heating and DHW system | Federal standard gas-fired central heating and DHW system | Federal standard gas-fired central heating and DHW system | Federal standard gas-fired central heating and DHW system | Federal standard gas-fired central heating and DHW system | Federal standard gas-fired central heating and DHW system | Federal standard gas-fired central heating and DHW system | Federal standard gas-fired central heating and DHW system | Federal standard gas-fired central heating and DHW system | Federal standard gas-fired central heating and DHW system | Federal standard gas-fired central heating and DHW system | Federal standard gas-fired central heating and DHW system | Federal standard gas-fired central heating and DHW system | Federal standard gas-fired central heating and DHW system | Federal standard gas-fired central heating and DHW system | Federal standard gas-fired central heating and DHW system | Federal standard gas-fired central heating and DHW system | Federal standard gas-fired central heating and DHW system | Federal standard gas-fired central heating and DHW system | Federal standard gas-fired central heating and DHW system | Federal standard gas-fired central heating and DHW system | Federal standard gas-fired central heating and DHW system | Federal standard gas-fired central heating and DHW system | Federal standard gas-fired central heating and DHW system | Federal standard gas-fired central heating and DHW system | 0 | 0 | 0 | 0 | 0 | 0 | 0 | 0 | 0 | 0 | 0 | 0 | 0 | 0 | 0 | 0 | 0 | 0 | 0 | 0 | 0 | 0 | 0 | 0 | 0 | 0 | 0 | 0 | 0 | 0 | 0 | 0 | 0 | 0 | 0 | 0 | 0 | 0 | 0 | 0 | 0 | 0 | 0 | 0 | 0 | 0 | 0 | 0 | 0 | 0 | 0 | 0 | 0 | 0 | 0 | 0 | 0 | 0 | 0 | 0 | 0 | 0 | 0 | 0 | 0 | 0 | 0 | 0 | 0 | 0 | 0 | 0 | 0 | 0 | 0 | 0 | 0 | 0 | 0 | 0 | 0 | 0 | 0 | 0 | 0 | 0 | 0 | 0 | 0 | 0 | 0 | 0 | 0 | 0 | 0 | 0 | 0 | 0 | 0 | 0 | 0 | 0 | 0 | 0 | 0 | 0 | 0 | 0 | 0 | 0 | 0 | 0 | Gas-fired heat pump, COP 1.3 | Gas-fired heat pump, COP 1.3 | Gas-fired heat pump, COP 1.3 | Gas-fired heat pump, COP 1.3 | Gas-fired heat pump, COP 1.3 | Gas-fired heat pump, COP 1.3 | Gas-fired heat pump, COP 1.3 | Gas-fired heat pump, COP 1.3 | Gas-fired heat pump, COP 1.3 | Gas-fired heat pump, COP 1.3 | Gas-fired heat pump, COP 1.3 | Gas-fired heat pump, COP 1.3 | Gas-fired heat pump, COP 1.3 | Gas-fired heat pump, COP 1.3 | Gas-fired heat pump, COP 1.3 | Gas-fired heat pump, COP 1.3 | Gas-fired heat pump, COP 1.3 | Gas-fired heat pump, COP 1.3 | Gas-fired heat pump, COP 1.3 | Gas-fired heat pump, COP 1.3 | Gas-fired heat pump, COP 1.3 | Gas-fired heat pump, COP 1.3 | Gas-fired heat pump, COP 1.3 | Gas-fired heat pump, COP 1.3 | Gas-fired heat pump, COP 1.3 | Gas-fired heat pump, COP 1.3 | Gas-fired heat pump, COP 1.3 | Gas-fired heat pump, COP 1.3 | 195.1704 | 195.1704 | 195.1704 | 195.1704 | 195.1704 | 195.1704 | 195.1704 | 195.1704 | 195.1704 | 195.1704 | 195.1704 | 195.1704 | 195.1704 | 195.1704 | 195.1704 | 195.1704 | 195.1704 | 195.1704 | 195.1704 | 195.1704 | 195.1704 | 195.1704 | 195.1704 | 195.1704 | 195.1704 | 195.1704 | 195.1704 | 195.1704 | 0 | 0 | 0 | 0 | 0 | 0 | 0 | 0 | 0 | 0 | 0 | 0 | 0 | 0 | 0 | 0 | 0 | 0 | 0 | 0 | 0 | 0 | 0 | 0 | 0 | 0 | 0 | 0 | 0 | 0 | 0 | 0 | 0 | 0 | 0 | 0 | 0 | 0 | 0 | 0 | 0 | 0 | 0 | 0 | 0 | 0 | 0 | 0 | 0 | 0 | 0 | 0 | 0 | 0 | 0 | 0 | 0 | 0 | 0 | 0 | 0 | 0 | 0 | 0 | 0 | 0 | 0 | 0 | 0 | 0 | 0 | 0 | 0 | 0 | 0 | 0 | 0 | 0 | 0 | 0 | 0 | 0 | 0 | 0 | 0 | 0 | 0 | 0 | 0 | 0 | 0 | 0 | 0 | 0 | 0 | 0 | 0 | 0 | 0 | 0 | 0 | 0 | 0 | 0 | 0 | 0 | 0 | 0 | 0 | 0 | 0 | 0 | 0 | 0 | 0 | 0 | 0 | 0 | 0 | 0 | 0 | 0 | 0 | 0 | 0 | 0 | 0 | 0 | 0 | 0 | 0 | 0 | 0 | 0 | 0 | 0 | 0 | 0 | 0 | 0 | Gas-fired heat pump, COP 1.3 | Gas-fired heat pump, COP 1.3 | Gas-fired heat pump, COP 1.3 | Gas-fired heat pump, COP 1.3 | Gas-fired heat pump, COP 1.3 | Gas-fired heat pump, COP 1.3 | Gas-fired heat pump, COP 1.3 | Gas-fired heat pump, COP 1.3 | Gas-fired heat pump, COP 1.3 | Gas-fired heat pump, COP 1.3 | Gas-fired heat pump, COP 1.3 | Gas-fired heat pump, COP 1.3 | Gas-fired heat pump, COP 1.3 | Gas-fired heat pump, COP 1.3 | Gas-fired heat pump, COP 1.3 | Gas-fired heat pump, COP 1.3 | Gas-fired heat pump, COP 1.3 | Gas-fired heat pump, COP 1.3 | Gas-fired heat pump, COP 1.3 | Gas-fired heat pump, COP 1.3 | Gas-fired heat pump, COP 1.3 | Gas-fired heat pump, COP 1.3 | Gas-fired heat pump, COP 1.3 | Gas-fired heat pump, COP 1.3 | Gas-fired heat pump, COP 1.3 | Gas-fired heat pump, COP 1.3 | Gas-fired heat pump, COP 1.3 | Gas-fired heat pump, COP 1.3 | 195.1704 | 195.1704 | 195.1704 | 195.1704 | 195.1704 | 195.1704 | 195.1704 | 195.1704 | 195.1704 | 195.1704 | 195.1704 | 195.1704 | 195.1704 | 195.1704 | 195.1704 | 195.1704 | 195.1704 | 195.1704 | 195.1704 | 195.1704 | 195.1704 | 195.1704 | 195.1704 | 195.1704 | 195.1704 | 195.1704 | 195.1704 | 195.1704 | 0 | 0 | 0 | 0 | 0 | 0 | 0 | 0 | 0 | 0 | 0 | 0 | 0 | 0 | 0 | 0 | 0 | 0 | 0 | 0 | 0 | 0 | 0 | 0 | 0 | 0 | 0 | 0 | 0 | 0 | 0 | 0 | 0 | 0 | 0 | 0 | 0 | 0 | 0 | 0 | 0 | 0 | 0 | 0 | 0 | 0 | 0 | 0 | 0 | 0 | 0 | 0 | 0 | 0 | 0 | 0 | 0 | 0 | 0 | 0 | 0 | 0 | 0 | 0 | 0 | 0 | 0 | 0 | 0 | 0 | 0 | 0 | 0 | 0 | 0 | 0 | 0 | 0 | 0 | 0 | 0 | 0 | 0 | 0 | 0 | 0 | 0 | 0 | 0 | 0 | 0 | 0 | 0 | 0 | 0 | 0 | 0 | 0 | 0 | 0 | 0 | 0 | 0 | 0 | 0 | 0 | 0 | 0 | 0 | 0 | 0 | 0 | 0 | 0
Ducting - Repair and Sealing_Education_Existing_Sealed Ductwork | Ducting - Repair and Sealing_Education_Existing | Ducting - Repair and Sealing_Commercial_Existing_Existing ductwork_Sealed Ductwork | Commercial | Education | Existing | Space Heating | Natural Gas | Ducting - Repair and Sealing | NEQ | Existing ductwork | 20 | 20 | 20 | -0.0028566 | 0 | 0 | 0.15 | 0.5 | Retro5Med | 8.35569166605469E-06 | TBD | A | WCM404 | 0.7 | 0.42 | sqft duct | 0.0321 | 9998.999999999998 | 9999 | 9998.999999999998 | 9999 | IL TRM v13 - 4.4.56 Commercial Duct Sealing - CI-HVC-DSEAL-V02-250101 | IL TRM v13 - 4.4.56 Commercial Duct Sealing - CI-HVC-DSEAL-V02-250101 | AEG BEST | 0 | 0 | 3.6908 | Existing ductwork | Existing ductwork | Existing ductwork | Existing ductwork | Existing ductwork | Existing ductwork | Existing ductwork | Existing ductwork | Existing ductwork | Existing ductwork | Existing ductwork | Existing ductwork | Existing ductwork | Existing ductwork | Existing ductwork | Existing ductwork | Existing ductwork | Existing ductwork | Existing ductwork | Existing ductwork | Existing ductwork | Existing ductwork | Existing ductwork | Existing ductwork | Existing ductwork | Existing ductwork | Existing ductwork | Existing ductwork | 0 | 0 | 0 | -923.2346 | -1117.1994 | -1345.2578 | -1534.0599 | -1715.648 | -1962.3107 | -2101.5807 | -2092.2136 | -1919.0859 | -1604.658 | -1207.8021 | -777.814 | -439.7799 | -206.3972 | -85.2214 | -30.2823 | -9.2592 | -1.9791 | -0.17904 | -0.1175 | 0 | 0 | 0 | 0 | 0 | 0 | 0 | 0 | -923.2346 | -2027.0891 | -3339.9232 | -4815.0131 | -6436.7112 | -8259.4666 | -10164.9683 | -11998.1962 | -13597.3503 | -14831.4245 | -15633.7287 | -15990.3586 | -16010.4396 | -15812.4181 | -15517.2815 | -15193.4008 | -14881.9439 | -14596.2866 | -14345.4795 | -14121.2597 | -13935.3985 | -13762.0071 | -13600.0861 | -13448.7168 | -13307.0549 | 0 | 0 | 0 | 82657.17651139005 | 101489.83043623119 | 124193.85222417722 | 144169.49391521522 | 164443.5644168558 | 192254.29339318187 | 210905.94546690147 | 215455.32104674357 | 203040.78309926335 | 174530.75122434503 | 135059.2640314717 | 89385.0862274334 | 51901.01780947748 | 24989.378945303964 | 10572.42955378245 | 3844.519837739072 | 1200.8550316672622 | 261.73187126112 | 24.092716776133738 | 16.06181118408916 | 0 | 0 | 0 | 0 | 0 | 0 | 0 | 0 | 82657.17651139005 | 184147.00694762124 | 308340.85917179845 | 452510.3530870137 | 616953.9175038695 | 809208.2108970514 | 1020114.1563639529 | 1235569.4774106964 | 1438610.26050996 | 1613141.011734305 | 1748200.2757657766 | 1837585.36199321 | 1889486.3798026873 | 1914475.7587479912 | 1925048.1883017735 | 1928892.7081395127 | 1930093.56317118 | 1930355.295042441 | 1930379.387759217 | 1930395.449570401 | 1930395.449570401 | 1930395.449570401 | 1930395.449570401 | 1930395.449570401 | 1930395.449570401 | Sealed Ductwork | Sealed Ductwork | Sealed Ductwork | Sealed Ductwork | Sealed Ductwork | Sealed Ductwork | Sealed Ductwork | Sealed Ductwork | Sealed Ductwork | Sealed Ductwork | Sealed Ductwork | Sealed Ductwork | Sealed Ductwork | Sealed Ductwork | Sealed Ductwork | Sealed Ductwork | Sealed Ductwork | Sealed Ductwork | Sealed Ductwork | Sealed Ductwork | Sealed Ductwork | Sealed Ductwork | Sealed Ductwork | Sealed Ductwork | Sealed Ductwork | Sealed Ductwork | Sealed Ductwork | Sealed Ductwork | 3.6908 | 3.6908 | 3.6908 | 3.6908 | 3.6908 | 3.6908 | 3.6908 | 3.6908 | 3.6908 | 3.6908 | 3.6908 | 3.6908 | 3.6908 | 3.6908 | 3.6908 | 3.6908 | 3.6908 | 3.6908 | 3.6908 | 3.6908 | 3.6908 | 3.6908 | 3.6908 | 3.6908 | 3.6908 | 3.6908 | 3.6908 | 3.6908 | -0.0029 | -0.0029 | -0.0029 | -0.0029 | -0.0029 | -0.0029 | -0.0029 | -0.0029 | -0.0029 | -0.0029 | -0.0029 | -0.0029 | -0.0029 | -0.0029 | -0.0029 | -0.0029 | -0.0029 | -0.0029 | -0.0029 | -0.0029 | -0.0029 | -0.0029 | -0.0029 | -0.0029 | -0.0029 | -0.0029 | -0.0029 | -0.0029 | 0 | 0 | 0 | 0 | 0 | 0 | 0 | 0 | 0 | 0 | 0 | 0 | 0 | 0 | 0 | 0 | 0 | 0 | 0 | 0 | 0 | 0 | 0 | 0 | 0 | 0 | 0 | 0 | 0 | 0 | 0 | 0 | 0 | 0 | 0 | 0 | 0 | 0 | 0 | 0 | 0 | 0 | 0 | 0 | 0 | 0 | 0 | 0 | 0 | 0 | 0 | 0 | 0 | 0 | 0 | 0 | 0 | 0 | 0 | 0 | 0 | 0 | 0 | 0 | 0 | 0 | 0 | 0 | 0 | 0 | 0 | 0 | 0 | 0 | 0 | 0 | 0 | 0 | 0 | 0 | 0 | 0 | 0 | 0 | 0 | 0 | 0 | 0 | 0 | 0 | 0 | 0 | 0 | 0 | 0 | 0 | 0 | 0 | 0 | 0 | 0 | 0 | 0 | 0 | 0 | 0 | 0 | 0 | 0 | 0 | 0 | 0 | Sealed Ductwork | Sealed Ductwork | Sealed Ductwork | Sealed Ductwork | Sealed Ductwork | Sealed Ductwork | Sealed Ductwork | Sealed Ductwork | Sealed Ductwork | Sealed Ductwork | Sealed Ductwork | Sealed Ductwork | Sealed Ductwork | Sealed Ductwork | Sealed Ductwork | Sealed Ductwork | Sealed Ductwork | Sealed Ductwork | Sealed Ductwork | Sealed Ductwork | Sealed Ductwork | Sealed Ductwork | Sealed Ductwork | Sealed Ductwork | Sealed Ductwork | Sealed Ductwork | Sealed Ductwork | Sealed Ductwork | 3.6908 | 3.6908 | 3.6908 | 3.6908 | 3.6908 | 3.6908 | 3.6908 | 3.6908 | 3.6908 | 3.6908 | 3.6908 | 3.6908 | 3.6908 | 3.6908 | 3.6908 | 3.6908 | 3.6908 | 3.6908 | 3.6908 | 3.6908 | 3.6908 | 3.6908 | 3.6908 | 3.6908 | 3.6908 | 3.6908 | 3.6908 | 3.6908 | -0.0029 | -0.0029 | -0.0029 | -0.0029 | -0.0029 | -0.0029 | -0.0029 | -0.0029 | -0.0029 | -0.0029 | -0.0029 | -0.0029 | -0.0029 | -0.0029 | -0.0029 | -0.0029 | -0.0029 | -0.0029 | -0.0029 | -0.0029 | -0.0029 | -0.0029 | -0.0029 | -0.0029 | -0.0029 | -0.0029 | -0.0029 | -0.0029 | 0 | 0 | 0 | 0 | 0 | 0 | 0 | 0 | 0 | 0 | 0 | 0 | 0 | 0 | 0 | 0 | 0 | 0 | 0 | 0 | 0 | 0 | 0 | 0 | 0 | 0 | 0 | 0 | 0 | 0 | 0 | 0 | 0 | 0 | 0 | 0 | 0 | 0 | 0 | 0 | 0 | 0 | 0 | 0 | 0 | 0 | 0 | 0 | 0 | 0 | 0 | 0 | 0 | 0 | 0 | 0 | 0 | 0 | 0 | 0 | 0 | 0 | 0 | 0 | 0 | 0 | 0 | 0 | 0 | 0 | 0 | 0 | 0 | 0 | 0 | 0 | 0 | 0 | 0 | 0 | 0 | 0 | 0 | 0 | 0 | 0
Insulation - Ducting_Education_Existing_Insulated duct. | Insulation - Ducting_Education_Existing | Insulation - Ducting_Commercial_Existing_Uninsulated duct._Insulated duct. | Commercial | Education | Existing | Space Heating | Natural Gas | Insulation - Ducting | NEQ | Uninsulated duct. | 20 | 20 | 20 | -0.0036942 | 0 | 0 | 0.05 | 0.2 | Retro5Med | 8.35569166605469E-06 | TBD | A | WCM403 | 0.7 | 0.42 | sqft duct | 0.0321 | 9999.000000000002 | 9999 | 9999.000000000002 | 9999 | IL TRM v13 - 4.4.56 Commercial Duct Sealing - CI-HVC-DSEAL-V02-250101 | IL TRM v13 - 4.4.56 Commercial Duct Sealing - CI-HVC-DSEAL-V02-250101 | AEG BEST | 0 | 0 | 9.2 | Uninsulated duct. | Uninsulated duct. | Uninsulated duct. | Uninsulated duct. | Uninsulated duct. | Uninsulated duct. | Uninsulated duct. | Uninsulated duct. | Uninsulated duct. | Uninsulated duct. | Uninsulated duct. | Uninsulated duct. | Uninsulated duct. | Uninsulated duct. | Uninsulated duct. | Uninsulated duct. | Uninsulated duct. | Uninsulated duct. | Uninsulated duct. | Uninsulated duct. | Uninsulated duct. | Uninsulated duct. | Uninsulated duct. | Uninsulated duct. | Uninsulated duct. | Uninsulated duct. | Uninsulated duct. | Uninsulated duct. | 0 | 0 | 0 | -511.6502 | -619.0688 | -745.326 | -849.7682 | -950.1377 | -1086.4344 | -1163.1583 | -1157.5523 | -1061.3613 | -887.1281 | -667.4873 | -429.7164 | -242.8945 | -113.9674 | -47.0477 | -16.7151 | -5.1102 | -1.0922 | -0.098803 | -0.064837 | 0 | 0 | 0 | 0 | 0 | 0 | 0 | 0 | -511.6502 | -1123.262 | -1850.4495 | -2667.2003 | -3564.695 | -4572.8583 | -5625.9878 | -6638.2038 | -7520.0916 | -8199.4875 | -8639.9222 | -8834.1425 | -8842.7139 | -8731.2228 | -8566.5308 | -8386.3762 | -8213.463 | -8055.1353 | -7916.3781 | -7792.4184 | -7689.8578 | -7594.1782 | -7504.828 | -7421.3004 | -7343.1294 | 0 | 0 | 0 | 35424.504219167175 | 43495.64161552767 | 53225.93666750454 | 61786.92596366367 | 70475.81332150965 | 82394.69716850652 | 90388.26234295781 | 92337.9947343187 | 87017.47847111287 | 74798.89338186217 | 57882.54172777363 | 38307.89409747148 | 22243.29334691892 | 10709.733833701699 | 4531.041237335335 | 1647.6513590310303 | 514.6521564288267 | 112.17080196905142 | 10.325450046914455 | 6.8836333646096355 | 0 | 0 | 0 | 0 | 0 | 0 | 0 | 0 | 35424.504219167175 | 78920.14583469485 | 132146.0825021994 | 193933.00846586307 | 264408.8217873727 | 346803.5189558792 | 437191.78129883704 | 529529.7760331557 | 616547.2545042686 | 691346.1478861308 | 749228.6896139045 | 787536.583711376 | 809779.8770582948 | 820489.6108919965 | 825020.6521293318 | 826668.3034883628 | 827182.9556447916 | 827295.1264467606 | 827305.4518968075 | 827312.3355301721 | 827312.3355301721 | 827312.3355301721 | 827312.3355301721 | 827312.3355301721 | 827312.3355301721 | Insulated duct. | Insulated duct. | Insulated duct. | Insulated duct. | Insulated duct. | Insulated duct. | Insulated duct. | Insulated duct. | Insulated duct. | Insulated duct. | Insulated duct. | Insulated duct. | Insulated duct. | Insulated duct. | Insulated duct. | Insulated duct. | Insulated duct. | Insulated duct. | Insulated duct. | Insulated duct. | Insulated duct. | Insulated duct. | Insulated duct. | Insulated duct. | Insulated duct. | Insulated duct. | Insulated duct. | Insulated duct. | 9.2 | 9.2 | 9.2 | 9.2 | 9.2 | 9.2 | 9.2 | 9.2 | 9.2 | 9.2 | 9.2 | 9.2 | 9.2 | 9.2 | 9.2 | 9.2 | 9.2 | 9.2 | 9.2 | 9.2 | 9.2 | 9.2 | 9.2 | 9.2 | 9.2 | 9.2 | 9.2 | 9.2 | -0.0037 | -0.0037 | -0.0037 | -0.0037 | -0.0037 | -0.0037 | -0.0037 | -0.0037 | -0.0037 | -0.0037 | -0.0037 | -0.0037 | -0.0037 | -0.0037 | -0.0037 | -0.0037 | -0.0037 | -0.0037 | -0.0037 | -0.0037 | -0.0037 | -0.0037 | -0.0037 | -0.0037 | -0.0037 | -0.0037 | -0.0037 | -0.0037 | 0 | 0 | 0 | 0 | 0 | 0 | 0 | 0 | 0 | 0 | 0 | 0 | 0 | 0 | 0 | 0 | 0 | 0 | 0 | 0 | 0 | 0 | 0 | 0 | 0 | 0 | 0 | 0 | 0 | 0 | 0 | 0 | 0 | 0 | 0 | 0 | 0 | 0 | 0 | 0 | 0 | 0 | 0 | 0 | 0 | 0 | 0 | 0 | 0 | 0 | 0 | 0 | 0 | 0 | 0 | 0 | 0 | 0 | 0 | 0 | 0 | 0 | 0 | 0 | 0 | 0 | 0 | 0 | 0 | 0 | 0 | 0 | 0 | 0 | 0 | 0 | 0 | 0 | 0 | 0 | 0 | 0 | 0 | 0 | 0 | 0 | 0 | 0 | 0 | 0 | 0 | 0 | 0 | 0 | 0 | 0 | 0 | 0 | 0 | 0 | 0 | 0 | 0 | 0 | 0 | 0 | 0 | 0 | 0 | 0 | 0 | 0 | Insulated duct. | Insulated duct. | Insulated duct. | Insulated duct. | Insulated duct. | Insulated duct. | Insulated duct. | Insulated duct. | Insulated duct. | Insulated duct. | Insulated duct. | Insulated duct. | Insulated duct. | Insulated duct. | Insulated duct. | Insulated duct. | Insulated duct. | Insulated duct. | Insulated duct. | Insulated duct. | Insulated duct. | Insulated duct. | Insulated duct. | Insulated duct. | Insulated duct. | Insulated duct. | Insulated duct. | Insulated duct. | 9.2 | 9.2 | 9.2 | 9.2 | 9.2 | 9.2 | 9.2 | 9.2 | 9.2 | 9.2 | 9.2 | 9.2 | 9.2 | 9.2 | 9.2 | 9.2 | 9.2 | 9.2 | 9.2 | 9.2 | 9.2 | 9.2 | 9.2 | 9.2 | 9.2 | 9.2 | 9.2 | 9.2 | -0.0037 | -0.0037 | -0.0037 | -0.0037 | -0.0037 | -0.0037 | -0.0037 | -0.0037 | -0.0037 | -0.0037 | -0.0037 | -0.0037 | -0.0037 | -0.0037 | -0.0037 | -0.0037 | -0.0037 | -0.0037 | -0.0037 | -0.0037 | -0.0037 | -0.0037 | -0.0037 | -0.0037 | -0.0037 | -0.0037 | -0.0037 | -0.0037 | 0 | 0 | 0 | 0 | 0 | 0 | 0 | 0 | 0 | 0 | 0 | 0 | 0 | 0 | 0 | 0 | 0 | 0 | 0 | 0 | 0 | 0 | 0 | 0 | 0 | 0 | 0 | 0 | 0 | 0 | 0 | 0 | 0 | 0 | 0 | 0 | 0 | 0 | 0 | 0 | 0 | 0 | 0 | 0 | 0 | 0 | 0 | 0 | 0 | 0 | 0 | 0 | 0 | 0 | 0 | 0 | 0 | 0 | 0 | 0 | 0 | 0 | 0 | 0 | 0 | 0 | 0 | 0 | 0 | 0 | 0 | 0 | 0 | 0 | 0 | 0 | 0 | 0 | 0 | 0 | 0 | 0 | 0 | 0 | 0 | 0
Advanced New Construction Designs_Education_Existing_Not Applicable Segment or Vintage | Advanced New Construction Designs_Education_Existing | Advanced New Construction Designs_Commercial_Existing_Not Applicable Segment or Vintage_Not Applicable Segment or Vintage | Commercial | Education | Existing | Space Heating | Natural Gas | Advanced New Construction Designs | NEQ | Not Applicable Segment or Vintage | 20 | 20 | 20 | 0 | 0 | 0 | 0.25 | 0.75 | RetroEven20 | 0.03333333333333333 | TBD | A | WCM445 | 0.7 | 0.42 | sqft | 0.0321 | 0 | 0 | 0 | 0 | Not Applicable Segment or Vintage | Not Applicable Segment or Vintage | Not Applicable Segment or Vintage | 0 | 0 | 0 | Not Applicable Segment or Vintage | Not Applicable Segment or Vintage | Not Applicable Segment or Vintage | Not Applicable Segment or Vintage | Not Applicable Segment or Vintage | Not Applicable Segment or Vintage | Not Applicable Segment or Vintage | Not Applicable Segment or Vintage | Not Applicable Segment or Vintage | Not Applicable Segment or Vintage | Not Applicable Segment or Vintage | Not Applicable Segment or Vintage | Not Applicable Segment or Vintage | Not Applicable Segment or Vintage | Not Applicable Segment or Vintage | Not Applicable Segment or Vintage | Not Applicable Segment or Vintage | Not Applicable Segment or Vintage | Not Applicable Segment or Vintage | Not Applicable Segment or Vintage | Not Applicable Segment or Vintage | Not Applicable Segment or Vintage | Not Applicable Segment or Vintage | Not Applicable Segment or Vintage | Not Applicable Segment or Vintage | Not Applicable Segment or Vintage | Not Applicable Segment or Vintage | Not Applicable Segment or Vintage | 0 | 0 | 0 | 0 | 0 | 0 | 0 | 0 | 0 | 0 | 0 | 0 | 0 | 0 | 0 | 0 | 0 | 0 | 0 | 0 | 0 | 0 | 0 | 0 | 0 | 0 | 0 | 0 | 0 | 0 | 0 | 0 | 0 | 0 | 0 | 0 | 0 | 0 | 0 | 0 | 0 | 0 | 0 | 0 | 0 | 0 | 0 | 0 | 0 | 0 | 0 | 0 | 0 | 0 | 0 | 0 | 0 | 0 | 0 | 2461544.4162322017 | 2461544.4162322027 | 2461544.4162322027 | 2461544.416232202 | 2461544.4162322017 | 2461544.4162322017 | 2461544.4162322017 | 2461544.416232202 | 2461544.416232202 | 2461544.416232202 | 2461544.416232202 | 2461544.4162322017 | 2461544.416232202 | 2461544.416232202 | 2461544.416232202 | 2461544.4162322017 | 2461544.416232202 | 2461544.4162322017 | 2461544.4162322017 | 1641029.6108214678 | 0 | 0 | 0 | 0 | 0 | 0 | 0 | 0 | 2461544.4162322017 | 4923088.832464404 | 7384633.248696607 | 9846177.664928809 | 12307722.081161011 | 14769266.497393213 | 17230810.913625415 | 19692355.329857618 | 22153899.74608982 | 24615444.162322022 | 27076988.578554224 | 29538532.994786426 | 32000077.41101863 | 34461621.82725083 | 36923166.24348304 | 39384710.659715235 | 41846255.07594743 | 44307799.49217963 | 46769343.90841183 | 48410373.5192333 | 48410373.5192333 | 48410373.5192333 | 48410373.5192333 | 48410373.5192333 | 48410373.5192333 | Not Applicable Segment or Vintage | Not Applicable Segment or Vintage | Not Applicable Segment or Vintage | Not Applicable Segment or Vintage | Not Applicable Segment or Vintage | Not Applicable Segment or Vintage | Not Applicable Segment or Vintage | Not Applicable Segment or Vintage | Not Applicable Segment or Vintage | Not Applicable Segment or Vintage | Not Applicable Segment or Vintage | Not Applicable Segment or Vintage | Not Applicable Segment or Vintage | Not Applicable Segment or Vintage | Not Applicable Segment or Vintage | Not Applicable Segment or Vintage | Not Applicable Segment or Vintage | Not Applicable Segment or Vintage | Not Applicable Segment or Vintage | Not Applicable Segment or Vintage | Not Applicable Segment or Vintage | Not Applicable Segment or Vintage | Not Applicable Segment or Vintage | Not Applicable Segment or Vintage | Not Applicable Segment or Vintage | Not Applicable Segment or Vintage | Not Applicable Segment or Vintage | Not Applicable Segment or Vintage | 0 | 0 | 0 | 0 | 0 | 0 | 0 | 0 | 0 | 0 | 0 | 0 | 0 | 0 | 0 | 0 | 0 | 0 | 0 | 0 | 0 | 0 | 0 | 0 | 0 | 0 | 0 | 0 | 0 | 0 | 0 | 0 | 0 | 0 | 0 | 0 | 0 | 0 | 0 | 0 | 0 | 0 | 0 | 0 | 0 | 0 | 0 | 0 | 0 | 0 | 0 | 0 | 0 | 0 | 0 | 0 | 0 | 0 | 0 | 0 | 0 | 0 | 0 | 0 | 0 | 0 | 0 | 0 | 0 | 0 | 0 | 0 | 0 | 0 | 0 | 0 | 0 | 0 | 0 | 0 | 0 | 0 | 0 | 0 | 0 | 0 | 0 | 0 | 0 | 0 | 0 | 0 | 0 | 0 | 0 | 0 | 0 | 0 | 0 | 0 | 0 | 0 | 0 | 0 | 0 | 0 | 0 | 0 | 0 | 0 | 0 | 0 | 0 | 0 | 0 | 0 | 0 | 0 | 0 | 0 | 0 | 0 | 0 | 0 | 0 | 0 | 0 | 0 | 0 | 0 | 0 | 0 | 0 | 0 | 0 | 0 | 0 | 0 | 0 | 0 | 0 | 0 | 0 | 0 | 0 | 0 | 0 | 0 | 0 | 0 | 0 | 0 | 0 | 0 | 0 | 0 | 0 | 0 | 0 | 0 | 0 | 0 | 0 | 0 | 0 | 0 | 0 | 0 | Not Applicable Segment or Vintage | Not Applicable Segment or Vintage | Not Applicable Segment or Vintage | Not Applicable Segment or Vintage | Not Applicable Segment or Vintage | Not Applicable Segment or Vintage | Not Applicable Segment or Vintage | Not Applicable Segment or Vintage | Not Applicable Segment or Vintage | Not Applicable Segment or Vintage | Not Applicable Segment or Vintage | Not Applicable Segment or Vintage | Not Applicable Segment or Vintage | Not Applicable Segment or Vintage | Not Applicable Segment or Vintage | Not Applicable Segment or Vintage | Not Applicable Segment or Vintage | Not Applicable Segment or Vintage | Not Applicable Segment or Vintage | Not Applicable Segment or Vintage | Not Applicable Segment or Vintage | Not Applicable Segment or Vintage | Not Applicable Segment or Vintage | Not Applicable Segment or Vintage | Not Applicable Segment or Vintage | Not Applicable Segment or Vintage | Not Applicable Segment or Vintage | Not Applicable Segment or Vintage | 0 | 0 | 0 | 0 | 0 | 0 | 0 | 0 | 0 | 0 | 0 | 0 | 0 | 0 | 0 | 0 | 0 | 0 | 0 | 0 | 0 | 0 | 0 | 0 | 0 | 0 | 0 | 0 | 0 | 0 | 0 | 0 | 0 | 0 | 0 | 0 | 0 | 0 | 0 | 0 | 0 | 0 | 0 | 0 | 0 | 0 | 0 | 0 | 0 | 0 | 0 | 0 | 0 | 0 | 0 | 0 | 0 | 0 | 0 | 0 | 0 | 0 | 0 | 0 | 0 | 0 | 0 | 0 | 0 | 0 | 0 | 0 | 0 | 0 | 0 | 0 | 0 | 0 | 0 | 0 | 0 | 0 | 0 | 0 | 0 | 0 | 0 | 0 | 0 | 0 | 0 | 0 | 0 | 0 | 0 | 0 | 0 | 0 | 0 | 0 | 0 | 0 | 0 | 0 | 0 | 0 | 0 | 0 | 0 | 0 | 0 | 0 | 0 | 0 | 0 | 0 | 0 | 0 | 0 | 0 | 0 | 0 | 0 | 0 | 0 | 0 | 0 | 0 | 0 | 0 | 0 | 0 | 0 | 0 | 0 | 0 | 0 | 0 | 0 | 0 | 0 | 0
Lodging - Guest Room Controls_Education_Existing_Equipment that determines the occupancy of the room | Lodging - Guest Room Controls_Education_Existing | Lodging - Guest Room Controls_Commercial_Existing_manual heating/cooling temperature set-point and fan On/Off/Auto thermostat controls_Equipment that determines the occupancy of the room | Commercial | Education | Existing | Space Heating | Natural Gas | Lodging - Guest Room Controls | NEQ | manual heating/cooling temperature set-point and fan On/Off/Auto thermostat controls | 15 | 15 | 15 | 0 | 0 | 0 | 0 | 0 | Retro5Med | 8.35569166605469E-06 | TBD | A | WCM443 | 0.7 | 0.42 | LodgUnit | 0.0321 | 0 | 0 | 0 | 0 | IL TRM v13 - 4.4.8 - Guest Room Energy Management (PTAC & PTHP) - CI-HVC-GREM-V06-0601 | IL TRM v13 - 4.4.8 - Guest Room Energy Management (PTAC & PTHP) - CI-HVC-GREM-V06-0601 | AEG BEST | 0 | 0 | 319.8724 | manual heating/cooling temperature set-point and fan On/Off/Auto thermostat controls | manual heating/cooling temperature set-point and fan On/Off/Auto thermostat controls | manual heating/cooling temperature set-point and fan On/Off/Auto thermostat controls | manual heating/cooling temperature set-point and fan On/Off/Auto thermostat controls | manual heating/cooling temperature set-point and fan On/Off/Auto thermostat controls | manual heating/cooling temperature set-point and fan On/Off/Auto thermostat controls | manual heating/cooling temperature set-point and fan On/Off/Auto thermostat controls | manual heating/cooling temperature set-point and fan On/Off/Auto thermostat controls | manual heating/cooling temperature set-point and fan On/Off/Auto thermostat controls | manual heating/cooling temperature set-point and fan On/Off/Auto thermostat controls | manual heating/cooling temperature set-point and fan On/Off/Auto thermostat controls | manual heating/cooling temperature set-point and fan On/Off/Auto thermostat controls | manual heating/cooling temperature set-point and fan On/Off/Auto thermostat controls | manual heating/cooling temperature set-point and fan On/Off/Auto thermostat controls | manual heating/cooling temperature set-point and fan On/Off/Auto thermostat controls | manual heating/cooling temperature set-point and fan On/Off/Auto thermostat controls | manual heating/cooling temperature set-point and fan On/Off/Auto thermostat controls | manual heating/cooling temperature set-point and fan On/Off/Auto thermostat controls | manual heating/cooling temperature set-point and fan On/Off/Auto thermostat controls | manual heating/cooling temperature set-point and fan On/Off/Auto thermostat controls | manual heating/cooling temperature set-point and fan On/Off/Auto thermostat controls | manual heating/cooling temperature set-point and fan On/Off/Auto thermostat controls | manual heating/cooling temperature set-point and fan On/Off/Auto thermostat controls | manual heating/cooling temperature set-point and fan On/Off/Auto thermostat controls | manual heating/cooling temperature set-point and fan On/Off/Auto thermostat controls | manual heating/cooling temperature set-point and fan On/Off/Auto thermostat controls | manual heating/cooling temperature set-point and fan On/Off/Auto thermostat controls | manual heating/cooling temperature set-point and fan On/Off/Auto thermostat controls | 0 | 0 | 0 | 0 | 0 | 0 | 0 | 0 | 0 | 0 | 0 | 0 | 0 | 0 | 0 | 0 | 0 | 0 | 0 | 0 | 0 | 0 | 0 | 0 | 0 | 0 | 0 | 0 | 0 | 0 | 0 | 0 | 0 | 0 | 0 | 0 | 0 | 0 | 0 | 0 | 0 | 0 | 0 | 0 | 0 | 0 | 0 | 0 | 0 | 0 | 0 | 0 | 0 | 0 | 0 | 0 | 0 | 0 | 0 | 0 | 0 | 0 | 0 | 0 | 0 | 0 | 0 | 0 | 0 | 0 | 0 | 0 | 0 | 0 | 0 | 0 | 0 | 0 | 0 | 0 | 0 | 0 | 0 | 0 | 0 | 0 | 0 | 0 | 0 | 0 | 0 | 0 | 0 | 0 | 0 | 0 | 0 | 0 | 0 | 0 | 0 | 0 | 0 | 0 | 0 | 0 | 0 | 0 | 0 | 0 | 0 | 0 | Equipment that determines the occupancy of the room | Equipment that determines the occupancy of the room | Equipment that determines the occupancy of the room | Equipment that determines the occupancy of the room | Equipment that determines the occupancy of the room | Equipment that determines the occupancy of the room | Equipment that determines the occupancy of the room | Equipment that determines the occupancy of the room | Equipment that determines the occupancy of the room | Equipment that determines the occupancy of the room | Equipment that determines the occupancy of the room | Equipment that determines the occupancy of the room | Equipment that determines the occupancy of the room | Equipment that determines the occupancy of the room | Equipment that determines the occupancy of the room | Equipment that determines the occupancy of the room | Equipment that determines the occupancy of the room | Equipment that determines the occupancy of the room | Equipment that determines the occupancy of the room | Equipment that determines the occupancy of the room | Equipment that determines the occupancy of the room | Equipment that determines the occupancy of the room | Equipment that determines the occupancy of the room | Equipment that determines the occupancy of the room | Equipment that determines the occupancy of the room | Equipment that determines the occupancy of the room | Equipment that determines the occupancy of the room | Equipment that determines the occupancy of the room | 319.8724 | 319.8724 | 319.8724 | 319.8724 | 319.8724 | 319.8724 | 319.8724 | 319.8724 | 319.8724 | 319.8724 | 319.8724 | 319.8724 | 319.8724 | 319.8724 | 319.8724 | 319.8724 | 319.8724 | 319.8724 | 319.8724 | 319.8724 | 319.8724 | 319.8724 | 319.8724 | 319.8724 | 319.8724 | 319.8724 | 319.8724 | 319.8724 | 0 | 0 | 0 | 0 | 0 | 0 | 0 | 0 | 0 | 0 | 0 | 0 | 0 | 0 | 0 | 0 | 0 | 0 | 0 | 0 | 0 | 0 | 0 | 0 | 0 | 0 | 0 | 0 | 0 | 0 | 0 | 0 | 0 | 0 | 0 | 0 | 0 | 0 | 0 | 0 | 0 | 0 | 0 | 0 | 0 | 0 | 0 | 0 | 0 | 0 | 0 | 0 | 0 | 0 | 0 | 0 | 0 | 0 | 0 | 0 | 0 | 0 | 0 | 0 | 0 | 0 | 0 | 0 | 0 | 0 | 0 | 0 | 0 | 0 | 0 | 0 | 0 | 0 | 0 | 0 | 0 | 0 | 0 | 0 | 0 | 0 | 0 | 0 | 0 | 0 | 0 | 0 | 0 | 0 | 0 | 0 | 0 | 0 | 0 | 0 | 0 | 0 | 0 | 0 | 0 | 0 | 0 | 0 | 0 | 0 | 0 | 0 | 0 | 0 | 0 | 0 | 0 | 0 | 0 | 0 | 0 | 0 | 0 | 0 | 0 | 0 | 0 | 0 | 0 | 0 | 0 | 0 | 0 | 0 | 0 | 0 | 0 | 0 | 0 | 0 | Equipment that determines the occupancy of the room | Equipment that determines the occupancy of the room | Equipment that determines the occupancy of the room | Equipment that determines the occupancy of the room | Equipment that determines the occupancy of the room | Equipment that determines the occupancy of the room | Equipment that determines the occupancy of the room | Equipment that determines the occupancy of the room | Equipment that determines the occupancy of the room | Equipment that determines the occupancy of the room | Equipment that determines the occupancy of the room | Equipment that determines the occupancy of the room | Equipment that determines the occupancy of the room | Equipment that determines the occupancy of the room | Equipment that determines the occupancy of the room | Equipment that determines the occupancy of the room | Equipment that determines the occupancy of the room | Equipment that determines the occupancy of the room | Equipment that determines the occupancy of the room | Equipment that determines the occupancy of the room | Equipment that determines the occupancy of the room | Equipment that determines the occupancy of the room | Equipment that determines the occupancy of the room | Equipment that determines the occupancy of the room | Equipment that determines the occupancy of the room | Equipment that determines the occupancy of the room | Equipment that determines the occupancy of the room | Equipment that determines the occupancy of the room | 319.8724 | 319.8724 | 319.8724 | 319.8724 | 319.8724 | 319.8724 | 319.8724 | 319.8724 | 319.8724 | 319.8724 | 319.8724 | 319.8724 | 319.8724 | 319.8724 | 319.8724 | 319.8724 | 319.8724 | 319.8724 | 319.8724 | 319.8724 | 319.8724 | 319.8724 | 319.8724 | 319.8724 | 319.8724 | 319.8724 | 319.8724 | 319.8724 | 0 | 0 | 0 | 0 | 0 | 0 | 0 | 0 | 0 | 0 | 0 | 0 | 0 | 0 | 0 | 0 | 0 | 0 | 0 | 0 | 0 | 0 | 0 | 0 | 0 | 0 | 0 | 0 | 0 | 0 | 0 | 0 | 0 | 0 | 0 | 0 | 0 | 0 | 0 | 0 | 0 | 0 | 0 | 0 | 0 | 0 | 0 | 0 | 0 | 0 | 0 | 0 | 0 | 0 | 0 | 0 | 0 | 0 | 0 | 0 | 0 | 0 | 0 | 0 | 0 | 0 | 0 | 0 | 0 | 0 | 0 | 0 | 0 | 0 | 0 | 0 | 0 | 0 | 0 | 0 | 0 | 0 | 0 | 0 | 0 | 0 | 0 | 0 | 0 | 0 | 0 | 0 | 0 | 0 | 0 | 0 | 0 | 0 | 0 | 0 | 0 | 0 | 0 | 0 | 0 | 0 | 0 | 0 | 0 | 0 | 0 | 0 | 0 | 0
Windows - Secondary Glazing Systems_Grocery_Existing_Windows Upgraded with Secondary Commercial Window Glazing | Windows - Secondary Glazing Systems_Grocery_Existing | Windows - Secondary Glazing Systems_Commercial_Existing_Standard Commercial Windows_Windows Upgraded with Secondary Commercial Window Glazing | Commercial | Grocery | Existing | Space Heating | Natural Gas | Windows - Secondary Glazing Systems | NEQ | Standard Commercial Windows | 30 | 30 | 30 | 0.0042952 | 0 | 0 | 0.01 | 0.5 | Retro1Slow | 0.012666666666666666 | TBD | A | WCM306 | 0.7 | 0.42 | sqft window | 0.0321 | 812631.853183908 | 812631.8532 | 640949.0672999837 | 640949.0673 | Regional Technical Forum - UES Workbook - Secondary Glazing Systems (SGS) - ComSecondaryGlazingSystems_v3_1 - AEG Adjusted | Regional Technical Forum - UES Workbook - Secondary Glazing Systems (SGS) - ComSecondaryGlazingSystems_v3_1 - AEG Adjusted | Regional Technical Forum - UES Workbook - Secondary Glazing Systems (SGS) - ComSecondaryGlazingSystems_v3_1 - AEG Adjusted | 0 | 0 | 48.1437 | Standard Commercial Windows | Standard Commercial Windows | Standard Commercial Windows | Standard Commercial Windows | Standard Commercial Windows | Standard Commercial Windows | Standard Commercial Windows | Standard Commercial Windows | Standard Commercial Windows | Standard Commercial Windows | Standard Commercial Windows | Standard Commercial Windows | Standard Commercial Windows | Standard Commercial Windows | Standard Commercial Windows | Standard Commercial Windows | Standard Commercial Windows | Standard Commercial Windows | Standard Commercial Windows | Standard Commercial Windows | Standard Commercial Windows | Standard Commercial Windows | Standard Commercial Windows | Standard Commercial Windows | Standard Commercial Windows | Standard Commercial Windows | Standard Commercial Windows | Standard Commercial Windows | 0 | 0 | 0 | 25.7253 | 50.3423 | 87.281 | 138.2449 | 203.6866 | 282.1615 | 369.9932 | 461.0733 | 547.2595 | 618.8392 | 665.9668 | 680.2368 | 656.715 | 596.0651 | 505.3789 | 403.4299 | 298.4733 | 200.4593 | 102.9442 | 66.918 | 3.0574e-17 | 2.9934e-17 | 2.9341e-17 | 2.8792e-17 | 2.8284e-17 | 0 | 0 | 0 | 25.7253 | 75.5269 | 161.0301 | 295.0447 | 490.0842 | 756.1833 | 1098.9411 | 1517.4639 | 2003.498 | 2540.0374 | 3102.3589 | 3658.9917 | 4174.4966 | 4615.4708 | 4956.1993 | 5187.5278 | 5317.3138 | 5358.8463 | 5317.239 | 5251.556 | 5135.2999 | 5027.7621 | 4928.2326 | 4836.0597 | 4750.6458 | 0 | 0 | 0 | 1579.226860876897 | 3156.770910412639 | 5604.989703778225 | 9117.283979673573 | 13838.763649309081 | 19820.066580501887 | 26960.73357076698 | 34950.84823744382 | 43228.1755599533 | 50976.28790092495 | 57192.0821917692 | 60841.60743482435 | 61095.61310684249 | 57592.918918289295 | 50637.05675936972 | 41876.28644158629 | 32023.042572977753 | 22169.7987043692 | 11700.727093972637 | 7800.484729315093 | 3.6446081708163545E-15 | 3.6446081708163545E-15 | 3.6446081708163545E-15 | 3.6446081708163545E-15 | 3.6446081708163545E-15 | 0 | 0 | 0 | 1579.226860876897 | 4735.997771289536 | 10340.98747506776 | 19458.271454741334 | 33297.03510405042 | 53117.101684552305 | 80077.83525531928 | 115028.6834927631 | 158256.8590527164 | 209233.14695364135 | 266425.2291454105 | 327266.83658023487 | 388362.4496870773 | 445955.3686053667 | 496592.4253647364 | 538468.7118063227 | 570491.7543793005 | 592661.5530836696 | 604362.2801776424 | 612162.7649069575 | 612162.7649069575 | 612162.7649069575 | 612162.7649069575 | 612162.7649069575 | 612162.7649069575 | Windows Upgraded with Secondary Commercial Window Glazing | Windows Upgraded with Secondary Commercial Window Glazing | Windows Upgraded with Secondary Commercial Window Glazing | Windows Upgraded with Secondary Commercial Window Glazing | Windows Upgraded with Secondary Commercial Window Glazing | Windows Upgraded with Secondary Commercial Window Glazing | Windows Upgraded with Secondary Commercial Window Glazing | Windows Upgraded with Secondary Commercial Window Glazing | Windows Upgraded with Secondary Commercial Window Glazing | Windows Upgraded with Secondary Commercial Window Glazing | Windows Upgraded with Secondary Commercial Window Glazing | Windows Upgraded with Secondary Commercial Window Glazing | Windows Upgraded with Secondary Commercial Window Glazing | Windows Upgraded with Secondary Commercial Window Glazing | Windows Upgraded with Secondary Commercial Window Glazing | Windows Upgraded with Secondary Commercial Window Glazing | Windows Upgraded with Secondary Commercial Window Glazing | Windows Upgraded with Secondary Commercial Window Glazing | Windows Upgraded with Secondary Commercial Window Glazing | Windows Upgraded with Secondary Commercial Window Glazing | Windows Upgraded with Secondary Commercial Window Glazing | Windows Upgraded with Secondary Commercial Window Glazing | Windows Upgraded with Secondary Commercial Window Glazing | Windows Upgraded with Secondary Commercial Window Glazing | Windows Upgraded with Secondary Commercial Window Glazing | Windows Upgraded with Secondary Commercial Window Glazing | Windows Upgraded with Secondary Commercial Window Glazing | Windows Upgraded with Secondary Commercial Window Glazing | 48.1437 | 48.1437 | 48.1437 | 48.1437 | 48.1437 | 48.1437 | 48.1437 | 48.1437 | 48.1437 | 48.1437 | 48.1437 | 48.1437 | 48.1437 | 48.1437 | 48.1437 | 48.1437 | 48.1437 | 48.1437 | 48.1437 | 48.1437 | 48.1437 | 48.1437 | 48.1437 | 48.1437 | 48.1437 | 48.1437 | 48.1437 | 48.1437 | 0.0043 | 0.0043 | 0.0043 | 0.0043 | 0.0043 | 0.0043 | 0.0043 | 0.0043 | 0.0043 | 0.0043 | 0.0043 | 0.0043 | 0.0043 | 0.0043 | 0.0043 | 0.0043 | 0.0043 | 0.0043 | 0.0043 | 0.0043 | 0.0043 | 0.0043 | 0.0043 | 0.0043 | 0.0043 | 0.0043 | 0.0043 | 0.0043 | 0 | 0 | 0 | 0 | 0 | 0 | 0 | 0 | 0 | 0 | 0 | 0 | 0 | 0 | 0 | 0 | 0 | 0 | 0 | 0 | 0 | 0 | 0 | 0 | 0 | 0 | 0 | 0 | 0 | 0 | 0 | 0 | 0 | 0 | 0 | 0 | 0 | 0 | 0 | 0 | 0 | 0 | 0 | 0 | 0 | 0 | 0 | 0 | 0 | 0 | 0 | 0 | 0 | 0 | 0 | 0 | 0 | 0 | 0 | 0 | 0 | 0 | 0 | 0 | 0 | 0 | 0 | 0 | 0 | 0 | 0 | 0 | 0 | 0 | 0 | 0 | 0 | 0 | 0 | 0 | 0 | 0 | 0 | 0 | 0 | 0 | 0 | 0 | 0 | 0 | 0 | 0 | 0 | 0 | 0 | 0 | 0 | 0 | 0 | 0 | 0 | 0 | 0 | 0 | 0 | 0 | 0 | 0 | 0 | 0 | 0 | 0 | Windows Upgraded with Secondary Commercial Window Glazing | Windows Upgraded with Secondary Commercial Window Glazing | Windows Upgraded with Secondary Commercial Window Glazing | Windows Upgraded with Secondary Commercial Window Glazing | Windows Upgraded with Secondary Commercial Window Glazing | Windows Upgraded with Secondary Commercial Window Glazing | Windows Upgraded with Secondary Commercial Window Glazing | Windows Upgraded with Secondary Commercial Window Glazing | Windows Upgraded with Secondary Commercial Window Glazing | Windows Upgraded with Secondary Commercial Window Glazing | Windows Upgraded with Secondary Commercial Window Glazing | Windows Upgraded with Secondary Commercial Window Glazing | Windows Upgraded with Secondary Commercial Window Glazing | Windows Upgraded with Secondary Commercial Window Glazing | Windows Upgraded with Secondary Commercial Window Glazing | Windows Upgraded with Secondary Commercial Window Glazing | Windows Upgraded with Secondary Commercial Window Glazing | Windows Upgraded with Secondary Commercial Window Glazing | Windows Upgraded with Secondary Commercial Window Glazing | Windows Upgraded with Secondary Commercial Window Glazing | Windows Upgraded with Secondary Commercial Window Glazing | Windows Upgraded with Secondary Commercial Window Glazing | Windows Upgraded with Secondary Commercial Window Glazing | Windows Upgraded with Secondary Commercial Window Glazing | Windows Upgraded with Secondary Commercial Window Glazing | Windows Upgraded with Secondary Commercial Window Glazing | Windows Upgraded with Secondary Commercial Window Glazing | Windows Upgraded with Secondary Commercial Window Glazing | 48.1437 | 48.1437 | 48.1437 | 48.1437 | 48.1437 | 48.1437 | 48.1437 | 48.1437 | 48.1437 | 48.1437 | 48.1437 | 48.1437 | 48.1437 | 48.1437 | 48.1437 | 48.1437 | 48.1437 | 48.1437 | 48.1437 | 48.1437 | 48.1437 | 48.1437 | 48.1437 | 48.1437 | 48.1437 | 48.1437 | 48.1437 | 48.1437 | 0.0043 | 0.0043 | 0.0043 | 0.0043 | 0.0043 | 0.0043 | 0.0043 | 0.0043 | 0.0043 | 0.0043 | 0.0043 | 0.0043 | 0.0043 | 0.0043 | 0.0043 | 0.0043 | 0.0043 | 0.0043 | 0.0043 | 0.0043 | 0.0043 | 0.0043 | 0.0043 | 0.0043 | 0.0043 | 0.0043 | 0.0043 | 0.0043 | 0 | 0 | 0 | 0 | 0 | 0 | 0 | 0 | 0 | 0 | 0 | 0 | 0 | 0 | 0 | 0 | 0 | 0 | 0 | 0 | 0 | 0 | 0 | 0 | 0 | 0 | 0 | 0 | 0 | 0 | 0 | 0 | 0 | 0 | 0 | 0 | 0 | 0 | 0 | 0 | 0 | 0 | 0 | 0 | 0 | 0 | 0 | 0 | 0 | 0 | 0 | 0 | 0 | 0 | 0 | 0 | 0 | 0 | 0 | 0 | 0 | 0 | 0 | 0 | 0 | 0 | 0 | 0 | 0 | 0 | 0 | 0 | 0 | 0 | 0 | 0 | 0 | 0 | 0 | 0 | 0 | 0 | 0 | 0 | 0 | 0
Connected Thermostat - ENERGY STAR (1.0)_Education_Existing_Thermostat with capability to establish a schedule | Connected Thermostat - ENERGY STAR (1.0)_Education_Existing | Connected Thermostat - ENERGY STAR (1.0)_Commercial_Existing_Manual or programmable thermostat_Thermostat with capability to establish a schedule | Commercial | Education | Existing | Space Heating | Natural Gas | Connected Thermostat - ENERGY STAR (1.0) | NEQ | Manual or programmable thermostat | 5 | 5 | 5 | 0 | 0 | 0 | 0.022302 | 0.87389 | Retro5Med | 8.35569166605469E-06 | TBD | A | WCM430 | 0.7 | 0.42 | tonCool | 0.0321 | 0 | 0 | 0 | 0 | RTF Wkbk - ComConnectedThermostats_v2_1 | RTF Wkbk - ComConnectedThermostats_v2_1 | AEG BEST | 0 | 0 | 102.1619 | Manual or programmable thermostat | Manual or programmable thermostat | Manual or programmable thermostat | Manual or programmable thermostat | Manual or programmable thermostat | Manual or programmable thermostat | Manual or programmable thermostat | Manual or programmable thermostat | Manual or programmable thermostat | Manual or programmable thermostat | Manual or programmable thermostat | Manual or programmable thermostat | Manual or programmable thermostat | Manual or programmable thermostat | Manual or programmable thermostat | Manual or programmable thermostat | Manual or programmable thermostat | Manual or programmable thermostat | Manual or programmable thermostat | Manual or programmable thermostat | Manual or programmable thermostat | Manual or programmable thermostat | Manual or programmable thermostat | Manual or programmable thermostat | Manual or programmable thermostat | Manual or programmable thermostat | Manual or programmable thermostat | Manual or programmable thermostat | 0 | 0 | 0 | 0 | 0 | 0 | 0 | 0 | 0 | 0 | 0 | 0 | 0 | 0 | 0 | 0 | 0 | 0 | 0 | 0 | 0 | 0 | 0 | 0 | 0 | 0 | 0 | 0 | 0 | 0 | 0 | 0 | 0 | 0 | 0 | 0 | 0 | 0 | 0 | 0 | 0 | 0 | 0 | 0 | 0 | 0 | 0 | 0 | 0 | 0 | 0 | 0 | 0 | 0 | 0 | 0 | 0 | 0 | 0 | 57.68819922246968 | 70.8319084242273 | 86.67752749003026 | 100.61895213221457 | 114.76865658029567 | 134.17835506530656 | 147.19573923047528 | 150.370845081709 | 141.70647534884662 | 121.80871851689614 | 94.26072918440468 | 62.38375032197302 | 36.222822767597236 | 17.440618369583856 | 7.378723156362401 | 2.683172056859054 | 0.8381022341669283 | 0.18266823244441072 | 0.016814818795566035 | 0.011209879197044019 | 0 | 0 | 0 | 0 | 0 | 0 | 0 | 0 | 57.68819922246968 | 128.52010764669697 | 215.19763513672726 | 315.8165872689418 | 430.5852438492375 | 564.763598914544 | 711.9593381450193 | 862.3301832267282 | 1004.0366585755748 | 1125.845377092471 | 1220.1061062768756 | 1282.4898565988487 | 1318.7126793664459 | 1336.1532977360296 | 1343.532020892392 | 1346.215192949251 | 1347.053295183418 | 1347.2359634158622 | 1347.2527782346579 | 1347.2639881138548 | 1347.2639881138548 | 1347.2639881138548 | 1347.2639881138548 | 1347.2639881138548 | 1347.2639881138548 | Thermostat with capability to establish a schedule | Thermostat with capability to establish a schedule | Thermostat with capability to establish a schedule | Thermostat with capability to establish a schedule | Thermostat with capability to establish a schedule | Thermostat with capability to establish a schedule | Thermostat with capability to establish a schedule | Thermostat with capability to establish a schedule | Thermostat with capability to establish a schedule | Thermostat with capability to establish a schedule | Thermostat with capability to establish a schedule | Thermostat with capability to establish a schedule | Thermostat with capability to establish a schedule | Thermostat with capability to establish a schedule | Thermostat with capability to establish a schedule | Thermostat with capability to establish a schedule | Thermostat with capability to establish a schedule | Thermostat with capability to establish a schedule | Thermostat with capability to establish a schedule | Thermostat with capability to establish a schedule | Thermostat with capability to establish a schedule | Thermostat with capability to establish a schedule | Thermostat with capability to establish a schedule | Thermostat with capability to establish a schedule | Thermostat with capability to establish a schedule | Thermostat with capability to establish a schedule | Thermostat with capability to establish a schedule | Thermostat with capability to establish a schedule | 102.1619 | 102.1619 | 102.1619 | 102.1619 | 102.1619 | 102.1619 | 102.1619 | 102.1619 | 102.1619 | 102.1619 | 102.1619 | 102.1619 | 102.1619 | 102.1619 | 102.1619 | 102.1619 | 102.1619 | 102.1619 | 102.1619 | 102.1619 | 102.1619 | 102.1619 | 102.1619 | 102.1619 | 102.1619 | 102.1619 | 102.1619 | 102.1619 | 0 | 0 | 0 | 0 | 0 | 0 | 0 | 0 | 0 | 0 | 0 | 0 | 0 | 0 | 0 | 0 | 0 | 0 | 0 | 0 | 0 | 0 | 0 | 0 | 0 | 0 | 0 | 0 | 0 | 0 | 0 | 0 | 0 | 0 | 0 | 0 | 0 | 0 | 0 | 0 | 0 | 0 | 0 | 0 | 0 | 0 | 0 | 0 | 0 | 0 | 0 | 0 | 0 | 0 | 0 | 0 | 0 | 0 | 0 | 0 | 0 | 0 | 0 | 0 | 0 | 0 | 0 | 0 | 0 | 0 | 0 | 0 | 0 | 0 | 0 | 0 | 0 | 0 | 0 | 0 | 0 | 0 | 0 | 0 | 0 | 0 | 0 | 0 | 0 | 0 | 0 | 0 | 0 | 0 | 0 | 0 | 0 | 0 | 0 | 0 | 0 | 0 | 0 | 0 | 0 | 0 | 0 | 0 | 0 | 0 | 0 | 0 | 0 | 0 | 0 | 0 | 0 | 0 | 0 | 0 | 0 | 0 | 0 | 0 | 0 | 0 | 0 | 0 | 0 | 0 | 0 | 0 | 0 | 0 | 0 | 0 | 0 | 0 | 0 | 0 | Thermostat with capability to establish a schedule | Thermostat with capability to establish a schedule | Thermostat with capability to establish a schedule | Thermostat with capability to establish a schedule | Thermostat with capability to establish a schedule | Thermostat with capability to establish a schedule | Thermostat with capability to establish a schedule | Thermostat with capability to establish a schedule | Thermostat with capability to establish a schedule | Thermostat with capability to establish a schedule | Thermostat with capability to establish a schedule | Thermostat with capability to establish a schedule | Thermostat with capability to establish a schedule | Thermostat with capability to establish a schedule | Thermostat with capability to establish a schedule | Thermostat with capability to establish a schedule | Thermostat with capability to establish a schedule | Thermostat with capability to establish a schedule | Thermostat with capability to establish a schedule | Thermostat with capability to establish a schedule | Thermostat with capability to establish a schedule | Thermostat with capability to establish a schedule | Thermostat with capability to establish a schedule | Thermostat with capability to establish a schedule | Thermostat with capability to establish a schedule | Thermostat with capability to establish a schedule | Thermostat with capability to establish a schedule | Thermostat with capability to establish a schedule | 102.1619 | 102.1619 | 102.1619 | 102.1619 | 102.1619 | 102.1619 | 102.1619 | 102.1619 | 102.1619 | 102.1619 | 102.1619 | 102.1619 | 102.1619 | 102.1619 | 102.1619 | 102.1619 | 102.1619 | 102.1619 | 102.1619 | 102.1619 | 102.1619 | 102.1619 | 102.1619 | 102.1619 | 102.1619 | 102.1619 | 102.1619 | 102.1619 | 0 | 0 | 0 | 0 | 0 | 0 | 0 | 0 | 0 | 0 | 0 | 0 | 0 | 0 | 0 | 0 | 0 | 0 | 0 | 0 | 0 | 0 | 0 | 0 | 0 | 0 | 0 | 0 | 0 | 0 | 0 | 0 | 0 | 0 | 0 | 0 | 0 | 0 | 0 | 0 | 0 | 0 | 0 | 0 | 0 | 0 | 0 | 0 | 0 | 0 | 0 | 0 | 0 | 0 | 0 | 0 | 0 | 0 | 0 | 0 | 0 | 0 | 0 | 0 | 0 | 0 | 0 | 0 | 0 | 0 | 0 | 0 | 0 | 0 | 0 | 0 | 0 | 0 | 0 | 0 | 0 | 0 | 0 | 0 | 0 | 0 | 0 | 0 | 0 | 0 | 0 | 0 | 0 | 0 | 0 | 0 | 0 | 0 | 0 | 0 | 0 | 0 | 0 | 0 | 0 | 0 | 0 | 0 | 0 | 0 | 0 | 0 | 0 | 0
Ducting - Repair and Sealing_Education_New_Not Applicable Segment or Vintage | Ducting - Repair and Sealing_Education_New | Ducting - Repair and Sealing_Commercial_New_Not Applicable Segment or Vintage_Not Applicable Segment or Vintage | Commercial | Education | New | Space Heating | Natural Gas | Ducting - Repair and Sealing | NEQ | Not Applicable Segment or Vintage | 15 | 15 | 15 | 0 | 0 | 0 | 0 | 0 | Retro5Med | 8.35569166605469E-06 | TBD | A | WCM454 | 0.7 | 0.42 | sqft | 0.0321 | 0 | 0 | 0 | 0 | Not Applicable Segment or Vintage | Not Applicable Segment or Vintage | AEG BEST | 0 | 0 | 0 | Not Applicable Segment or Vintage | Not Applicable Segment or Vintage | Not Applicable Segment or Vintage | Not Applicable Segment or Vintage | Not Applicable Segment or Vintage | Not Applicable Segment or Vintage | Not Applicable Segment or Vintage | Not Applicable Segment or Vintage | Not Applicable Segment or Vintage | Not Applicable Segment or Vintage | Not Applicable Segment or Vintage | Not Applicable Segment or Vintage | Not Applicable Segment or Vintage | Not Applicable Segment or Vintage | Not Applicable Segment or Vintage | Not Applicable Segment or Vintage | Not Applicable Segment or Vintage | Not Applicable Segment or Vintage | Not Applicable Segment or Vintage | Not Applicable Segment or Vintage | Not Applicable Segment or Vintage | Not Applicable Segment or Vintage | Not Applicable Segment or Vintage | Not Applicable Segment or Vintage | Not Applicable Segment or Vintage | Not Applicable Segment or Vintage | Not Applicable Segment or Vintage | Not Applicable Segment or Vintage | 0 | 0 | 0 | 0 | 0 | 0 | 0 | 0 | 0 | 0 | 0 | 0 | 0 | 0 | 0 | 0 | 0 | 0 | 0 | 0 | 0 | 0 | 0 | 0 | 0 | 0 | 0 | 0 | 0 | 0 | 0 | 0 | 0 | 0 | 0 | 0 | 0 | 0 | 0 | 0 | 0 | 0 | 0 | 0 | 0 | 0 | 0 | 0 | 0 | 0 | 0 | 0 | 0 | 0 | 0 | 0 | 0 | 0 | 0 | 0 | 0 | 0 | 0 | 0 | 0 | 0 | 0 | 0 | 0 | 0 | 0 | 0 | 0 | 0 | 0 | 0 | 0 | 0 | 0 | 0 | 0 | 0 | 0 | 0 | 0 | 0 | 0 | 0 | 0 | 0 | 0 | 0 | 0 | 0 | 0 | 0 | 0 | 0 | 0 | 0 | 0 | 0 | 0 | 0 | 0 | 0 | 0 | 0 | 0 | 0 | 0 | 0 | Not Applicable Segment or Vintage | Not Applicable Segment or Vintage | Not Applicable Segment or Vintage | Not Applicable Segment or Vintage | Not Applicable Segment or Vintage | Not Applicable Segment or Vintage | Not Applicable Segment or Vintage | Not Applicable Segment or Vintage | Not Applicable Segment or Vintage | Not Applicable Segment or Vintage | Not Applicable Segment or Vintage | Not Applicable Segment or Vintage | Not Applicable Segment or Vintage | Not Applicable Segment or Vintage | Not Applicable Segment or Vintage | Not Applicable Segment or Vintage | Not Applicable Segment or Vintage | Not Applicable Segment or Vintage | Not Applicable Segment or Vintage | Not Applicable Segment or Vintage | Not Applicable Segment or Vintage | Not Applicable Segment or Vintage | Not Applicable Segment or Vintage | Not Applicable Segment or Vintage | Not Applicable Segment or Vintage | Not Applicable Segment or Vintage | Not Applicable Segment or Vintage | Not Applicable Segment or Vintage | 0 | 0 | 0 | 0 | 0 | 0 | 0 | 0 | 0 | 0 | 0 | 0 | 0 | 0 | 0 | 0 | 0 | 0 | 0 | 0 | 0 | 0 | 0 | 0 | 0 | 0 | 0 | 0 | 0 | 0 | 0 | 0 | 0 | 0 | 0 | 0 | 0 | 0 | 0 | 0 | 0 | 0 | 0 | 0 | 0 | 0 | 0 | 0 | 0 | 0 | 0 | 0 | 0 | 0 | 0 | 0 | 0 | 0 | 0 | 0 | 0 | 0 | 0 | 0 | 0 | 0 | 0 | 0 | 0 | 0 | 0 | 0 | 0 | 0 | 0 | 0 | 0 | 0 | 0 | 0 | 0 | 0 | 0 | 0 | 0 | 0 | 0 | 0 | 0 | 0 | 0 | 0 | 0 | 0 | 0 | 0 | 0 | 0 | 0 | 0 | 0 | 0 | 0 | 0 | 0 | 0 | 0 | 0 | 0 | 0 | 0 | 0 | 0 | 0 | 0 | 0 | 0 | 0 | 0 | 0 | 0 | 0 | 0 | 0 | 0 | 0 | 0 | 0 | 0 | 0 | 0 | 0 | 0 | 0 | 0 | 0 | 0 | 0 | 0 | 0 | 0 | 0 | 0 | 0 | 0 | 0 | 0 | 0 | 0 | 0 | 0 | 0 | 0 | 0 | 0 | 0 | 0 | 0 | 0 | 0 | 0 | 0 | 0 | 0 | 0 | 0 | 0 | 0 | Not Applicable Segment or Vintage | Not Applicable Segment or Vintage | Not Applicable Segment or Vintage | Not Applicable Segment or Vintage | Not Applicable Segment or Vintage | Not Applicable Segment or Vintage | Not Applicable Segment or Vintage | Not Applicable Segment or Vintage | Not Applicable Segment or Vintage | Not Applicable Segment or Vintage | Not Applicable Segment or Vintage | Not Applicable Segment or Vintage | Not Applicable Segment or Vintage | Not Applicable Segment or Vintage | Not Applicable Segment or Vintage | Not Applicable Segment or Vintage | Not Applicable Segment or Vintage | Not Applicable Segment or Vintage | Not Applicable Segment or Vintage | Not Applicable Segment or Vintage | Not Applicable Segment or Vintage | Not Applicable Segment or Vintage | Not Applicable Segment or Vintage | Not Applicable Segment or Vintage | Not Applicable Segment or Vintage | Not Applicable Segment or Vintage | Not Applicable Segment or Vintage | Not Applicable Segment or Vintage | 0 | 0 | 0 | 0 | 0 | 0 | 0 | 0 | 0 | 0 | 0 | 0 | 0 | 0 | 0 | 0 | 0 | 0 | 0 | 0 | 0 | 0 | 0 | 0 | 0 | 0 | 0 | 0 | 0 | 0 | 0 | 0 | 0 | 0 | 0 | 0 | 0 | 0 | 0 | 0 | 0 | 0 | 0 | 0 | 0 | 0 | 0 | 0 | 0 | 0 | 0 | 0 | 0 | 0 | 0 | 0 | 0 | 0 | 0 | 0 | 0 | 0 | 0 | 0 | 0 | 0 | 0 | 0 | 0 | 0 | 0 | 0 | 0 | 0 | 0 | 0 | 0 | 0 | 0 | 0 | 0 | 0 | 0 | 0 | 0 | 0 | 0 | 0 | 0 | 0 | 0 | 0 | 0 | 0 | 0 | 0 | 0 | 0 | 0 | 0 | 0 | 0 | 0 | 0 | 0 | 0 | 0 | 0 | 0 | 0 | 0 | 0 | 0 | 0 | 0 | 0 | 0 | 0 | 0 | 0 | 0 | 0 | 0 | 0 | 0 | 0 | 0 | 0 | 0 | 0 | 0 | 0 | 0 | 0 | 0 | 0 | 0 | 0 | 0 | 0 | 0 | 0
Insulation - Ducting_Education_New_Not Applicable Segment or Vintage | Insulation - Ducting_Education_New | Insulation - Ducting_Commercial_New_Not Applicable Segment or Vintage_Not Applicable Segment or Vintage | Commercial | Education | New | Space Heating | Natural Gas | Insulation - Ducting | NEQ | Not Applicable Segment or Vintage | 15 | 15 | 15 | 0 | 0 | 0 | 0 | 0 | Retro5Med | 8.35569166605469E-06 | TBD | A | WCM453 | 0.7 | 0.42 | sqft | 0.0321 | 0 | 0 | 0 | 0 | Not Applicable Segment or Vintage | Not Applicable Segment or Vintage | AEG BEST | 0 | 0 | 0 | Not Applicable Segment or Vintage | Not Applicable Segment or Vintage | Not Applicable Segment or Vintage | Not Applicable Segment or Vintage | Not Applicable Segment or Vintage | Not Applicable Segment or Vintage | Not Applicable Segment or Vintage | Not Applicable Segment or Vintage | Not Applicable Segment or Vintage | Not Applicable Segment or Vintage | Not Applicable Segment or Vintage | Not Applicable Segment or Vintage | Not Applicable Segment or Vintage | Not Applicable Segment or Vintage | Not Applicable Segment or Vintage | Not Applicable Segment or Vintage | Not Applicable Segment or Vintage | Not Applicable Segment or Vintage | Not Applicable Segment or Vintage | Not Applicable Segment or Vintage | Not Applicable Segment or Vintage | Not Applicable Segment or Vintage | Not Applicable Segment or Vintage | Not Applicable Segment or Vintage | Not Applicable Segment or Vintage | Not Applicable Segment or Vintage | Not Applicable Segment or Vintage | Not Applicable Segment or Vintage | 0 | 0 | 0 | 0 | 0 | 0 | 0 | 0 | 0 | 0 | 0 | 0 | 0 | 0 | 0 | 0 | 0 | 0 | 0 | 0 | 0 | 0 | 0 | 0 | 0 | 0 | 0 | 0 | 0 | 0 | 0 | 0 | 0 | 0 | 0 | 0 | 0 | 0 | 0 | 0 | 0 | 0 | 0 | 0 | 0 | 0 | 0 | 0 | 0 | 0 | 0 | 0 | 0 | 0 | 0 | 0 | 0 | 0 | 0 | 0 | 0 | 0 | 0 | 0 | 0 | 0 | 0 | 0 | 0 | 0 | 0 | 0 | 0 | 0 | 0 | 0 | 0 | 0 | 0 | 0 | 0 | 0 | 0 | 0 | 0 | 0 | 0 | 0 | 0 | 0 | 0 | 0 | 0 | 0 | 0 | 0 | 0 | 0 | 0 | 0 | 0 | 0 | 0 | 0 | 0 | 0 | 0 | 0 | 0 | 0 | 0 | 0 | Not Applicable Segment or Vintage | Not Applicable Segment or Vintage | Not Applicable Segment or Vintage | Not Applicable Segment or Vintage | Not Applicable Segment or Vintage | Not Applicable Segment or Vintage | Not Applicable Segment or Vintage | Not Applicable Segment or Vintage | Not Applicable Segment or Vintage | Not Applicable Segment or Vintage | Not Applicable Segment or Vintage | Not Applicable Segment or Vintage | Not Applicable Segment or Vintage | Not Applicable Segment or Vintage | Not Applicable Segment or Vintage | Not Applicable Segment or Vintage | Not Applicable Segment or Vintage | Not Applicable Segment or Vintage | Not Applicable Segment or Vintage | Not Applicable Segment or Vintage | Not Applicable Segment or Vintage | Not Applicable Segment or Vintage | Not Applicable Segment or Vintage | Not Applicable Segment or Vintage | Not Applicable Segment or Vintage | Not Applicable Segment or Vintage | Not Applicable Segment or Vintage | Not Applicable Segment or Vintage | 0 | 0 | 0 | 0 | 0 | 0 | 0 | 0 | 0 | 0 | 0 | 0 | 0 | 0 | 0 | 0 | 0 | 0 | 0 | 0 | 0 | 0 | 0 | 0 | 0 | 0 | 0 | 0 | 0 | 0 | 0 | 0 | 0 | 0 | 0 | 0 | 0 | 0 | 0 | 0 | 0 | 0 | 0 | 0 | 0 | 0 | 0 | 0 | 0 | 0 | 0 | 0 | 0 | 0 | 0 | 0 | 0 | 0 | 0 | 0 | 0 | 0 | 0 | 0 | 0 | 0 | 0 | 0 | 0 | 0 | 0 | 0 | 0 | 0 | 0 | 0 | 0 | 0 | 0 | 0 | 0 | 0 | 0 | 0 | 0 | 0 | 0 | 0 | 0 | 0 | 0 | 0 | 0 | 0 | 0 | 0 | 0 | 0 | 0 | 0 | 0 | 0 | 0 | 0 | 0 | 0 | 0 | 0 | 0 | 0 | 0 | 0 | 0 | 0 | 0 | 0 | 0 | 0 | 0 | 0 | 0 | 0 | 0 | 0 | 0 | 0 | 0 | 0 | 0 | 0 | 0 | 0 | 0 | 0 | 0 | 0 | 0 | 0 | 0 | 0 | 0 | 0 | 0 | 0 | 0 | 0 | 0 | 0 | 0 | 0 | 0 | 0 | 0 | 0 | 0 | 0 | 0 | 0 | 0 | 0 | 0 | 0 | 0 | 0 | 0 | 0 | 0 | 0 | Not Applicable Segment or Vintage | Not Applicable Segment or Vintage | Not Applicable Segment or Vintage | Not Applicable Segment or Vintage | Not Applicable Segment or Vintage | Not Applicable Segment or Vintage | Not Applicable Segment or Vintage | Not Applicable Segment or Vintage | Not Applicable Segment or Vintage | Not Applicable Segment or Vintage | Not Applicable Segment or Vintage | Not Applicable Segment or Vintage | Not Applicable Segment or Vintage | Not Applicable Segment or Vintage | Not Applicable Segment or Vintage | Not Applicable Segment or Vintage | Not Applicable Segment or Vintage | Not Applicable Segment or Vintage | Not Applicable Segment or Vintage | Not Applicable Segment or Vintage | Not Applicable Segment or Vintage | Not Applicable Segment or Vintage | Not Applicable Segment or Vintage | Not Applicable Segment or Vintage | Not Applicable Segment or Vintage | Not Applicable Segment or Vintage | Not Applicable Segment or Vintage | Not Applicable Segment or Vintage | 0 | 0 | 0 | 0 | 0 | 0 | 0 | 0 | 0 | 0 | 0 | 0 | 0 | 0 | 0 | 0 | 0 | 0 | 0 | 0 | 0 | 0 | 0 | 0 | 0 | 0 | 0 | 0 | 0 | 0 | 0 | 0 | 0 | 0 | 0 | 0 | 0 | 0 | 0 | 0 | 0 | 0 | 0 | 0 | 0 | 0 | 0 | 0 | 0 | 0 | 0 | 0 | 0 | 0 | 0 | 0 | 0 | 0 | 0 | 0 | 0 | 0 | 0 | 0 | 0 | 0 | 0 | 0 | 0 | 0 | 0 | 0 | 0 | 0 | 0 | 0 | 0 | 0 | 0 | 0 | 0 | 0 | 0 | 0 | 0 | 0 | 0 | 0 | 0 | 0 | 0 | 0 | 0 | 0 | 0 | 0 | 0 | 0 | 0 | 0 | 0 | 0 | 0 | 0 | 0 | 0 | 0 | 0 | 0 | 0 | 0 | 0 | 0 | 0 | 0 | 0 | 0 | 0 | 0 | 0 | 0 | 0 | 0 | 0 | 0 | 0 | 0 | 0 | 0 | 0 | 0 | 0 | 0 | 0 | 0 | 0 | 0 | 0 | 0 | 0 | 0 | 0
Advanced New Construction Designs_Education_New_Advanced new construction buildings exceeding ASHRAE 90.1 requirements using integrated design approach. | Advanced New Construction Designs_Education_New | Advanced New Construction Designs_Commercial_New_New construction building meeting current code._Advanced new construction buildings exceeding ASHRAE 90.1 requirements using integrated design approach. | Commercial | Education | New | Space Heating | Natural Gas | Advanced New Construction Designs | NEQ | New construction building meeting current code. | 30 | 30 | 30 | 0 | 0 | 0 | 0.25 | 0.75 | RetroEven20 | 0.03333333333333333 | TBD | A | WCM495 | 0.7 | 0.42 | sqft cond | 0.0321 | 0 | 0 | 0 | 0 | Pacific Northwest National Laboratory. Expanded Energy Credits in Energy Codes. PNNL-31572. July 2021. | The Technical Feasibility of Zero Net Energy Buildings in California, CALMAC Study ID - PGE0326.01. December 2012. | Pacific Northwest National Laboratory. Expanded Energy Credits in Energy Codes. PNNL-31572. July 2021. | 0 | 0 | 4.4221 | New construction building meeting current code. | New construction building meeting current code. | New construction building meeting current code. | New construction building meeting current code. | New construction building meeting current code. | New construction building meeting current code. | New construction building meeting current code. | New construction building meeting current code. | New construction building meeting current code. | New construction building meeting current code. | New construction building meeting current code. | New construction building meeting current code. | New construction building meeting current code. | New construction building meeting current code. | New construction building meeting current code. | New construction building meeting current code. | New construction building meeting current code. | New construction building meeting current code. | New construction building meeting current code. | New construction building meeting current code. | New construction building meeting current code. | New construction building meeting current code. | New construction building meeting current code. | New construction building meeting current code. | New construction building meeting current code. | New construction building meeting current code. | New construction building meeting current code. | New construction building meeting current code. | 0 | 0 | 0 | 0 | 0 | 0 | 0 | 0 | 0 | 0 | 0 | 0 | 0 | 0 | 0 | 0 | 0 | 0 | 0 | 0 | 0 | 0 | 0 | 0 | 0 | 0 | 0 | 0 | 0 | 0 | 0 | 0 | 0 | 0 | 0 | 0 | 0 | 0 | 0 | 0 | 0 | 0 | 0 | 0 | 0 | 0 | 0 | 0 | 0 | 0 | 0 | 0 | 0 | 0 | 0 | 0 | 0 | 0 | 0 | 0 | 0 | 0 | 0 | 0 | 0 | 0 | 0 | 0 | 0 | 0 | 0 | 0 | 0 | 0 | 0 | 0 | 0 | 0 | 0 | 0 | 0 | 0 | 0 | 0 | 0 | 0 | 0 | 0 | 0 | 0 | 0 | 0 | 0 | 0 | 0 | 0 | 0 | 0 | 0 | 0 | 0 | 0 | 0 | 0 | 0 | 0 | 0 | 0 | 0 | 0 | 0 | 0 | Advanced new construction buildings exceeding ASHRAE 90.1 requirements using integrated design approach. | Advanced new construction buildings exceeding ASHRAE 90.1 requirements using integrated design approach. | Advanced new construction buildings exceeding ASHRAE 90.1 requirements using integrated design approach. | Advanced new construction buildings exceeding ASHRAE 90.1 requirements using integrated design approach. | Advanced new construction buildings exceeding ASHRAE 90.1 requirements using integrated design approach. | Advanced new construction buildings exceeding ASHRAE 90.1 requirements using integrated design approach. | Advanced new construction buildings exceeding ASHRAE 90.1 requirements using integrated design approach. | Advanced new construction buildings exceeding ASHRAE 90.1 requirements using integrated design approach. | Advanced new construction buildings exceeding ASHRAE 90.1 requirements using integrated design approach. | Advanced new construction buildings exceeding ASHRAE 90.1 requirements using integrated design approach. | Advanced new construction buildings exceeding ASHRAE 90.1 requirements using integrated design approach. | Advanced new construction buildings exceeding ASHRAE 90.1 requirements using integrated design approach. | Advanced new construction buildings exceeding ASHRAE 90.1 requirements using integrated design approach. | Advanced new construction buildings exceeding ASHRAE 90.1 requirements using integrated design approach. | Advanced new construction buildings exceeding ASHRAE 90.1 requirements using integrated design approach. | Advanced new construction buildings exceeding ASHRAE 90.1 requirements using integrated design approach. | Advanced new construction buildings exceeding ASHRAE 90.1 requirements using integrated design approach. | Advanced new construction buildings exceeding ASHRAE 90.1 requirements using integrated design approach. | Advanced new construction buildings exceeding ASHRAE 90.1 requirements using integrated design approach. | Advanced new construction buildings exceeding ASHRAE 90.1 requirements using integrated design approach. | Advanced new construction buildings exceeding ASHRAE 90.1 requirements using integrated design approach. | Advanced new construction buildings exceeding ASHRAE 90.1 requirements using integrated design approach. | Advanced new construction buildings exceeding ASHRAE 90.1 requirements using integrated design approach. | Advanced new construction buildings exceeding ASHRAE 90.1 requirements using integrated design approach. | Advanced new construction buildings exceeding ASHRAE 90.1 requirements using integrated design approach. | Advanced new construction buildings exceeding ASHRAE 90.1 requirements using integrated design approach. | Advanced new construction buildings exceeding ASHRAE 90.1 requirements using integrated design approach. | Advanced new construction buildings exceeding ASHRAE 90.1 requirements using integrated design approach. | 4.4221 | 4.4221 | 4.4221 | 4.4221 | 4.4221 | 4.4221 | 4.4221 | 4.4221 | 4.4221 | 4.4221 | 4.4221 | 4.4221 | 4.4221 | 4.4221 | 4.4221 | 4.4221 | 4.4221 | 4.4221 | 4.4221 | 4.4221 | 4.4221 | 4.4221 | 4.4221 | 4.4221 | 4.4221 | 4.4221 | 4.4221 | 4.4221 | 0 | 0 | 0 | 0 | 0 | 0 | 0 | 0 | 0 | 0 | 0 | 0 | 0 | 0 | 0 | 0 | 0 | 0 | 0 | 0 | 0 | 0 | 0 | 0 | 0 | 0 | 0 | 0 | 0 | 0 | 0 | 0 | 0 | 0 | 0 | 0 | 0 | 0 | 0 | 0 | 0 | 0 | 0 | 0 | 0 | 0 | 0 | 0 | 0 | 0 | 0 | 0 | 0 | 0 | 0 | 0 | 0 | 0 | 0 | 0 | 0 | 0 | 0 | 0 | 0 | 0 | 0 | 0 | 0 | 0 | 0 | 0 | 0 | 0 | 0 | 0 | 0 | 0 | 0 | 0 | 0 | 0 | 0 | 0 | 0 | 0 | 0 | 0 | 0 | 0 | 0 | 0 | 0 | 0 | 0 | 0 | 0 | 0 | 0 | 0 | 0 | 0 | 0 | 0 | 0 | 0 | 0 | 0 | 0 | 0 | 0 | 0 | 0 | 0 | 0 | 0 | 0 | 0 | 0 | 0 | 0 | 0 | 0 | 0 | 0 | 0 | 0 | 0 | 0 | 0 | 0 | 0 | 0 | 0 | 0 | 0 | 0 | 0 | 0 | 0 | Advanced new construction buildings exceeding ASHRAE 90.1 requirements using integrated design approach. | Advanced new construction buildings exceeding ASHRAE 90.1 requirements using integrated design approach. | Advanced new construction buildings exceeding ASHRAE 90.1 requirements using integrated design approach. | Advanced new construction buildings exceeding ASHRAE 90.1 requirements using integrated design approach. | Advanced new construction buildings exceeding ASHRAE 90.1 requirements using integrated design approach. | Advanced new construction buildings exceeding ASHRAE 90.1 requirements using integrated design approach. | Advanced new construction buildings exceeding ASHRAE 90.1 requirements using integrated design approach. | Advanced new construction buildings exceeding ASHRAE 90.1 requirements using integrated design approach. | Advanced new construction buildings exceeding ASHRAE 90.1 requirements using integrated design approach. | Advanced new construction buildings exceeding ASHRAE 90.1 requirements using integrated design approach. | Advanced new construction buildings exceeding ASHRAE 90.1 requirements using integrated design approach. | Advanced new construction buildings exceeding ASHRAE 90.1 requirements using integrated design approach. | Advanced new construction buildings exceeding ASHRAE 90.1 requirements using integrated design approach. | Advanced new construction buildings exceeding ASHRAE 90.1 requirements using integrated design approach. | Advanced new construction buildings exceeding ASHRAE 90.1 requirements using integrated design approach. | Advanced new construction buildings exceeding ASHRAE 90.1 requirements using integrated design approach. | Advanced new construction buildings exceeding ASHRAE 90.1 requirements using integrated design approach. | Advanced new construction buildings exceeding ASHRAE 90.1 requirements using integrated design approach. | Advanced new construction buildings exceeding ASHRAE 90.1 requirements using integrated design approach. | Advanced new construction buildings exceeding ASHRAE 90.1 requirements using integrated design approach. | Advanced new construction buildings exceeding ASHRAE 90.1 requirements using integrated design approach. | Advanced new construction buildings exceeding ASHRAE 90.1 requirements using integrated design approach. | Advanced new construction buildings exceeding ASHRAE 90.1 requirements using integrated design approach. | Advanced new construction buildings exceeding ASHRAE 90.1 requirements using integrated design approach. | Advanced new construction buildings exceeding ASHRAE 90.1 requirements using integrated design approach. | Advanced new construction buildings exceeding ASHRAE 90.1 requirements using integrated design approach. | Advanced new construction buildings exceeding ASHRAE 90.1 requirements using integrated design approach. | Advanced new construction buildings exceeding ASHRAE 90.1 requirements using integrated design approach. | 4.4221 | 4.4221 | 4.4221 | 4.4221 | 4.4221 | 4.4221 | 4.4221 | 4.4221 | 4.4221 | 4.4221 | 4.4221 | 4.4221 | 4.4221 | 4.4221 | 4.4221 | 4.4221 | 4.4221 | 4.4221 | 4.4221 | 4.4221 | 4.4221 | 4.4221 | 4.4221 | 4.4221 | 4.4221 | 4.4221 | 4.4221 | 4.4221 | 0 | 0 | 0 | 0 | 0 | 0 | 0 | 0 | 0 | 0 | 0 | 0 | 0 | 0 | 0 | 0 | 0 | 0 | 0 | 0 | 0 | 0 | 0 | 0 | 0 | 0 | 0 | 0 | 0 | 0 | 0 | 0 | 0 | 0 | 0 | 0 | 0 | 0 | 0 | 0 | 0 | 0 | 0 | 0 | 0 | 0 | 0 | 0 | 0 | 0 | 0 | 0 | 0 | 0 | 0 | 0 | 0 | 0 | 0 | 0 | 0 | 0 | 0 | 0 | 0 | 0 | 0 | 0 | 0 | 0 | 0 | 0 | 0 | 0 | 0 | 0 | 0 | 0 | 0 | 0 | 0 | 0 | 0 | 0 | 0 | 0 | 0 | 0 | 0 | 0 | 0 | 0 | 0 | 0 | 0 | 0 | 0 | 0 | 0 | 0 | 0 | 0 | 0 | 0 | 0 | 0 | 0 | 0 | 0 | 0 | 0 | 0 | 0 | 0
Building Shell - Air Sealing (Infiltration Control)_Education_New_Not Applicable Segment or Vintage | Building Shell - Air Sealing (Infiltration Control)_Education_New | Building Shell - Air Sealing (Infiltration Control)_Commercial_New_Not Applicable Segment or Vintage_Not Applicable Segment or Vintage | Commercial | Education | New | Space Heating | Natural Gas | Building Shell - Air Sealing (Infiltration Control) | NEQ | Not Applicable Segment or Vintage | 15 | 15 | 15 | 0 | 0 | 0 | 0 | 0 | Retro1Slow | 0.012666666666666666 | TBD | A | WCM458 | 0.7 | 0.42 | sqft | 0.0321 | 0 | 0 | 0 | 0 | Not Applicable Segment or Vintage | Not Applicable Segment or Vintage | AEG BEST | 0 | 0 | 0 | Not Applicable Segment or Vintage | Not Applicable Segment or Vintage | Not Applicable Segment or Vintage | Not Applicable Segment or Vintage | Not Applicable Segment or Vintage | Not Applicable Segment or Vintage | Not Applicable Segment or Vintage | Not Applicable Segment or Vintage | Not Applicable Segment or Vintage | Not Applicable Segment or Vintage | Not Applicable Segment or Vintage | Not Applicable Segment or Vintage | Not Applicable Segment or Vintage | Not Applicable Segment or Vintage | Not Applicable Segment or Vintage | Not Applicable Segment or Vintage | Not Applicable Segment or Vintage | Not Applicable Segment or Vintage | Not Applicable Segment or Vintage | Not Applicable Segment or Vintage | Not Applicable Segment or Vintage | Not Applicable Segment or Vintage | Not Applicable Segment or Vintage | Not Applicable Segment or Vintage | Not Applicable Segment or Vintage | Not Applicable Segment or Vintage | Not Applicable Segment or Vintage | Not Applicable Segment or Vintage | 0 | 0 | 0 | 0 | 0 | 0 | 0 | 0 | 0 | 0 | 0 | 0 | 0 | 0 | 0 | 0 | 0 | 0 | 0 | 0 | 0 | 0 | 0 | 0 | 0 | 0 | 0 | 0 | 0 | 0 | 0 | 0 | 0 | 0 | 0 | 0 | 0 | 0 | 0 | 0 | 0 | 0 | 0 | 0 | 0 | 0 | 0 | 0 | 0 | 0 | 0 | 0 | 0 | 0 | 0 | 0 | 0 | 0 | 0 | 0 | 0 | 0 | 0 | 0 | 0 | 0 | 0 | 0 | 0 | 0 | 0 | 0 | 0 | 0 | 0 | 0 | 0 | 0 | 0 | 0 | 0 | 0 | 0 | 0 | 0 | 0 | 0 | 0 | 0 | 0 | 0 | 0 | 0 | 0 | 0 | 0 | 0 | 0 | 0 | 0 | 0 | 0 | 0 | 0 | 0 | 0 | 0 | 0 | 0 | 0 | 0 | 0 | Not Applicable Segment or Vintage | Not Applicable Segment or Vintage | Not Applicable Segment or Vintage | Not Applicable Segment or Vintage | Not Applicable Segment or Vintage | Not Applicable Segment or Vintage | Not Applicable Segment or Vintage | Not Applicable Segment or Vintage | Not Applicable Segment or Vintage | Not Applicable Segment or Vintage | Not Applicable Segment or Vintage | Not Applicable Segment or Vintage | Not Applicable Segment or Vintage | Not Applicable Segment or Vintage | Not Applicable Segment or Vintage | Not Applicable Segment or Vintage | Not Applicable Segment or Vintage | Not Applicable Segment or Vintage | Not Applicable Segment or Vintage | Not Applicable Segment or Vintage | Not Applicable Segment or Vintage | Not Applicable Segment or Vintage | Not Applicable Segment or Vintage | Not Applicable Segment or Vintage | Not Applicable Segment or Vintage | Not Applicable Segment or Vintage | Not Applicable Segment or Vintage | Not Applicable Segment or Vintage | 0 | 0 | 0 | 0 | 0 | 0 | 0 | 0 | 0 | 0 | 0 | 0 | 0 | 0 | 0 | 0 | 0 | 0 | 0 | 0 | 0 | 0 | 0 | 0 | 0 | 0 | 0 | 0 | 0 | 0 | 0 | 0 | 0 | 0 | 0 | 0 | 0 | 0 | 0 | 0 | 0 | 0 | 0 | 0 | 0 | 0 | 0 | 0 | 0 | 0 | 0 | 0 | 0 | 0 | 0 | 0 | 0 | 0 | 0 | 0 | 0 | 0 | 0 | 0 | 0 | 0 | 0 | 0 | 0 | 0 | 0 | 0 | 0 | 0 | 0 | 0 | 0 | 0 | 0 | 0 | 0 | 0 | 0 | 0 | 0 | 0 | 0 | 0 | 0 | 0 | 0 | 0 | 0 | 0 | 0 | 0 | 0 | 0 | 0 | 0 | 0 | 0 | 0 | 0 | 0 | 0 | 0 | 0 | 0 | 0 | 0 | 0 | 0 | 0 | 0 | 0 | 0 | 0 | 0 | 0 | 0 | 0 | 0 | 0 | 0 | 0 | 0 | 0 | 0 | 0 | 0 | 0 | 0 | 0 | 0 | 0 | 0 | 0 | 0 | 0 | 0 | 0 | 0 | 0 | 0 | 0 | 0 | 0 | 0 | 0 | 0 | 0 | 0 | 0 | 0 | 0 | 0 | 0 | 0 | 0 | 0 | 0 | 0 | 0 | 0 | 0 | 0 | 0 | Not Applicable Segment or Vintage | Not Applicable Segment or Vintage | Not Applicable Segment or Vintage | Not Applicable Segment or Vintage | Not Applicable Segment or Vintage | Not Applicable Segment or Vintage | Not Applicable Segment or Vintage | Not Applicable Segment or Vintage | Not Applicable Segment or Vintage | Not Applicable Segment or Vintage | Not Applicable Segment or Vintage | Not Applicable Segment or Vintage | Not Applicable Segment or Vintage | Not Applicable Segment or Vintage | Not Applicable Segment or Vintage | Not Applicable Segment or Vintage | Not Applicable Segment or Vintage | Not Applicable Segment or Vintage | Not Applicable Segment or Vintage | Not Applicable Segment or Vintage | Not Applicable Segment or Vintage | Not Applicable Segment or Vintage | Not Applicable Segment or Vintage | Not Applicable Segment or Vintage | Not Applicable Segment or Vintage | Not Applicable Segment or Vintage | Not Applicable Segment or Vintage | Not Applicable Segment or Vintage | 0 | 0 | 0 | 0 | 0 | 0 | 0 | 0 | 0 | 0 | 0 | 0 | 0 | 0 | 0 | 0 | 0 | 0 | 0 | 0 | 0 | 0 | 0 | 0 | 0 | 0 | 0 | 0 | 0 | 0 | 0 | 0 | 0 | 0 | 0 | 0 | 0 | 0 | 0 | 0 | 0 | 0 | 0 | 0 | 0 | 0 | 0 | 0 | 0 | 0 | 0 | 0 | 0 | 0 | 0 | 0 | 0 | 0 | 0 | 0 | 0 | 0 | 0 | 0 | 0 | 0 | 0 | 0 | 0 | 0 | 0 | 0 | 0 | 0 | 0 | 0 | 0 | 0 | 0 | 0 | 0 | 0 | 0 | 0 | 0 | 0 | 0 | 0 | 0 | 0 | 0 | 0 | 0 | 0 | 0 | 0 | 0 | 0 | 0 | 0 | 0 | 0 | 0 | 0 | 0 | 0 | 0 | 0 | 0 | 0 | 0 | 0 | 0 | 0 | 0 | 0 | 0 | 0 | 0 | 0 | 0 | 0 | 0 | 0 | 0 | 0 | 0 | 0 | 0 | 0 | 0 | 0 | 0 | 0 | 0 | 0 | 0 | 0 | 0 | 0 | 0 | 0
Destratification Fans (HVLS)_Education_New_High Volume, Low Speed (HVLS) fans with a minimum diameter of 14 ft with Variable Speed Drive (VSD) installed | Destratification Fans (HVLS)_Education_New | Destratification Fans (HVLS)_Commercial_New_No destratification fans or other means to effectively mix indoor air_High Volume, Low Speed (HVLS) fans with a minimum diameter of 14 ft with Variable Speed Drive (VSD) installed | Commercial | Education | New | Space Heating | Natural Gas | Destratification Fans (HVLS) | NEQ | No destratification fans or other means to effectively mix indoor air | 10 | 10 | 10 | 0 | 0 | 0 | 0.15 | 0.25 | Retro1Slow | 0.012666666666666666 | TBD | A | WCM463 | 0.7 | 0.42 | sqft roof | 0.0321 | 0 | 0 | 0 | 0 | IL TRM v12 - 4.4.34 - Destratification Fan - CI-HVC-DSFN-V07-240101 | IL TRM v12 - 4.4.34 - Destratification Fan - CI-HVC-DSFN-V07-240101 | IL TRM v12 - 4.4.34 - Destratification Fan - CI-HVC-DSFN-V07-240101 | 0 | 0 | 0.71324 | No destratification fans or other means to effectively mix indoor air | No destratification fans or other means to effectively mix indoor air | No destratification fans or other means to effectively mix indoor air | No destratification fans or other means to effectively mix indoor air | No destratification fans or other means to effectively mix indoor air | No destratification fans or other means to effectively mix indoor air | No destratification fans or other means to effectively mix indoor air | No destratification fans or other means to effectively mix indoor air | No destratification fans or other means to effectively mix indoor air | No destratification fans or other means to effectively mix indoor air | No destratification fans or other means to effectively mix indoor air | No destratification fans or other means to effectively mix indoor air | No destratification fans or other means to effectively mix indoor air | No destratification fans or other means to effectively mix indoor air | No destratification fans or other means to effectively mix indoor air | No destratification fans or other means to effectively mix indoor air | No destratification fans or other means to effectively mix indoor air | No destratification fans or other means to effectively mix indoor air | No destratification fans or other means to effectively mix indoor air | No destratification fans or other means to effectively mix indoor air | No destratification fans or other means to effectively mix indoor air | No destratification fans or other means to effectively mix indoor air | No destratification fans or other means to effectively mix indoor air | No destratification fans or other means to effectively mix indoor air | No destratification fans or other means to effectively mix indoor air | No destratification fans or other means to effectively mix indoor air | No destratification fans or other means to effectively mix indoor air | No destratification fans or other means to effectively mix indoor air | 0 | 0 | 0 | 0 | 0 | 0 | 0 | 0 | 0 | 0 | 0 | 0 | 0 | 0 | 0 | 0 | 0 | 0 | 0 | 0 | 0 | 0 | 0 | 0 | 0 | 0 | 0 | 0 | 0 | 0 | 0 | 0 | 0 | 0 | 0 | 0 | 0 | 0 | 0 | 0 | 0 | 0 | 0 | 0 | 0 | 0 | 0 | 0 | 0 | 0 | 0 | 0 | 0 | 0 | 0 | 0 | 0 | 0 | 0 | 0 | 0 | 0 | 0 | 0 | 0 | 0 | 0 | 0 | 0 | 0 | 0 | 0 | 0 | 0 | 0 | 0 | 0 | 0 | 0 | 0 | 0 | 0 | 0 | 0 | 0 | 0 | 0 | 0 | 0 | 0 | 0 | 0 | 0 | 0 | 0 | 0 | 0 | 0 | 0 | 0 | 0 | 0 | 0 | 0 | 0 | 0 | 0 | 0 | 0 | 0 | 0 | 0 | High Volume, Low Speed (HVLS) fans with a minimum diameter of 14 ft with Variable Speed Drive (VSD) installed | High Volume, Low Speed (HVLS) fans with a minimum diameter of 14 ft with Variable Speed Drive (VSD) installed | High Volume, Low Speed (HVLS) fans with a minimum diameter of 14 ft with Variable Speed Drive (VSD) installed | High Volume, Low Speed (HVLS) fans with a minimum diameter of 14 ft with Variable Speed Drive (VSD) installed | High Volume, Low Speed (HVLS) fans with a minimum diameter of 14 ft with Variable Speed Drive (VSD) installed | High Volume, Low Speed (HVLS) fans with a minimum diameter of 14 ft with Variable Speed Drive (VSD) installed | High Volume, Low Speed (HVLS) fans with a minimum diameter of 14 ft with Variable Speed Drive (VSD) installed | High Volume, Low Speed (HVLS) fans with a minimum diameter of 14 ft with Variable Speed Drive (VSD) installed | High Volume, Low Speed (HVLS) fans with a minimum diameter of 14 ft with Variable Speed Drive (VSD) installed | High Volume, Low Speed (HVLS) fans with a minimum diameter of 14 ft with Variable Speed Drive (VSD) installed | High Volume, Low Speed (HVLS) fans with a minimum diameter of 14 ft with Variable Speed Drive (VSD) installed | High Volume, Low Speed (HVLS) fans with a minimum diameter of 14 ft with Variable Speed Drive (VSD) installed | High Volume, Low Speed (HVLS) fans with a minimum diameter of 14 ft with Variable Speed Drive (VSD) installed | High Volume, Low Speed (HVLS) fans with a minimum diameter of 14 ft with Variable Speed Drive (VSD) installed | High Volume, Low Speed (HVLS) fans with a minimum diameter of 14 ft with Variable Speed Drive (VSD) installed | High Volume, Low Speed (HVLS) fans with a minimum diameter of 14 ft with Variable Speed Drive (VSD) installed | High Volume, Low Speed (HVLS) fans with a minimum diameter of 14 ft with Variable Speed Drive (VSD) installed | High Volume, Low Speed (HVLS) fans with a minimum diameter of 14 ft with Variable Speed Drive (VSD) installed | High Volume, Low Speed (HVLS) fans with a minimum diameter of 14 ft with Variable Speed Drive (VSD) installed | High Volume, Low Speed (HVLS) fans with a minimum diameter of 14 ft with Variable Speed Drive (VSD) installed | High Volume, Low Speed (HVLS) fans with a minimum diameter of 14 ft with Variable Speed Drive (VSD) installed | High Volume, Low Speed (HVLS) fans with a minimum diameter of 14 ft with Variable Speed Drive (VSD) installed | High Volume, Low Speed (HVLS) fans with a minimum diameter of 14 ft with Variable Speed Drive (VSD) installed | High Volume, Low Speed (HVLS) fans with a minimum diameter of 14 ft with Variable Speed Drive (VSD) installed | High Volume, Low Speed (HVLS) fans with a minimum diameter of 14 ft with Variable Speed Drive (VSD) installed | High Volume, Low Speed (HVLS) fans with a minimum diameter of 14 ft with Variable Speed Drive (VSD) installed | High Volume, Low Speed (HVLS) fans with a minimum diameter of 14 ft with Variable Speed Drive (VSD) installed | High Volume, Low Speed (HVLS) fans with a minimum diameter of 14 ft with Variable Speed Drive (VSD) installed | 0.7132 | 0.7132 | 0.7132 | 0.7132 | 0.7132 | 0.7132 | 0.7132 | 0.7132 | 0.7132 | 0.7132 | 0.7132 | 0.7132 | 0.7132 | 0.7132 | 0.7132 | 0.7132 | 0.7132 | 0.7132 | 0.7132 | 0.7132 | 0.7132 | 0.7132 | 0.7132 | 0.7132 | 0.7132 | 0.7132 | 0.7132 | 0.7132 | 0 | 0 | 0 | 0 | 0 | 0 | 0 | 0 | 0 | 0 | 0 | 0 | 0 | 0 | 0 | 0 | 0 | 0 | 0 | 0 | 0 | 0 | 0 | 0 | 0 | 0 | 0 | 0 | 0 | 0 | 0 | 0 | 0 | 0 | 0 | 0 | 0 | 0 | 0 | 0 | 0 | 0 | 0 | 0 | 0 | 0 | 0 | 0 | 0 | 0 | 0 | 0 | 0 | 0 | 0 | 0 | 0 | 0 | 0 | 0 | 0 | 0 | 0 | 0 | 0 | 0 | 0 | 0 | 0 | 0 | 0 | 0 | 0 | 0 | 0 | 0 | 0 | 0 | 0 | 0 | 0 | 0 | 0 | 0 | 0 | 0 | 0 | 0 | 0 | 0 | 0 | 0 | 0 | 0 | 0 | 0 | 0 | 0 | 0 | 0 | 0 | 0 | 0 | 0 | 0 | 0 | 0 | 0 | 0 | 0 | 0 | 0 | 0 | 0 | 0 | 0 | 0 | 0 | 0 | 0 | 0 | 0 | 0 | 0 | 0 | 0 | 0 | 0 | 0 | 0 | 0 | 0 | 0 | 0 | 0 | 0 | 0 | 0 | 0 | 0 | High Volume, Low Speed (HVLS) fans with a minimum diameter of 14 ft with Variable Speed Drive (VSD) installed | High Volume, Low Speed (HVLS) fans with a minimum diameter of 14 ft with Variable Speed Drive (VSD) installed | High Volume, Low Speed (HVLS) fans with a minimum diameter of 14 ft with Variable Speed Drive (VSD) installed | High Volume, Low Speed (HVLS) fans with a minimum diameter of 14 ft with Variable Speed Drive (VSD) installed | High Volume, Low Speed (HVLS) fans with a minimum diameter of 14 ft with Variable Speed Drive (VSD) installed | High Volume, Low Speed (HVLS) fans with a minimum diameter of 14 ft with Variable Speed Drive (VSD) installed | High Volume, Low Speed (HVLS) fans with a minimum diameter of 14 ft with Variable Speed Drive (VSD) installed | High Volume, Low Speed (HVLS) fans with a minimum diameter of 14 ft with Variable Speed Drive (VSD) installed | High Volume, Low Speed (HVLS) fans with a minimum diameter of 14 ft with Variable Speed Drive (VSD) installed | High Volume, Low Speed (HVLS) fans with a minimum diameter of 14 ft with Variable Speed Drive (VSD) installed | High Volume, Low Speed (HVLS) fans with a minimum diameter of 14 ft with Variable Speed Drive (VSD) installed | High Volume, Low Speed (HVLS) fans with a minimum diameter of 14 ft with Variable Speed Drive (VSD) installed | High Volume, Low Speed (HVLS) fans with a minimum diameter of 14 ft with Variable Speed Drive (VSD) installed | High Volume, Low Speed (HVLS) fans with a minimum diameter of 14 ft with Variable Speed Drive (VSD) installed | High Volume, Low Speed (HVLS) fans with a minimum diameter of 14 ft with Variable Speed Drive (VSD) installed | High Volume, Low Speed (HVLS) fans with a minimum diameter of 14 ft with Variable Speed Drive (VSD) installed | High Volume, Low Speed (HVLS) fans with a minimum diameter of 14 ft with Variable Speed Drive (VSD) installed | High Volume, Low Speed (HVLS) fans with a minimum diameter of 14 ft with Variable Speed Drive (VSD) installed | High Volume, Low Speed (HVLS) fans with a minimum diameter of 14 ft with Variable Speed Drive (VSD) installed | High Volume, Low Speed (HVLS) fans with a minimum diameter of 14 ft with Variable Speed Drive (VSD) installed | High Volume, Low Speed (HVLS) fans with a minimum diameter of 14 ft with Variable Speed Drive (VSD) installed | High Volume, Low Speed (HVLS) fans with a minimum diameter of 14 ft with Variable Speed Drive (VSD) installed | High Volume, Low Speed (HVLS) fans with a minimum diameter of 14 ft with Variable Speed Drive (VSD) installed | High Volume, Low Speed (HVLS) fans with a minimum diameter of 14 ft with Variable Speed Drive (VSD) installed | High Volume, Low Speed (HVLS) fans with a minimum diameter of 14 ft with Variable Speed Drive (VSD) installed | High Volume, Low Speed (HVLS) fans with a minimum diameter of 14 ft with Variable Speed Drive (VSD) installed | High Volume, Low Speed (HVLS) fans with a minimum diameter of 14 ft with Variable Speed Drive (VSD) installed | High Volume, Low Speed (HVLS) fans with a minimum diameter of 14 ft with Variable Speed Drive (VSD) installed | 0.7132 | 0.7132 | 0.7132 | 0.7132 | 0.7132 | 0.7132 | 0.7132 | 0.7132 | 0.7132 | 0.7132 | 0.7132 | 0.7132 | 0.7132 | 0.7132 | 0.7132 | 0.7132 | 0.7132 | 0.7132 | 0.7132 | 0.7132 | 0.7132 | 0.7132 | 0.7132 | 0.7132 | 0.7132 | 0.7132 | 0.7132 | 0.7132 | 0 | 0 | 0 | 0 | 0 | 0 | 0 | 0 | 0 | 0 | 0 | 0 | 0 | 0 | 0 | 0 | 0 | 0 | 0 | 0 | 0 | 0 | 0 | 0 | 0 | 0 | 0 | 0 | 0 | 0 | 0 | 0 | 0 | 0 | 0 | 0 | 0 | 0 | 0 | 0 | 0 | 0 | 0 | 0 | 0 | 0 | 0 | 0 | 0 | 0 | 0 | 0 | 0 | 0 | 0 | 0 | 0 | 0 | 0 | 0 | 0 | 0 | 0 | 0 | 0 | 0 | 0 | 0 | 0 | 0 | 0 | 0 | 0 | 0 | 0 | 0 | 0 | 0 | 0 | 0 | 0 | 0 | 0 | 0 | 0 | 0 | 0 | 0 | 0 | 0 | 0 | 0 | 0 | 0 | 0 | 0 | 0 | 0 | 0 | 0 | 0 | 0 | 0 | 0 | 0 | 0 | 0 | 0 | 0 | 0 | 0 | 0 | 0 | 0
HVAC - Dedicated Outdoor Air System (DOAS)_Education_New_0 | HVAC - Dedicated Outdoor Air System (DOAS)_Education_New | HVAC - Dedicated Outdoor Air System (DOAS)_Commercial_New_0_0 | Commercial | Education | New | Space Heating | Natural Gas | HVAC - Dedicated Outdoor Air System (DOAS) | NEQ | 0 | 20 | 20 | 20 | 0 | 0 | 0 | 0.098996 | 0 | Retro5Med | 8.35569166605469E-06 | TBD | A | WCM462 | 0.7 | 0.42 | sqft | 0.0321 | 0 | 0 | 0 | 0 | 2021P_Com-VRF-DOAS-2021P_V2 | 2021P_Com-VRF-DOAS-2021P_V2 | 2021P_Com-VRF-DOAS-2021P_V2 | 0 | 0 | 13.9025 | 0 | 0 | 0 | 0 | 0 | 0 | 0 | 0 | 0 | 0 | 0 | 0 | 0 | 0 | 0 | 0 | 0 | 0 | 0 | 0 | 0 | 0 | 0 | 0 | 0 | 0 | 0 | 0 | 0 | 0 | 0 | 0 | 0 | 0 | 0 | 0 | 0 | 0 | 0 | 0 | 0 | 0 | 0 | 0 | 0 | 0 | 0 | 0 | 0 | 0 | 0 | 0 | 0 | 0 | 0 | 0 | 0 | 0 | 0 | 0 | 0 | 0 | 0 | 0 | 0 | 0 | 0 | 0 | 0 | 0 | 0 | 0 | 0 | 0 | 0 | 0 | 0 | 0 | 0 | 0 | 0 | 0 | 0 | 0 | 0 | 0 | 0 | 0 | 0 | 0 | 0 | 0 | 0 | 0 | 0 | 0 | 0 | 0 | 0 | 0 | 0 | 0 | 0 | 0 | 0 | 0 | 0 | 0 | 0 | 0 | 0 | 0 | 0 | 0 | 0 | 0 | 0 | 0 | 0 | 0 | 0 | 0 | 0 | 0 | 0 | 0 | 0 | 0 | 0 | 0 | 0 | 0 | 0 | 0 | 0 | 0 | 0 | 0 | 0 | 0 | 0 | 0 | 0 | 0 | 0 | 0 | 0 | 0 | 0 | 0 | 0 | 0 | 0 | 0 | 0 | 0 | 0 | 0 | 0 | 0 | 0 | 0 | 0 | 0 | 0 | 0 | 0 | 0 | 13.9025 | 13.9025 | 13.9025 | 13.9025 | 13.9025 | 13.9025 | 13.9025 | 13.9025 | 13.9025 | 13.9025 | 13.9025 | 13.9025 | 13.9025 | 13.9025 | 13.9025 | 13.9025 | 13.9025 | 13.9025 | 13.9025 | 13.9025 | 13.9025 | 13.9025 | 13.9025 | 13.9025 | 13.9025 | 13.9025 | 13.9025 | 13.9025 | 0 | 0 | 0 | 0 | 0 | 0 | 0 | 0 | 0 | 0 | 0 | 0 | 0 | 0 | 0 | 0 | 0 | 0 | 0 | 0 | 0 | 0 | 0 | 0 | 0 | 0 | 0 | 0 | 0 | 0 | 0 | 0 | 0 | 0 | 0 | 0 | 0 | 0 | 0 | 0 | 0 | 0 | 0 | 0 | 0 | 0 | 0 | 0 | 0 | 0 | 0 | 0 | 0 | 0 | 0 | 0 | 0 | 0 | 0 | 0 | 0 | 0 | 0 | 0 | 0 | 0 | 0 | 0 | 0 | 0 | 0 | 0 | 0 | 0 | 0 | 0 | 0 | 0 | 0 | 0 | 0 | 0 | 0 | 0 | 0 | 0 | 0 | 0 | 0 | 0 | 0 | 0 | 0 | 0 | 0 | 0 | 0 | 0 | 0 | 0 | 0 | 0 | 0 | 0 | 0 | 0 | 0 | 0 | 0 | 0 | 0 | 0 | 0 | 0 | 0 | 0 | 0 | 0 | 0 | 0 | 0 | 0 | 0 | 0 | 0 | 0 | 0 | 0 | 0 | 0 | 0 | 0 | 0 | 0 | 0 | 0 | 0 | 0 | 0 | 0 | 0 | 0 | 0 | 0 | 0 | 0 | 0 | 0 | 0 | 0 | 0 | 0 | 0 | 0 | 0 | 0 | 0 | 0 | 0 | 0 | 0 | 0 | 0 | 0 | 0 | 0 | 0 | 0 | 13.9025 | 13.9025 | 13.9025 | 13.9025 | 13.9025 | 13.9025 | 13.9025 | 13.9025 | 13.9025 | 13.9025 | 13.9025 | 13.9025 | 13.9025 | 13.9025 | 13.9025 | 13.9025 | 13.9025 | 13.9025 | 13.9025 | 13.9025 | 13.9025 | 13.9025 | 13.9025 | 13.9025 | 13.9025 | 13.9025 | 13.9025 | 13.9025 | 0 | 0 | 0 | 0 | 0 | 0 | 0 | 0 | 0 | 0 | 0 | 0 | 0 | 0 | 0 | 0 | 0 | 0 | 0 | 0 | 0 | 0 | 0 | 0 | 0 | 0 | 0 | 0 | 0 | 0 | 0 | 0 | 0 | 0 | 0 | 0 | 0 | 0 | 0 | 0 | 0 | 0 | 0 | 0 | 0 | 0 | 0 | 0 | 0 | 0 | 0 | 0 | 0 | 0 | 0 | 0 | 0 | 0 | 0 | 0 | 0 | 0 | 0 | 0 | 0 | 0 | 0 | 0 | 0 | 0 | 0 | 0 | 0 | 0 | 0 | 0 | 0 | 0 | 0 | 0 | 0 | 0 | 0 | 0 | 0 | 0 | 0 | 0 | 0 | 0 | 0 | 0 | 0 | 0 | 0 | 0 | 0 | 0 | 0 | 0 | 0 | 0 | 0 | 0 | 0 | 0 | 0 | 0 | 0 | 0 | 0 | 0 | 0 | 0
Industrial Air Curtains_Education_New_Air curtains installed | Industrial Air Curtains_Education_New | Industrial Air Curtains_Commercial_New_No air curtain or other barriers to air on overhead door_Air curtains installed | Commercial | Education | New | Space Heating | Natural Gas | Industrial Air Curtains | NEQ | No air curtain or other barriers to air on overhead door | 15 | 15 | 15 | 0 | 0 | 0 | 0.01 | 0.5 | Retro1Slow | 0.012666666666666666 | TBD | A | WCM459 | 0.7 | 0.42 | perbldg | 0.0321 | 0 | 0 | 0 | 0 | IL TRM v13 - 4.4.33 - Industrial Air Curtain - CI-HVC-AIRC-V07-250101 | IL TRM v13 - 4.4.33 - Industrial Air Curtain - CI-HVC-AIRC-V07-250101 | IL TRM v13 - 4.4.33 - Industrial Air Curtain - CI-HVC-AIRC-V07-250101 | 0 | 0 | 5536.2537 | No air curtain or other barriers to air on overhead door | No air curtain or other barriers to air on overhead door | No air curtain or other barriers to air on overhead door | No air curtain or other barriers to air on overhead door | No air curtain or other barriers to air on overhead door | No air curtain or other barriers to air on overhead door | No air curtain or other barriers to air on overhead door | No air curtain or other barriers to air on overhead door | No air curtain or other barriers to air on overhead door | No air curtain or other barriers to air on overhead door | No air curtain or other barriers to air on overhead door | No air curtain or other barriers to air on overhead door | No air curtain or other barriers to air on overhead door | No air curtain or other barriers to air on overhead door | No air curtain or other barriers to air on overhead door | No air curtain or other barriers to air on overhead door | No air curtain or other barriers to air on overhead door | No air curtain or other barriers to air on overhead door | No air curtain or other barriers to air on overhead door | No air curtain or other barriers to air on overhead door | No air curtain or other barriers to air on overhead door | No air curtain or other barriers to air on overhead door | No air curtain or other barriers to air on overhead door | No air curtain or other barriers to air on overhead door | No air curtain or other barriers to air on overhead door | No air curtain or other barriers to air on overhead door | No air curtain or other barriers to air on overhead door | No air curtain or other barriers to air on overhead door | 0 | 0 | 0 | 0 | 0 | 0 | 0 | 0 | 0 | 0 | 0 | 0 | 0 | 0 | 0 | 0 | 0 | 0 | 0 | 0 | 0 | 0 | 0 | 0 | 0 | 0 | 0 | 0 | 0 | 0 | 0 | 0 | 0 | 0 | 0 | 0 | 0 | 0 | 0 | 0 | 0 | 0 | 0 | 0 | 0 | 0 | 0 | 0 | 0 | 0 | 0 | 0 | 0 | 0 | 0 | 0 | 0 | 0 | 0 | 0 | 0 | 0 | 0 | 0 | 0 | 0 | 0 | 0 | 0 | 0 | 0 | 0 | 0 | 0 | 0 | 0 | 0 | 0 | 0 | 0 | 0 | 0 | 0 | 0 | 0 | 0 | 0 | 0 | 0 | 0 | 0 | 0 | 0 | 0 | 0 | 0 | 0 | 0 | 0 | 0 | 0 | 0 | 0 | 0 | 0 | 0 | 0 | 0 | 0 | 0 | 0 | 0 | Air curtains installed | Air curtains installed | Air curtains installed | Air curtains installed | Air curtains installed | Air curtains installed | Air curtains installed | Air curtains installed | Air curtains installed | Air curtains installed | Air curtains installed | Air curtains installed | Air curtains installed | Air curtains installed | Air curtains installed | Air curtains installed | Air curtains installed | Air curtains installed | Air curtains installed | Air curtains installed | Air curtains installed | Air curtains installed | Air curtains installed | Air curtains installed | Air curtains installed | Air curtains installed | Air curtains installed | Air curtains installed | 5536.2537 | 5536.2537 | 5536.2537 | 5536.2537 | 5536.2537 | 5536.2537 | 5536.2537 | 5536.2537 | 5536.2537 | 5536.2537 | 5536.2537 | 5536.2537 | 5536.2537 | 5536.2537 | 5536.2537 | 5536.2537 | 5536.2537 | 5536.2537 | 5536.2537 | 5536.2537 | 5536.2537 | 5536.2537 | 5536.2537 | 5536.2537 | 5536.2537 | 5536.2537 | 5536.2537 | 5536.2537 | 0 | 0 | 0 | 0 | 0 | 0 | 0 | 0 | 0 | 0 | 0 | 0 | 0 | 0 | 0 | 0 | 0 | 0 | 0 | 0 | 0 | 0 | 0 | 0 | 0 | 0 | 0 | 0 | 0 | 0 | 0 | 0 | 0 | 0 | 0 | 0 | 0 | 0 | 0 | 0 | 0 | 0 | 0 | 0 | 0 | 0 | 0 | 0 | 0 | 0 | 0 | 0 | 0 | 0 | 0 | 0 | 0 | 0 | 0 | 0 | 0 | 0 | 0 | 0 | 0 | 0 | 0 | 0 | 0 | 0 | 0 | 0 | 0 | 0 | 0 | 0 | 0 | 0 | 0 | 0 | 0 | 0 | 0 | 0 | 0 | 0 | 0 | 0 | 0 | 0 | 0 | 0 | 0 | 0 | 0 | 0 | 0 | 0 | 0 | 0 | 0 | 0 | 0 | 0 | 0 | 0 | 0 | 0 | 0 | 0 | 0 | 0 | 0 | 0 | 0 | 0 | 0 | 0 | 0 | 0 | 0 | 0 | 0 | 0 | 0 | 0 | 0 | 0 | 0 | 0 | 0 | 0 | 0 | 0 | 0 | 0 | 0 | 0 | 0 | 0 | Air curtains installed | Air curtains installed | Air curtains installed | Air curtains installed | Air curtains installed | Air curtains installed | Air curtains installed | Air curtains installed | Air curtains installed | Air curtains installed | Air curtains installed | Air curtains installed | Air curtains installed | Air curtains installed | Air curtains installed | Air curtains installed | Air curtains installed | Air curtains installed | Air curtains installed | Air curtains installed | Air curtains installed | Air curtains installed | Air curtains installed | Air curtains installed | Air curtains installed | Air curtains installed | Air curtains installed | Air curtains installed | 5536.2537 | 5536.2537 | 5536.2537 | 5536.2537 | 5536.2537 | 5536.2537 | 5536.2537 | 5536.2537 | 5536.2537 | 5536.2537 | 5536.2537 | 5536.2537 | 5536.2537 | 5536.2537 | 5536.2537 | 5536.2537 | 5536.2537 | 5536.2537 | 5536.2537 | 5536.2537 | 5536.2537 | 5536.2537 | 5536.2537 | 5536.2537 | 5536.2537 | 5536.2537 | 5536.2537 | 5536.2537 | 0 | 0 | 0 | 0 | 0 | 0 | 0 | 0 | 0 | 0 | 0 | 0 | 0 | 0 | 0 | 0 | 0 | 0 | 0 | 0 | 0 | 0 | 0 | 0 | 0 | 0 | 0 | 0 | 0 | 0 | 0 | 0 | 0 | 0 | 0 | 0 | 0 | 0 | 0 | 0 | 0 | 0 | 0 | 0 | 0 | 0 | 0 | 0 | 0 | 0 | 0 | 0 | 0 | 0 | 0 | 0 | 0 | 0 | 0 | 0 | 0 | 0 | 0 | 0 | 0 | 0 | 0 | 0 | 0 | 0 | 0 | 0 | 0 | 0 | 0 | 0 | 0 | 0 | 0 | 0 | 0 | 0 | 0 | 0 | 0 | 0 | 0 | 0 | 0 | 0 | 0 | 0 | 0 | 0 | 0 | 0 | 0 | 0 | 0 | 0 | 0 | 0 | 0 | 0 | 0 | 0 | 0 | 0 | 0 | 0 | 0 | 0 | 0 | 0
Insulation - Ceiling_Education_New_Not Applicable Segment or Vintage_Not Applicable Segment or Vintage | Insulation - Ceiling_Education_New | Insulation - Ceiling_Commercial_New_Not Applicable Segment or Vintage_Not Applicable Segment or Vintage | Commercial | Education | New | Space Heating | Natural Gas | Insulation - Ceiling | NEQ | Not Applicable Segment or Vintage | 15 | 15 | 15 | 0 | 0 | 0 | 0 | 0 | Retro5Med | 8.35569166605469E-06 | TBD | A | WCM451 | 0.7 | 0.42 | sqft | 0.0321 | 0 | 0 | 0 | 0 | Not Applicable Segment or Vintage | Not Applicable Segment or Vintage | AEG BEST | 0 | 0 | 0 | Not Applicable Segment or Vintage | Not Applicable Segment or Vintage | Not Applicable Segment or Vintage | Not Applicable Segment or Vintage | Not Applicable Segment or Vintage | Not Applicable Segment or Vintage | Not Applicable Segment or Vintage | Not Applicable Segment or Vintage | Not Applicable Segment or Vintage | Not Applicable Segment or Vintage | Not Applicable Segment or Vintage | Not Applicable Segment or Vintage | Not Applicable Segment or Vintage | Not Applicable Segment or Vintage | Not Applicable Segment or Vintage | Not Applicable Segment or Vintage | Not Applicable Segment or Vintage | Not Applicable Segment or Vintage | Not Applicable Segment or Vintage | Not Applicable Segment or Vintage | Not Applicable Segment or Vintage | Not Applicable Segment or Vintage | Not Applicable Segment or Vintage | Not Applicable Segment or Vintage | Not Applicable Segment or Vintage | Not Applicable Segment or Vintage | Not Applicable Segment or Vintage | Not Applicable Segment or Vintage | 0 | 0 | 0 | 0 | 0 | 0 | 0 | 0 | 0 | 0 | 0 | 0 | 0 | 0 | 0 | 0 | 0 | 0 | 0 | 0 | 0 | 0 | 0 | 0 | 0 | 0 | 0 | 0 | 0 | 0 | 0 | 0 | 0 | 0 | 0 | 0 | 0 | 0 | 0 | 0 | 0 | 0 | 0 | 0 | 0 | 0 | 0 | 0 | 0 | 0 | 0 | 0 | 0 | 0 | 0 | 0 | 0 | 0 | 0 | 0 | 0 | 0 | 0 | 0 | 0 | 0 | 0 | 0 | 0 | 0 | 0 | 0 | 0 | 0 | 0 | 0 | 0 | 0 | 0 | 0 | 0 | 0 | 0 | 0 | 0 | 0 | 0 | 0 | 0 | 0 | 0 | 0 | 0 | 0 | 0 | 0 | 0 | 0 | 0 | 0 | 0 | 0 | 0 | 0 | 0 | 0 | 0 | 0 | 0 | 0 | 0 | 0 | Not Applicable Segment or Vintage | Not Applicable Segment or Vintage | Not Applicable Segment or Vintage | Not Applicable Segment or Vintage | Not Applicable Segment or Vintage | Not Applicable Segment or Vintage | Not Applicable Segment or Vintage | Not Applicable Segment or Vintage | Not Applicable Segment or Vintage | Not Applicable Segment or Vintage | Not Applicable Segment or Vintage | Not Applicable Segment or Vintage | Not Applicable Segment or Vintage | Not Applicable Segment or Vintage | Not Applicable Segment or Vintage | Not Applicable Segment or Vintage | Not Applicable Segment or Vintage | Not Applicable Segment or Vintage | Not Applicable Segment or Vintage | Not Applicable Segment or Vintage | Not Applicable Segment or Vintage | Not Applicable Segment or Vintage | Not Applicable Segment or Vintage | Not Applicable Segment or Vintage | Not Applicable Segment or Vintage | Not Applicable Segment or Vintage | Not Applicable Segment or Vintage | Not Applicable Segment or Vintage | 0 | 0 | 0 | 0 | 0 | 0 | 0 | 0 | 0 | 0 | 0 | 0 | 0 | 0 | 0 | 0 | 0 | 0 | 0 | 0 | 0 | 0 | 0 | 0 | 0 | 0 | 0 | 0 | 0 | 0 | 0 | 0 | 0 | 0 | 0 | 0 | 0 | 0 | 0 | 0 | 0 | 0 | 0 | 0 | 0 | 0 | 0 | 0 | 0 | 0 | 0 | 0 | 0 | 0 | 0 | 0 | 0 | 0 | 0 | 0 | 0 | 0 | 0 | 0 | 0 | 0 | 0 | 0 | 0 | 0 | 0 | 0 | 0 | 0 | 0 | 0 | 0 | 0 | 0 | 0 | 0 | 0 | 0 | 0 | 0 | 0 | 0 | 0 | 0 | 0 | 0 | 0 | 0 | 0 | 0 | 0 | 0 | 0 | 0 | 0 | 0 | 0 | 0 | 0 | 0 | 0 | 0 | 0 | 0 | 0 | 0 | 0 | 0 | 0 | 0 | 0 | 0 | 0 | 0 | 0 | 0 | 0 | 0 | 0 | 0 | 0 | 0 | 0 | 0 | 0 | 0 | 0 | 0 | 0 | 0 | 0 | 0 | 0 | 0 | 0 | 0 | 0 | 0 | 0 | 0 | 0 | 0 | 0 | 0 | 0 | 0 | 0 | 0 | 0 | 0 | 0 | 0 | 0 | 0 | 0 | 0 | 0 | 0 | 0 | 0 | 0 | 0 | 0 | Not Applicable Segment or Vintage | Not Applicable Segment or Vintage | Not Applicable Segment or Vintage | Not Applicable Segment or Vintage | Not Applicable Segment or Vintage | Not Applicable Segment or Vintage | Not Applicable Segment or Vintage | Not Applicable Segment or Vintage | Not Applicable Segment or Vintage | Not Applicable Segment or Vintage | Not Applicable Segment or Vintage | Not Applicable Segment or Vintage | Not Applicable Segment or Vintage | Not Applicable Segment or Vintage | Not Applicable Segment or Vintage | Not Applicable Segment or Vintage | Not Applicable Segment or Vintage | Not Applicable Segment or Vintage | Not Applicable Segment or Vintage | Not Applicable Segment or Vintage | Not Applicable Segment or Vintage | Not Applicable Segment or Vintage | Not Applicable Segment or Vintage | Not Applicable Segment or Vintage | Not Applicable Segment or Vintage | Not Applicable Segment or Vintage | Not Applicable Segment or Vintage | Not Applicable Segment or Vintage | 0 | 0 | 0 | 0 | 0 | 0 | 0 | 0 | 0 | 0 | 0 | 0 | 0 | 0 | 0 | 0 | 0 | 0 | 0 | 0 | 0 | 0 | 0 | 0 | 0 | 0 | 0 | 0 | 0 | 0 | 0 | 0 | 0 | 0 | 0 | 0 | 0 | 0 | 0 | 0 | 0 | 0 | 0 | 0 | 0 | 0 | 0 | 0 | 0 | 0 | 0 | 0 | 0 | 0 | 0 | 0 | 0 | 0 | 0 | 0 | 0 | 0 | 0 | 0 | 0 | 0 | 0 | 0 | 0 | 0 | 0 | 0 | 0 | 0 | 0 | 0 | 0 | 0 | 0 | 0 | 0 | 0 | 0 | 0 | 0 | 0 | 0 | 0 | 0 | 0 | 0 | 0 | 0 | 0 | 0 | 0 | 0 | 0 | 0 | 0 | 0 | 0 | 0 | 0 | 0 | 0 | 0 | 0 | 0 | 0 | 0 | 0 | 0 | 0 | 0 | 0 | 0 | 0 | 0 | 0 | 0 | 0 | 0 | 0 | 0 | 0 | 0 | 0 | 0 | 0 | 0 | 0 | 0 | 0 | 0 | 0 | 0 | 0 | 0 | 0 | 0 | 0
Insulation - Wall Cavity_Education_New_Not Applicable Segment or Vintage | Insulation - Wall Cavity_Education_New | Insulation - Wall Cavity_Commercial_New_Not Applicable Segment or Vintage_Not Applicable Segment or Vintage | Commercial | Education | New | Space Heating | Natural Gas | Insulation - Wall Cavity | NEQ | Not Applicable Segment or Vintage | 15 | 15 | 15 | 0 | 0 | 0 | 0 | 0 | Retro3Slow | 0.004128203794943829 | TBD | A | WCM452 | 0.7 | 0.42 | sqft | 0.0321 | 0 | 0 | 0 | 0 | Not Applicable Segment or Vintage | Not Applicable Segment or Vintage | AEG BEST | 0 | 0 | 0 | Not Applicable Segment or Vintage | Not Applicable Segment or Vintage | Not Applicable Segment or Vintage | Not Applicable Segment or Vintage | Not Applicable Segment or Vintage | Not Applicable Segment or Vintage | Not Applicable Segment or Vintage | Not Applicable Segment or Vintage | Not Applicable Segment or Vintage | Not Applicable Segment or Vintage | Not Applicable Segment or Vintage | Not Applicable Segment or Vintage | Not Applicable Segment or Vintage | Not Applicable Segment or Vintage | Not Applicable Segment or Vintage | Not Applicable Segment or Vintage | Not Applicable Segment or Vintage | Not Applicable Segment or Vintage | Not Applicable Segment or Vintage | Not Applicable Segment or Vintage | Not Applicable Segment or Vintage | Not Applicable Segment or Vintage | Not Applicable Segment or Vintage | Not Applicable Segment or Vintage | Not Applicable Segment or Vintage | Not Applicable Segment or Vintage | Not Applicable Segment or Vintage | Not Applicable Segment or Vintage | 0 | 0 | 0 | 0 | 0 | 0 | 0 | 0 | 0 | 0 | 0 | 0 | 0 | 0 | 0 | 0 | 0 | 0 | 0 | 0 | 0 | 0 | 0 | 0 | 0 | 0 | 0 | 0 | 0 | 0 | 0 | 0 | 0 | 0 | 0 | 0 | 0 | 0 | 0 | 0 | 0 | 0 | 0 | 0 | 0 | 0 | 0 | 0 | 0 | 0 | 0 | 0 | 0 | 0 | 0 | 0 | 0 | 0 | 0 | 0 | 0 | 0 | 0 | 0 | 0 | 0 | 0 | 0 | 0 | 0 | 0 | 0 | 0 | 0 | 0 | 0 | 0 | 0 | 0 | 0 | 0 | 0 | 0 | 0 | 0 | 0 | 0 | 0 | 0 | 0 | 0 | 0 | 0 | 0 | 0 | 0 | 0 | 0 | 0 | 0 | 0 | 0 | 0 | 0 | 0 | 0 | 0 | 0 | 0 | 0 | 0 | 0 | Not Applicable Segment or Vintage | Not Applicable Segment or Vintage | Not Applicable Segment or Vintage | Not Applicable Segment or Vintage | Not Applicable Segment or Vintage | Not Applicable Segment or Vintage | Not Applicable Segment or Vintage | Not Applicable Segment or Vintage | Not Applicable Segment or Vintage | Not Applicable Segment or Vintage | Not Applicable Segment or Vintage | Not Applicable Segment or Vintage | Not Applicable Segment or Vintage | Not Applicable Segment or Vintage | Not Applicable Segment or Vintage | Not Applicable Segment or Vintage | Not Applicable Segment or Vintage | Not Applicable Segment or Vintage | Not Applicable Segment or Vintage | Not Applicable Segment or Vintage | Not Applicable Segment or Vintage | Not Applicable Segment or Vintage | Not Applicable Segment or Vintage | Not Applicable Segment or Vintage | Not Applicable Segment or Vintage | Not Applicable Segment or Vintage | Not Applicable Segment or Vintage | Not Applicable Segment or Vintage | 0 | 0 | 0 | 0 | 0 | 0 | 0 | 0 | 0 | 0 | 0 | 0 | 0 | 0 | 0 | 0 | 0 | 0 | 0 | 0 | 0 | 0 | 0 | 0 | 0 | 0 | 0 | 0 | 0 | 0 | 0 | 0 | 0 | 0 | 0 | 0 | 0 | 0 | 0 | 0 | 0 | 0 | 0 | 0 | 0 | 0 | 0 | 0 | 0 | 0 | 0 | 0 | 0 | 0 | 0 | 0 | 0 | 0 | 0 | 0 | 0 | 0 | 0 | 0 | 0 | 0 | 0 | 0 | 0 | 0 | 0 | 0 | 0 | 0 | 0 | 0 | 0 | 0 | 0 | 0 | 0 | 0 | 0 | 0 | 0 | 0 | 0 | 0 | 0 | 0 | 0 | 0 | 0 | 0 | 0 | 0 | 0 | 0 | 0 | 0 | 0 | 0 | 0 | 0 | 0 | 0 | 0 | 0 | 0 | 0 | 0 | 0 | 0 | 0 | 0 | 0 | 0 | 0 | 0 | 0 | 0 | 0 | 0 | 0 | 0 | 0 | 0 | 0 | 0 | 0 | 0 | 0 | 0 | 0 | 0 | 0 | 0 | 0 | 0 | 0 | 0 | 0 | 0 | 0 | 0 | 0 | 0 | 0 | 0 | 0 | 0 | 0 | 0 | 0 | 0 | 0 | 0 | 0 | 0 | 0 | 0 | 0 | 0 | 0 | 0 | 0 | 0 | 0 | Not Applicable Segment or Vintage | Not Applicable Segment or Vintage | Not Applicable Segment or Vintage | Not Applicable Segment or Vintage | Not Applicable Segment or Vintage | Not Applicable Segment or Vintage | Not Applicable Segment or Vintage | Not Applicable Segment or Vintage | Not Applicable Segment or Vintage | Not Applicable Segment or Vintage | Not Applicable Segment or Vintage | Not Applicable Segment or Vintage | Not Applicable Segment or Vintage | Not Applicable Segment or Vintage | Not Applicable Segment or Vintage | Not Applicable Segment or Vintage | Not Applicable Segment or Vintage | Not Applicable Segment or Vintage | Not Applicable Segment or Vintage | Not Applicable Segment or Vintage | Not Applicable Segment or Vintage | Not Applicable Segment or Vintage | Not Applicable Segment or Vintage | Not Applicable Segment or Vintage | Not Applicable Segment or Vintage | Not Applicable Segment or Vintage | Not Applicable Segment or Vintage | Not Applicable Segment or Vintage | 0 | 0 | 0 | 0 | 0 | 0 | 0 | 0 | 0 | 0 | 0 | 0 | 0 | 0 | 0 | 0 | 0 | 0 | 0 | 0 | 0 | 0 | 0 | 0 | 0 | 0 | 0 | 0 | 0 | 0 | 0 | 0 | 0 | 0 | 0 | 0 | 0 | 0 | 0 | 0 | 0 | 0 | 0 | 0 | 0 | 0 | 0 | 0 | 0 | 0 | 0 | 0 | 0 | 0 | 0 | 0 | 0 | 0 | 0 | 0 | 0 | 0 | 0 | 0 | 0 | 0 | 0 | 0 | 0 | 0 | 0 | 0 | 0 | 0 | 0 | 0 | 0 | 0 | 0 | 0 | 0 | 0 | 0 | 0 | 0 | 0 | 0 | 0 | 0 | 0 | 0 | 0 | 0 | 0 | 0 | 0 | 0 | 0 | 0 | 0 | 0 | 0 | 0 | 0 | 0 | 0 | 0 | 0 | 0 | 0 | 0 | 0 | 0 | 0 | 0 | 0 | 0 | 0 | 0 | 0 | 0 | 0 | 0 | 0 | 0 | 0 | 0 | 0 | 0 | 0 | 0 | 0 | 0 | 0 | 0 | 0 | 0 | 0 | 0 | 0 | 0 | 0
Lodging - Guest Room Controls_Education_New_Equipment that determines the occupancy of the room | Lodging - Guest Room Controls_Education_New | Lodging - Guest Room Controls_Commercial_New_manual heating/cooling temperature set-point and fan On/Off/Auto thermostat controls_Equipment that determines the occupancy of the room | Commercial | Education | New | Space Heating | Natural Gas | Lodging - Guest Room Controls | NEQ | manual heating/cooling temperature set-point and fan On/Off/Auto thermostat controls | 15 | 15 | 15 | 0 | 0 | 0 | 0 | 0 | Retro5Med | 8.35569166605469E-06 | TBD | A | WCM493 | 0.7 | 0.42 | LodgUnit | 0.0321 | 0 | 0 | 0 | 0 | IL TRM v13 - 4.4.8 - Guest Room Energy Management (PTAC & PTHP) - CI-HVC-GREM-V06-0601 | IL TRM v13 - 4.4.8 - Guest Room Energy Management (PTAC & PTHP) - CI-HVC-GREM-V06-0601 | AEG BEST | 0 | 0 | 319.8724 | manual heating/cooling temperature set-point and fan On/Off/Auto thermostat controls | manual heating/cooling temperature set-point and fan On/Off/Auto thermostat controls | manual heating/cooling temperature set-point and fan On/Off/Auto thermostat controls | manual heating/cooling temperature set-point and fan On/Off/Auto thermostat controls | manual heating/cooling temperature set-point and fan On/Off/Auto thermostat controls | manual heating/cooling temperature set-point and fan On/Off/Auto thermostat controls | manual heating/cooling temperature set-point and fan On/Off/Auto thermostat controls | manual heating/cooling temperature set-point and fan On/Off/Auto thermostat controls | manual heating/cooling temperature set-point and fan On/Off/Auto thermostat controls | manual heating/cooling temperature set-point and fan On/Off/Auto thermostat controls | manual heating/cooling temperature set-point and fan On/Off/Auto thermostat controls | manual heating/cooling temperature set-point and fan On/Off/Auto thermostat controls | manual heating/cooling temperature set-point and fan On/Off/Auto thermostat controls | manual heating/cooling temperature set-point and fan On/Off/Auto thermostat controls | manual heating/cooling temperature set-point and fan On/Off/Auto thermostat controls | manual heating/cooling temperature set-point and fan On/Off/Auto thermostat controls | manual heating/cooling temperature set-point and fan On/Off/Auto thermostat controls | manual heating/cooling temperature set-point and fan On/Off/Auto thermostat controls | manual heating/cooling temperature set-point and fan On/Off/Auto thermostat controls | manual heating/cooling temperature set-point and fan On/Off/Auto thermostat controls | manual heating/cooling temperature set-point and fan On/Off/Auto thermostat controls | manual heating/cooling temperature set-point and fan On/Off/Auto thermostat controls | manual heating/cooling temperature set-point and fan On/Off/Auto thermostat controls | manual heating/cooling temperature set-point and fan On/Off/Auto thermostat controls | manual heating/cooling temperature set-point and fan On/Off/Auto thermostat controls | manual heating/cooling temperature set-point and fan On/Off/Auto thermostat controls | manual heating/cooling temperature set-point and fan On/Off/Auto thermostat controls | manual heating/cooling temperature set-point and fan On/Off/Auto thermostat controls | 0 | 0 | 0 | 0 | 0 | 0 | 0 | 0 | 0 | 0 | 0 | 0 | 0 | 0 | 0 | 0 | 0 | 0 | 0 | 0 | 0 | 0 | 0 | 0 | 0 | 0 | 0 | 0 | 0 | 0 | 0 | 0 | 0 | 0 | 0 | 0 | 0 | 0 | 0 | 0 | 0 | 0 | 0 | 0 | 0 | 0 | 0 | 0 | 0 | 0 | 0 | 0 | 0 | 0 | 0 | 0 | 0 | 0 | 0 | 0 | 0 | 0 | 0 | 0 | 0 | 0 | 0 | 0 | 0 | 0 | 0 | 0 | 0 | 0 | 0 | 0 | 0 | 0 | 0 | 0 | 0 | 0 | 0 | 0 | 0 | 0 | 0 | 0 | 0 | 0 | 0 | 0 | 0 | 0 | 0 | 0 | 0 | 0 | 0 | 0 | 0 | 0 | 0 | 0 | 0 | 0 | 0 | 0 | 0 | 0 | 0 | 0 | Equipment that determines the occupancy of the room | Equipment that determines the occupancy of the room | Equipment that determines the occupancy of the room | Equipment that determines the occupancy of the room | Equipment that determines the occupancy of the room | Equipment that determines the occupancy of the room | Equipment that determines the occupancy of the room | Equipment that determines the occupancy of the room | Equipment that determines the occupancy of the room | Equipment that determines the occupancy of the room | Equipment that determines the occupancy of the room | Equipment that determines the occupancy of the room | Equipment that determines the occupancy of the room | Equipment that determines the occupancy of the room | Equipment that determines the occupancy of the room | Equipment that determines the occupancy of the room | Equipment that determines the occupancy of the room | Equipment that determines the occupancy of the room | Equipment that determines the occupancy of the room | Equipment that determines the occupancy of the room | Equipment that determines the occupancy of the room | Equipment that determines the occupancy of the room | Equipment that determines the occupancy of the room | Equipment that determines the occupancy of the room | Equipment that determines the occupancy of the room | Equipment that determines the occupancy of the room | Equipment that determines the occupancy of the room | Equipment that determines the occupancy of the room | 319.8724 | 319.8724 | 319.8724 | 319.8724 | 319.8724 | 319.8724 | 319.8724 | 319.8724 | 319.8724 | 319.8724 | 319.8724 | 319.8724 | 319.8724 | 319.8724 | 319.8724 | 319.8724 | 319.8724 | 319.8724 | 319.8724 | 319.8724 | 319.8724 | 319.8724 | 319.8724 | 319.8724 | 319.8724 | 319.8724 | 319.8724 | 319.8724 | 0 | 0 | 0 | 0 | 0 | 0 | 0 | 0 | 0 | 0 | 0 | 0 | 0 | 0 | 0 | 0 | 0 | 0 | 0 | 0 | 0 | 0 | 0 | 0 | 0 | 0 | 0 | 0 | 0 | 0 | 0 | 0 | 0 | 0 | 0 | 0 | 0 | 0 | 0 | 0 | 0 | 0 | 0 | 0 | 0 | 0 | 0 | 0 | 0 | 0 | 0 | 0 | 0 | 0 | 0 | 0 | 0 | 0 | 0 | 0 | 0 | 0 | 0 | 0 | 0 | 0 | 0 | 0 | 0 | 0 | 0 | 0 | 0 | 0 | 0 | 0 | 0 | 0 | 0 | 0 | 0 | 0 | 0 | 0 | 0 | 0 | 0 | 0 | 0 | 0 | 0 | 0 | 0 | 0 | 0 | 0 | 0 | 0 | 0 | 0 | 0 | 0 | 0 | 0 | 0 | 0 | 0 | 0 | 0 | 0 | 0 | 0 | 0 | 0 | 0 | 0 | 0 | 0 | 0 | 0 | 0 | 0 | 0 | 0 | 0 | 0 | 0 | 0 | 0 | 0 | 0 | 0 | 0 | 0 | 0 | 0 | 0 | 0 | 0 | 0 | Equipment that determines the occupancy of the room | Equipment that determines the occupancy of the room | Equipment that determines the occupancy of the room | Equipment that determines the occupancy of the room | Equipment that determines the occupancy of the room | Equipment that determines the occupancy of the room | Equipment that determines the occupancy of the room | Equipment that determines the occupancy of the room | Equipment that determines the occupancy of the room | Equipment that determines the occupancy of the room | Equipment that determines the occupancy of the room | Equipment that determines the occupancy of the room | Equipment that determines the occupancy of the room | Equipment that determines the occupancy of the room | Equipment that determines the occupancy of the room | Equipment that determines the occupancy of the room | Equipment that determines the occupancy of the room | Equipment that determines the occupancy of the room | Equipment that determines the occupancy of the room | Equipment that determines the occupancy of the room | Equipment that determines the occupancy of the room | Equipment that determines the occupancy of the room | Equipment that determines the occupancy of the room | Equipment that determines the occupancy of the room | Equipment that determines the occupancy of the room | Equipment that determines the occupancy of the room | Equipment that determines the occupancy of the room | Equipment that determines the occupancy of the room | 319.8724 | 319.8724 | 319.8724 | 319.8724 | 319.8724 | 319.8724 | 319.8724 | 319.8724 | 319.8724 | 319.8724 | 319.8724 | 319.8724 | 319.8724 | 319.8724 | 319.8724 | 319.8724 | 319.8724 | 319.8724 | 319.8724 | 319.8724 | 319.8724 | 319.8724 | 319.8724 | 319.8724 | 319.8724 | 319.8724 | 319.8724 | 319.8724 | 0 | 0 | 0 | 0 | 0 | 0 | 0 | 0 | 0 | 0 | 0 | 0 | 0 | 0 | 0 | 0 | 0 | 0 | 0 | 0 | 0 | 0 | 0 | 0 | 0 | 0 | 0 | 0 | 0 | 0 | 0 | 0 | 0 | 0 | 0 | 0 | 0 | 0 | 0 | 0 | 0 | 0 | 0 | 0 | 0 | 0 | 0 | 0 | 0 | 0 | 0 | 0 | 0 | 0 | 0 | 0 | 0 | 0 | 0 | 0 | 0 | 0 | 0 | 0 | 0 | 0 | 0 | 0 | 0 | 0 | 0 | 0 | 0 | 0 | 0 | 0 | 0 | 0 | 0 | 0 | 0 | 0 | 0 | 0 | 0 | 0 | 0 | 0 | 0 | 0 | 0 | 0 | 0 | 0 | 0 | 0 | 0 | 0 | 0 | 0 | 0 | 0 | 0 | 0 | 0 | 0 | 0 | 0 | 0 | 0 | 0 | 0 | 0 | 0
Retrocommissioning_Education_New_Not Applicable Segment or Vintage | Retrocommissioning_Education_New | Retrocommissioning_Commercial_New_Not Applicable Segment or Vintage_Not Applicable Segment or Vintage | Commercial | Education | New | Space Heating | Natural Gas | Retrocommissioning | NEQ | Not Applicable Segment or Vintage | 3 | 3 | 3 | 0 | 0 | 0 | 0 | 0 | RetroEven20 | 0.03333333333333333 | TBD | A | WCM499 | 0.7 | 0.42 | sqft | 0.0321 | 0 | 0 | 0 | 0 | Not Applicable Segment or Vintage | Not Applicable Segment or Vintage | Not Applicable Segment or Vintage | 0 | 0 | 0 | Not Applicable Segment or Vintage | Not Applicable Segment or Vintage | Not Applicable Segment or Vintage | Not Applicable Segment or Vintage | Not Applicable Segment or Vintage | Not Applicable Segment or Vintage | Not Applicable Segment or Vintage | Not Applicable Segment or Vintage | Not Applicable Segment or Vintage | Not Applicable Segment or Vintage | Not Applicable Segment or Vintage | Not Applicable Segment or Vintage | Not Applicable Segment or Vintage | Not Applicable Segment or Vintage | Not Applicable Segment or Vintage | Not Applicable Segment or Vintage | Not Applicable Segment or Vintage | Not Applicable Segment or Vintage | Not Applicable Segment or Vintage | Not Applicable Segment or Vintage | Not Applicable Segment or Vintage | Not Applicable Segment or Vintage | Not Applicable Segment or Vintage | Not Applicable Segment or Vintage | Not Applicable Segment or Vintage | Not Applicable Segment or Vintage | Not Applicable Segment or Vintage | Not Applicable Segment or Vintage | 0 | 0 | 0 | 0 | 0 | 0 | 0 | 0 | 0 | 0 | 0 | 0 | 0 | 0 | 0 | 0 | 0 | 0 | 0 | 0 | 0 | 0 | 0 | 0 | 0 | 0 | 0 | 0 | 0 | 0 | 0 | 0 | 0 | 0 | 0 | 0 | 0 | 0 | 0 | 0 | 0 | 0 | 0 | 0 | 0 | 0 | 0 | 0 | 0 | 0 | 0 | 0 | 0 | 0 | 0 | 0 | 0 | 0 | 0 | 0 | 0 | 0 | 0 | 0 | 0 | 0 | 0 | 0 | 0 | 0 | 0 | 0 | 0 | 0 | 0 | 0 | 0 | 0 | 0 | 0 | 0 | 0 | 0 | 0 | 0 | 0 | 0 | 0 | 0 | 0 | 0 | 0 | 0 | 0 | 0 | 0 | 0 | 0 | 0 | 0 | 0 | 0 | 0 | 0 | 0 | 0 | 0 | 0 | 0 | 0 | 0 | 0 | Not Applicable Segment or Vintage | Not Applicable Segment or Vintage | Not Applicable Segment or Vintage | Not Applicable Segment or Vintage | Not Applicable Segment or Vintage | Not Applicable Segment or Vintage | Not Applicable Segment or Vintage | Not Applicable Segment or Vintage | Not Applicable Segment or Vintage | Not Applicable Segment or Vintage | Not Applicable Segment or Vintage | Not Applicable Segment or Vintage | Not Applicable Segment or Vintage | Not Applicable Segment or Vintage | Not Applicable Segment or Vintage | Not Applicable Segment or Vintage | Not Applicable Segment or Vintage | Not Applicable Segment or Vintage | Not Applicable Segment or Vintage | Not Applicable Segment or Vintage | Not Applicable Segment or Vintage | Not Applicable Segment or Vintage | Not Applicable Segment or Vintage | Not Applicable Segment or Vintage | Not Applicable Segment or Vintage | Not Applicable Segment or Vintage | Not Applicable Segment or Vintage | Not Applicable Segment or Vintage | 0 | 0 | 0 | 0 | 0 | 0 | 0 | 0 | 0 | 0 | 0 | 0 | 0 | 0 | 0 | 0 | 0 | 0 | 0 | 0 | 0 | 0 | 0 | 0 | 0 | 0 | 0 | 0 | 0 | 0 | 0 | 0 | 0 | 0 | 0 | 0 | 0 | 0 | 0 | 0 | 0 | 0 | 0 | 0 | 0 | 0 | 0 | 0 | 0 | 0 | 0 | 0 | 0 | 0 | 0 | 0 | 0 | 0 | 0 | 0 | 0 | 0 | 0 | 0 | 0 | 0 | 0 | 0 | 0 | 0 | 0 | 0 | 0 | 0 | 0 | 0 | 0 | 0 | 0 | 0 | 0 | 0 | 0 | 0 | 0 | 0 | 0 | 0 | 0 | 0 | 0 | 0 | 0 | 0 | 0 | 0 | 0 | 0 | 0 | 0 | 0 | 0 | 0 | 0 | 0 | 0 | 0 | 0 | 0 | 0 | 0 | 0 | 0 | 0 | 0 | 0 | 0 | 0 | 0 | 0 | 0 | 0 | 0 | 0 | 0 | 0 | 0 | 0 | 0 | 0 | 0 | 0 | 0 | 0 | 0 | 0 | 0 | 0 | 0 | 0 | 0 | 0 | 0 | 0 | 0 | 0 | 0 | 0 | 0 | 0 | 0 | 0 | 0 | 0 | 0 | 0 | 0 | 0 | 0 | 0 | 0 | 0 | 0 | 0 | 0 | 0 | 0 | 0 | Not Applicable Segment or Vintage | Not Applicable Segment or Vintage | Not Applicable Segment or Vintage | Not Applicable Segment or Vintage | Not Applicable Segment or Vintage | Not Applicable Segment or Vintage | Not Applicable Segment or Vintage | Not Applicable Segment or Vintage | Not Applicable Segment or Vintage | Not Applicable Segment or Vintage | Not Applicable Segment or Vintage | Not Applicable Segment or Vintage | Not Applicable Segment or Vintage | Not Applicable Segment or Vintage | Not Applicable Segment or Vintage | Not Applicable Segment or Vintage | Not Applicable Segment or Vintage | Not Applicable Segment or Vintage | Not Applicable Segment or Vintage | Not Applicable Segment or Vintage | Not Applicable Segment or Vintage | Not Applicable Segment or Vintage | Not Applicable Segment or Vintage | Not Applicable Segment or Vintage | Not Applicable Segment or Vintage | Not Applicable Segment or Vintage | Not Applicable Segment or Vintage | Not Applicable Segment or Vintage | 0 | 0 | 0 | 0 | 0 | 0 | 0 | 0 | 0 | 0 | 0 | 0 | 0 | 0 | 0 | 0 | 0 | 0 | 0 | 0 | 0 | 0 | 0 | 0 | 0 | 0 | 0 | 0 | 0 | 0 | 0 | 0 | 0 | 0 | 0 | 0 | 0 | 0 | 0 | 0 | 0 | 0 | 0 | 0 | 0 | 0 | 0 | 0 | 0 | 0 | 0 | 0 | 0 | 0 | 0 | 0 | 0 | 0 | 0 | 0 | 0 | 0 | 0 | 0 | 0 | 0 | 0 | 0 | 0 | 0 | 0 | 0 | 0 | 0 | 0 | 0 | 0 | 0 | 0 | 0 | 0 | 0 | 0 | 0 | 0 | 0 | 0 | 0 | 0 | 0 | 0 | 0 | 0 | 0 | 0 | 0 | 0 | 0 | 0 | 0 | 0 | 0 | 0 | 0 | 0 | 0 | 0 | 0 | 0 | 0 | 0 | 0 | 0 | 0 | 0 | 0 | 0 | 0 | 0 | 0 | 0 | 0 | 0 | 0 | 0 | 0 | 0 | 0 | 0 | 0 | 0 | 0 | 0 | 0 | 0 | 0 | 0 | 0 | 0 | 0 | 0 | 0
Strategic Energy Management_Education_New_Implementation of strategic energy management program. | Strategic Energy Management_Education_New | Strategic Energy Management_Commercial_New_No strategic energy management._Implementation of strategic energy management program. | Commercial | Education | New | Space Heating | Natural Gas | Strategic Energy Management | NEQ | No strategic energy management. | 3 | 3 | 3 | 0 | 0 | 0 | 0.05 | 0.225 | RetroEven20 | 0.03333333333333333 | TBD | A | WCM497 | 0.7 | 0.42 | sqft | 0.0321 | 0 | 0 | 0 | 0 | 2021 Power Plan - Com-EM-2021P_V4 - Commercial SEM, Northwest Power and Conservation Council (NWPCC), 2021 Power Plan Conservation Supply Workbooks. January 2022. | 2021 Power Plan - Com-EM-2021P_V4 - Commercial SEM, Northwest Power and Conservation Council (NWPCC), 2021 Power Plan Conservation Supply Workbooks. January 2022. | 2021 Power Plan - Com-EM-2021P_V4 - Commercial SEM, Northwest Power and Conservation Council (NWPCC), 2021 Power Plan Conservation Supply Workbooks. January 2022. | 0 | 0 | 0.068824 | No strategic energy management. | No strategic energy management. | No strategic energy management. | No strategic energy management. | No strategic energy management. | No strategic energy management. | No strategic energy management. | No strategic energy management. | No strategic energy management. | No strategic energy management. | No strategic energy management. | No strategic energy management. | No strategic energy management. | No strategic energy management. | No strategic energy management. | No strategic energy management. | No strategic energy management. | No strategic energy management. | No strategic energy management. | No strategic energy management. | No strategic energy management. | No strategic energy management. | No strategic energy management. | No strategic energy management. | No strategic energy management. | No strategic energy management. | No strategic energy management. | No strategic energy management. | 0 | 0 | 0 | 0 | 0 | 0 | 0 | 0 | 0 | 0 | 0 | 0 | 0 | 0 | 0 | 0 | 0 | 0 | 0 | 0 | 0 | 0 | 0 | 0 | 0 | 0 | 0 | 0 | 0 | 0 | 0 | 0 | 0 | 0 | 0 | 0 | 0 | 0 | 0 | 0 | 0 | 0 | 0 | 0 | 0 | 0 | 0 | 0 | 0 | 0 | 0 | 0 | 0 | 0 | 0 | 0 | 0 | 0 | 0 | 0 | 0 | 0 | 0 | 0 | 0 | 0 | 0 | 0 | 0 | 0 | 0 | 0 | 0 | 0 | 0 | 0 | 0 | 0 | 0 | 0 | 0 | 0 | 0 | 0 | 0 | 0 | 0 | 0 | 0 | 0 | 0 | 0 | 0 | 0 | 0 | 0 | 0 | 0 | 0 | 0 | 0 | 0 | 0 | 0 | 0 | 0 | 0 | 0 | 0 | 0 | 0 | 0 | Implementation of strategic energy management program. | Implementation of strategic energy management program. | Implementation of strategic energy management program. | Implementation of strategic energy management program. | Implementation of strategic energy management program. | Implementation of strategic energy management program. | Implementation of strategic energy management program. | Implementation of strategic energy management program. | Implementation of strategic energy management program. | Implementation of strategic energy management program. | Implementation of strategic energy management program. | Implementation of strategic energy management program. | Implementation of strategic energy management program. | Implementation of strategic energy management program. | Implementation of strategic energy management program. | Implementation of strategic energy management program. | Implementation of strategic energy management program. | Implementation of strategic energy management program. | Implementation of strategic energy management program. | Implementation of strategic energy management program. | Implementation of strategic energy management program. | Implementation of strategic energy management program. | Implementation of strategic energy management program. | Implementation of strategic energy management program. | Implementation of strategic energy management program. | Implementation of strategic energy management program. | Implementation of strategic energy management program. | Implementation of strategic energy management program. | 0.0688 | 0.0688 | 0.0688 | 0.0688 | 0.0688 | 0.0688 | 0.0688 | 0.0688 | 0.0688 | 0.0688 | 0.0688 | 0.0688 | 0.0688 | 0.0688 | 0.0688 | 0.0688 | 0.0688 | 0.0688 | 0.0688 | 0.0688 | 0.0688 | 0.0688 | 0.0688 | 0.0688 | 0.0688 | 0.0688 | 0.0688 | 0.0688 | 0 | 0 | 0 | 0 | 0 | 0 | 0 | 0 | 0 | 0 | 0 | 0 | 0 | 0 | 0 | 0 | 0 | 0 | 0 | 0 | 0 | 0 | 0 | 0 | 0 | 0 | 0 | 0 | 0 | 0 | 0 | 0 | 0 | 0 | 0 | 0 | 0 | 0 | 0 | 0 | 0 | 0 | 0 | 0 | 0 | 0 | 0 | 0 | 0 | 0 | 0 | 0 | 0 | 0 | 0 | 0 | 0 | 0 | 0 | 0 | 0 | 0 | 0 | 0 | 0 | 0 | 0 | 0 | 0 | 0 | 0 | 0 | 0 | 0 | 0 | 0 | 0 | 0 | 0 | 0 | 0 | 0 | 0 | 0 | 0 | 0 | 0 | 0 | 0 | 0 | 0 | 0 | 0 | 0 | 0 | 0 | 0 | 0 | 0 | 0 | 0 | 0 | 0 | 0 | 0 | 0 | 0 | 0 | 0 | 0 | 0 | 0 | 0 | 0 | 0 | 0 | 0 | 0 | 0 | 0 | 0 | 0 | 0 | 0 | 0 | 0 | 0 | 0 | 0 | 0 | 0 | 0 | 0 | 0 | 0 | 0 | 0 | 0 | 0 | 0 | Implementation of strategic energy management program. | Implementation of strategic energy management program. | Implementation of strategic energy management program. | Implementation of strategic energy management program. | Implementation of strategic energy management program. | Implementation of strategic energy management program. | Implementation of strategic energy management program. | Implementation of strategic energy management program. | Implementation of strategic energy management program. | Implementation of strategic energy management program. | Implementation of strategic energy management program. | Implementation of strategic energy management program. | Implementation of strategic energy management program. | Implementation of strategic energy management program. | Implementation of strategic energy management program. | Implementation of strategic energy management program. | Implementation of strategic energy management program. | Implementation of strategic energy management program. | Implementation of strategic energy management program. | Implementation of strategic energy management program. | Implementation of strategic energy management program. | Implementation of strategic energy management program. | Implementation of strategic energy management program. | Implementation of strategic energy management program. | Implementation of strategic energy management program. | Implementation of strategic energy management program. | Implementation of strategic energy management program. | Implementation of strategic energy management program. | 0.0688 | 0.0688 | 0.0688 | 0.0688 | 0.0688 | 0.0688 | 0.0688 | 0.0688 | 0.0688 | 0.0688 | 0.0688 | 0.0688 | 0.0688 | 0.0688 | 0.0688 | 0.0688 | 0.0688 | 0.0688 | 0.0688 | 0.0688 | 0.0688 | 0.0688 | 0.0688 | 0.0688 | 0.0688 | 0.0688 | 0.0688 | 0.0688 | 0 | 0 | 0 | 0 | 0 | 0 | 0 | 0 | 0 | 0 | 0 | 0 | 0 | 0 | 0 | 0 | 0 | 0 | 0 | 0 | 0 | 0 | 0 | 0 | 0 | 0 | 0 | 0 | 0 | 0 | 0 | 0 | 0 | 0 | 0 | 0 | 0 | 0 | 0 | 0 | 0 | 0 | 0 | 0 | 0 | 0 | 0 | 0 | 0 | 0 | 0 | 0 | 0 | 0 | 0 | 0 | 0 | 0 | 0 | 0 | 0 | 0 | 0 | 0 | 0 | 0 | 0 | 0 | 0 | 0 | 0 | 0 | 0 | 0 | 0 | 0 | 0 | 0 | 0 | 0 | 0 | 0 | 0 | 0 | 0 | 0 | 0 | 0 | 0 | 0 | 0 | 0 | 0 | 0 | 0 | 0 | 0 | 0 | 0 | 0 | 0 | 0 | 0 | 0 | 0 | 0 | 0 | 0 | 0 | 0 | 0 | 0 | 0 | 0
Ventilation - Demand Controlled_Education_New_new CO2 sensors installed on return air systems where no other sensors were previously installed | Ventilation - Demand Controlled_Education_New | Ventilation - Demand Controlled_Commercial_New_space with no demand control capability_new CO2 sensors installed on return air systems where no other sensors were previously installed | Commercial | Education | New | Space Heating | Natural Gas | Ventilation - Demand Controlled | NEQ | space with no demand control capability | 10 | 10 | 10 | 0 | 0 | 0 | 0.34277 | 0.12387 | Retro3Slow | 0.004128203794943829 | TBD | A | WCM461 | 0.7 | 0.42 | sqft | 0.0321 | 0 | 0 | 0 | 0 | IL TRM v13 - 4.4.19 - Demand Controlled Ventilation - CI-HVC-DCV-V07-240101 | IL TRM v13 - 4.4.19 - Demand Controlled Ventilation - CI-HVC-DCV-V07-240101 | IL TRM v13 - 4.4.19 - Demand Controlled Ventilation - CI-HVC-DCV-V07-240101 | 0 | 0 | 0.53487 | space with no demand control capability | space with no demand control capability | space with no demand control capability | space with no demand control capability | space with no demand control capability | space with no demand control capability | space with no demand control capability | space with no demand control capability | space with no demand control capability | space with no demand control capability | space with no demand control capability | space with no demand control capability | space with no demand control capability | space with no demand control capability | space with no demand control capability | space with no demand control capability | space with no demand control capability | space with no demand control capability | space with no demand control capability | space with no demand control capability | space with no demand control capability | space with no demand control capability | space with no demand control capability | space with no demand control capability | space with no demand control capability | space with no demand control capability | space with no demand control capability | space with no demand control capability | 0 | 0 | 0 | 0 | 0 | 0 | 0 | 0 | 0 | 0 | 0 | 0 | 0 | 0 | 0 | 0 | 0 | 0 | 0 | 0 | 0 | 0 | 0 | 0 | 0 | 0 | 0 | 0 | 0 | 0 | 0 | 0 | 0 | 0 | 0 | 0 | 0 | 0 | 0 | 0 | 0 | 0 | 0 | 0 | 0 | 0 | 0 | 0 | 0 | 0 | 0 | 0 | 0 | 0 | 0 | 0 | 0 | 0 | 0 | 0 | 0 | 0 | 0 | 0 | 0 | 0 | 0 | 0 | 0 | 0 | 0 | 0 | 0 | 0 | 0 | 0 | 0 | 0 | 0 | 0 | 0 | 0 | 0 | 0 | 0 | 0 | 0 | 0 | 0 | 0 | 0 | 0 | 0 | 0 | 0 | 0 | 0 | 0 | 0 | 0 | 0 | 0 | 0 | 0 | 0 | 0 | 0 | 0 | 0 | 0 | 0 | 0 | new CO2 sensors installed on return air systems where no other sensors were previously installed | new CO2 sensors installed on return air systems where no other sensors were previously installed | new CO2 sensors installed on return air systems where no other sensors were previously installed | new CO2 sensors installed on return air systems where no other sensors were previously installed | new CO2 sensors installed on return air systems where no other sensors were previously installed | new CO2 sensors installed on return air systems where no other sensors were previously installed | new CO2 sensors installed on return air systems where no other sensors were previously installed | new CO2 sensors installed on return air systems where no other sensors were previously installed | new CO2 sensors installed on return air systems where no other sensors were previously installed | new CO2 sensors installed on return air systems where no other sensors were previously installed | new CO2 sensors installed on return air systems where no other sensors were previously installed | new CO2 sensors installed on return air systems where no other sensors were previously installed | new CO2 sensors installed on return air systems where no other sensors were previously installed | new CO2 sensors installed on return air systems where no other sensors were previously installed | new CO2 sensors installed on return air systems where no other sensors were previously installed | new CO2 sensors installed on return air systems where no other sensors were previously installed | new CO2 sensors installed on return air systems where no other sensors were previously installed | new CO2 sensors installed on return air systems where no other sensors were previously installed | new CO2 sensors installed on return air systems where no other sensors were previously installed | new CO2 sensors installed on return air systems where no other sensors were previously installed | new CO2 sensors installed on return air systems where no other sensors were previously installed | new CO2 sensors installed on return air systems where no other sensors were previously installed | new CO2 sensors installed on return air systems where no other sensors were previously installed | new CO2 sensors installed on return air systems where no other sensors were previously installed | new CO2 sensors installed on return air systems where no other sensors were previously installed | new CO2 sensors installed on return air systems where no other sensors were previously installed | new CO2 sensors installed on return air systems where no other sensors were previously installed | new CO2 sensors installed on return air systems where no other sensors were previously installed | 0.5349 | 0.5349 | 0.5349 | 0.5349 | 0.5349 | 0.5349 | 0.5349 | 0.5349 | 0.5349 | 0.5349 | 0.5349 | 0.5349 | 0.5349 | 0.5349 | 0.5349 | 0.5349 | 0.5349 | 0.5349 | 0.5349 | 0.5349 | 0.5349 | 0.5349 | 0.5349 | 0.5349 | 0.5349 | 0.5349 | 0.5349 | 0.5349 | 0 | 0 | 0 | 0 | 0 | 0 | 0 | 0 | 0 | 0 | 0 | 0 | 0 | 0 | 0 | 0 | 0 | 0 | 0 | 0 | 0 | 0 | 0 | 0 | 0 | 0 | 0 | 0 | 0 | 0 | 0 | 0 | 0 | 0 | 0 | 0 | 0 | 0 | 0 | 0 | 0 | 0 | 0 | 0 | 0 | 0 | 0 | 0 | 0 | 0 | 0 | 0 | 0 | 0 | 0 | 0 | 0 | 0 | 0 | 0 | 0 | 0 | 0 | 0 | 0 | 0 | 0 | 0 | 0 | 0 | 0 | 0 | 0 | 0 | 0 | 0 | 0 | 0 | 0 | 0 | 0 | 0 | 0 | 0 | 0 | 0 | 0 | 0 | 0 | 0 | 0 | 0 | 0 | 0 | 0 | 0 | 0 | 0 | 0 | 0 | 0 | 0 | 0 | 0 | 0 | 0 | 0 | 0 | 0 | 0 | 0 | 0 | 0 | 0 | 0 | 0 | 0 | 0 | 0 | 0 | 0 | 0 | 0 | 0 | 0 | 0 | 0 | 0 | 0 | 0 | 0 | 0 | 0 | 0 | 0 | 0 | 0 | 0 | 0 | 0 | new CO2 sensors installed on return air systems where no other sensors were previously installed | new CO2 sensors installed on return air systems where no other sensors were previously installed | new CO2 sensors installed on return air systems where no other sensors were previously installed | new CO2 sensors installed on return air systems where no other sensors were previously installed | new CO2 sensors installed on return air systems where no other sensors were previously installed | new CO2 sensors installed on return air systems where no other sensors were previously installed | new CO2 sensors installed on return air systems where no other sensors were previously installed | new CO2 sensors installed on return air systems where no other sensors were previously installed | new CO2 sensors installed on return air systems where no other sensors were previously installed | new CO2 sensors installed on return air systems where no other sensors were previously installed | new CO2 sensors installed on return air systems where no other sensors were previously installed | new CO2 sensors installed on return air systems where no other sensors were previously installed | new CO2 sensors installed on return air systems where no other sensors were previously installed | new CO2 sensors installed on return air systems where no other sensors were previously installed | new CO2 sensors installed on return air systems where no other sensors were previously installed | new CO2 sensors installed on return air systems where no other sensors were previously installed | new CO2 sensors installed on return air systems where no other sensors were previously installed | new CO2 sensors installed on return air systems where no other sensors were previously installed | new CO2 sensors installed on return air systems where no other sensors were previously installed | new CO2 sensors installed on return air systems where no other sensors were previously installed | new CO2 sensors installed on return air systems where no other sensors were previously installed | new CO2 sensors installed on return air systems where no other sensors were previously installed | new CO2 sensors installed on return air systems where no other sensors were previously installed | new CO2 sensors installed on return air systems where no other sensors were previously installed | new CO2 sensors installed on return air systems where no other sensors were previously installed | new CO2 sensors installed on return air systems where no other sensors were previously installed | new CO2 sensors installed on return air systems where no other sensors were previously installed | new CO2 sensors installed on return air systems where no other sensors were previously installed | 0.5349 | 0.5349 | 0.5349 | 0.5349 | 0.5349 | 0.5349 | 0.5349 | 0.5349 | 0.5349 | 0.5349 | 0.5349 | 0.5349 | 0.5349 | 0.5349 | 0.5349 | 0.5349 | 0.5349 | 0.5349 | 0.5349 | 0.5349 | 0.5349 | 0.5349 | 0.5349 | 0.5349 | 0.5349 | 0.5349 | 0.5349 | 0.5349 | 0 | 0 | 0 | 0 | 0 | 0 | 0 | 0 | 0 | 0 | 0 | 0 | 0 | 0 | 0 | 0 | 0 | 0 | 0 | 0 | 0 | 0 | 0 | 0 | 0 | 0 | 0 | 0 | 0 | 0 | 0 | 0 | 0 | 0 | 0 | 0 | 0 | 0 | 0 | 0 | 0 | 0 | 0 | 0 | 0 | 0 | 0 | 0 | 0 | 0 | 0 | 0 | 0 | 0 | 0 | 0 | 0 | 0 | 0 | 0 | 0 | 0 | 0 | 0 | 0 | 0 | 0 | 0 | 0 | 0 | 0 | 0 | 0 | 0 | 0 | 0 | 0 | 0 | 0 | 0 | 0 | 0 | 0 | 0 | 0 | 0 | 0 | 0 | 0 | 0 | 0 | 0 | 0 | 0 | 0 | 0 | 0 | 0 | 0 | 0 | 0 | 0 | 0 | 0 | 0 | 0 | 0 | 0 | 0 | 0 | 0 | 0 | 0 | 0
Windows - High Efficiency Glazing_Education_New_U-0.29 Window | Windows - High Efficiency Glazing_Education_New | Windows - High Efficiency Glazing_Commercial_New_U-0.34 Window_U-0.29 Window | Commercial | Education | New | Space Heating | Natural Gas | Windows - High Efficiency Glazing | NEQ | U-0.34 Window | 45 | 45 | 45 | 0 | 0 | 0 | 0.55484 | 0.8933 | Retro1Slow | 0.012666666666666666 | TBD | A | WCM455 | 0.7 | 0.42 | sqft window | 0.0321 | 0 | 0 | 0 | 0 | RTF Wkbk - ComWeatherizationSchool_v4_1 | RTF Workbook - ComWeatherizationSchool_v4_1 - AEG Adjusted | AEG BEST | 0 | 0 | 5.2306 | U-0.34 Window | U-0.34 Window | U-0.34 Window | U-0.34 Window | U-0.34 Window | U-0.34 Window | U-0.34 Window | U-0.34 Window | U-0.34 Window | U-0.34 Window | U-0.34 Window | U-0.34 Window | U-0.34 Window | U-0.34 Window | U-0.34 Window | U-0.34 Window | U-0.34 Window | U-0.34 Window | U-0.34 Window | U-0.34 Window | U-0.34 Window | U-0.34 Window | U-0.34 Window | U-0.34 Window | U-0.34 Window | U-0.34 Window | U-0.34 Window | U-0.34 Window | 0 | 0 | 0 | 0 | 0 | 0 | 0 | 0 | 0 | 0 | 0 | 0 | 0 | 0 | 0 | 0 | 0 | 0 | 0 | 0 | 0 | 0 | 0 | 0 | 0 | 0 | 0 | 0 | 0 | 0 | 0 | 0 | 0 | 0 | 0 | 0 | 0 | 0 | 0 | 0 | 0 | 0 | 0 | 0 | 0 | 0 | 0 | 0 | 0 | 0 | 0 | 0 | 0 | 0 | 0 | 0 | 0 | 0 | 0 | 0 | 0 | 0 | 0 | 0 | 0 | 0 | 0 | 0 | 0 | 0 | 0 | 0 | 0 | 0 | 0 | 0 | 0 | 0 | 0 | 0 | 0 | 0 | 0 | 0 | 0 | 0 | 0 | 0 | 0 | 0 | 0 | 0 | 0 | 0 | 0 | 0 | 0 | 0 | 0 | 0 | 0 | 0 | 0 | 0 | 0 | 0 | 0 | 0 | 0 | 0 | 0 | 0 | U-0.29 Window | U-0.29 Window | U-0.29 Window | U-0.29 Window | U-0.29 Window | U-0.29 Window | U-0.29 Window | U-0.29 Window | U-0.29 Window | U-0.29 Window | U-0.29 Window | U-0.29 Window | U-0.29 Window | U-0.29 Window | U-0.29 Window | U-0.29 Window | U-0.29 Window | U-0.29 Window | U-0.29 Window | U-0.29 Window | U-0.29 Window | U-0.29 Window | U-0.29 Window | U-0.29 Window | U-0.29 Window | U-0.29 Window | U-0.29 Window | U-0.29 Window | 5.2306 | 5.2306 | 5.2306 | 5.2306 | 5.2306 | 5.2306 | 5.2306 | 5.2306 | 5.2306 | 5.2306 | 5.2306 | 5.2306 | 5.2306 | 5.2306 | 5.2306 | 5.2306 | 5.2306 | 5.2306 | 5.2306 | 5.2306 | 5.2306 | 5.2306 | 5.2306 | 5.2306 | 5.2306 | 5.2306 | 5.2306 | 5.2306 | 0 | 0 | 0 | 0 | 0 | 0 | 0 | 0 | 0 | 0 | 0 | 0 | 0 | 0 | 0 | 0 | 0 | 0 | 0 | 0 | 0 | 0 | 0 | 0 | 0 | 0 | 0 | 0 | 0 | 0 | 0 | 0 | 0 | 0 | 0 | 0 | 0 | 0 | 0 | 0 | 0 | 0 | 0 | 0 | 0 | 0 | 0 | 0 | 0 | 0 | 0 | 0 | 0 | 0 | 0 | 0 | 0 | 0 | 0 | 0 | 0 | 0 | 0 | 0 | 0 | 0 | 0 | 0 | 0 | 0 | 0 | 0 | 0 | 0 | 0 | 0 | 0 | 0 | 0 | 0 | 0 | 0 | 0 | 0 | 0 | 0 | 0 | 0 | 0 | 0 | 0 | 0 | 0 | 0 | 0 | 0 | 0 | 0 | 0 | 0 | 0 | 0 | 0 | 0 | 0 | 0 | 0 | 0 | 0 | 0 | 0 | 0 | 0 | 0 | 0 | 0 | 0 | 0 | 0 | 0 | 0 | 0 | 0 | 0 | 0 | 0 | 0 | 0 | 0 | 0 | 0 | 0 | 0 | 0 | 0 | 0 | 0 | 0 | 0 | 0 | U-0.29 Window | U-0.29 Window | U-0.29 Window | U-0.29 Window | U-0.29 Window | U-0.29 Window | U-0.29 Window | U-0.29 Window | U-0.29 Window | U-0.29 Window | U-0.29 Window | U-0.29 Window | U-0.29 Window | U-0.29 Window | U-0.29 Window | U-0.29 Window | U-0.29 Window | U-0.29 Window | U-0.29 Window | U-0.29 Window | U-0.29 Window | U-0.29 Window | U-0.29 Window | U-0.29 Window | U-0.29 Window | U-0.29 Window | U-0.29 Window | U-0.29 Window | 5.2306 | 5.2306 | 5.2306 | 5.2306 | 5.2306 | 5.2306 | 5.2306 | 5.2306 | 5.2306 | 5.2306 | 5.2306 | 5.2306 | 5.2306 | 5.2306 | 5.2306 | 5.2306 | 5.2306 | 5.2306 | 5.2306 | 5.2306 | 5.2306 | 5.2306 | 5.2306 | 5.2306 | 5.2306 | 5.2306 | 5.2306 | 5.2306 | 0 | 0 | 0 | 0 | 0 | 0 | 0 | 0 | 0 | 0 | 0 | 0 | 0 | 0 | 0 | 0 | 0 | 0 | 0 | 0 | 0 | 0 | 0 | 0 | 0 | 0 | 0 | 0 | 0 | 0 | 0 | 0 | 0 | 0 | 0 | 0 | 0 | 0 | 0 | 0 | 0 | 0 | 0 | 0 | 0 | 0 | 0 | 0 | 0 | 0 | 0 | 0 | 0 | 0 | 0 | 0 | 0 | 0 | 0 | 0 | 0 | 0 | 0 | 0 | 0 | 0 | 0 | 0 | 0 | 0 | 0 | 0 | 0 | 0 | 0 | 0 | 0 | 0 | 0 | 0 | 0 | 0 | 0 | 0 | 0 | 0 | 0 | 0 | 0 | 0 | 0 | 0 | 0 | 0 | 0 | 0 | 0 | 0 | 0 | 0 | 0 | 0 | 0 | 0 | 0 | 0 | 0 | 0 | 0 | 0 | 0 | 0 | 0 | 0
Windows - Secondary Glazing Systems_Education_New_Windows Upgraded with Secondary Commercial Window Glazing | Windows - Secondary Glazing Systems_Education_New | Windows - Secondary Glazing Systems_Commercial_New_Standard Commercial Windows_Windows Upgraded with Secondary Commercial Window Glazing | Commercial | Education | New | Space Heating | Natural Gas | Windows - Secondary Glazing Systems | NEQ | Standard Commercial Windows | 30 | 30 | 30 | 0 | 0 | 0 | 0.01 | 0.5 | Retro1Slow | 0.012666666666666666 | TBD | A | WCM456 | 0.7 | 0.42 | sqft window | 0.0321 | 0 | 0 | 0 | 0 | Regional Technical Forum - UES Workbook - Secondary Glazing Systems (SGS) - ComSecondaryGlazingSystems_v3_1 - AEG Adjusted | Regional Technical Forum - UES Workbook - Secondary Glazing Systems (SGS) - ComSecondaryGlazingSystems_v3_1 - AEG Adjusted | Regional Technical Forum - UES Workbook - Secondary Glazing Systems (SGS) - ComSecondaryGlazingSystems_v3_1 - AEG Adjusted | 0 | 0 | 48.1437 | Standard Commercial Windows | Standard Commercial Windows | Standard Commercial Windows | Standard Commercial Windows | Standard Commercial Windows | Standard Commercial Windows | Standard Commercial Windows | Standard Commercial Windows | Standard Commercial Windows | Standard Commercial Windows | Standard Commercial Windows | Standard Commercial Windows | Standard Commercial Windows | Standard Commercial Windows | Standard Commercial Windows | Standard Commercial Windows | Standard Commercial Windows | Standard Commercial Windows | Standard Commercial Windows | Standard Commercial Windows | Standard Commercial Windows | Standard Commercial Windows | Standard Commercial Windows | Standard Commercial Windows | Standard Commercial Windows | Standard Commercial Windows | Standard Commercial Windows | Standard Commercial Windows | 0 | 0 | 0 | 0 | 0 | 0 | 0 | 0 | 0 | 0 | 0 | 0 | 0 | 0 | 0 | 0 | 0 | 0 | 0 | 0 | 0 | 0 | 0 | 0 | 0 | 0 | 0 | 0 | 0 | 0 | 0 | 0 | 0 | 0 | 0 | 0 | 0 | 0 | 0 | 0 | 0 | 0 | 0 | 0 | 0 | 0 | 0 | 0 | 0 | 0 | 0 | 0 | 0 | 0 | 0 | 0 | 0 | 0 | 0 | 0 | 0 | 0 | 0 | 0 | 0 | 0 | 0 | 0 | 0 | 0 | 0 | 0 | 0 | 0 | 0 | 0 | 0 | 0 | 0 | 0 | 0 | 0 | 0 | 0 | 0 | 0 | 0 | 0 | 0 | 0 | 0 | 0 | 0 | 0 | 0 | 0 | 0 | 0 | 0 | 0 | 0 | 0 | 0 | 0 | 0 | 0 | 0 | 0 | 0 | 0 | 0 | 0 | Windows Upgraded with Secondary Commercial Window Glazing | Windows Upgraded with Secondary Commercial Window Glazing | Windows Upgraded with Secondary Commercial Window Glazing | Windows Upgraded with Secondary Commercial Window Glazing | Windows Upgraded with Secondary Commercial Window Glazing | Windows Upgraded with Secondary Commercial Window Glazing | Windows Upgraded with Secondary Commercial Window Glazing | Windows Upgraded with Secondary Commercial Window Glazing | Windows Upgraded with Secondary Commercial Window Glazing | Windows Upgraded with Secondary Commercial Window Glazing | Windows Upgraded with Secondary Commercial Window Glazing | Windows Upgraded with Secondary Commercial Window Glazing | Windows Upgraded with Secondary Commercial Window Glazing | Windows Upgraded with Secondary Commercial Window Glazing | Windows Upgraded with Secondary Commercial Window Glazing | Windows Upgraded with Secondary Commercial Window Glazing | Windows Upgraded with Secondary Commercial Window Glazing | Windows Upgraded with Secondary Commercial Window Glazing | Windows Upgraded with Secondary Commercial Window Glazing | Windows Upgraded with Secondary Commercial Window Glazing | Windows Upgraded with Secondary Commercial Window Glazing | Windows Upgraded with Secondary Commercial Window Glazing | Windows Upgraded with Secondary Commercial Window Glazing | Windows Upgraded with Secondary Commercial Window Glazing | Windows Upgraded with Secondary Commercial Window Glazing | Windows Upgraded with Secondary Commercial Window Glazing | Windows Upgraded with Secondary Commercial Window Glazing | Windows Upgraded with Secondary Commercial Window Glazing | 48.1437 | 48.1437 | 48.1437 | 48.1437 | 48.1437 | 48.1437 | 48.1437 | 48.1437 | 48.1437 | 48.1437 | 48.1437 | 48.1437 | 48.1437 | 48.1437 | 48.1437 | 48.1437 | 48.1437 | 48.1437 | 48.1437 | 48.1437 | 48.1437 | 48.1437 | 48.1437 | 48.1437 | 48.1437 | 48.1437 | 48.1437 | 48.1437 | 0 | 0 | 0 | 0 | 0 | 0 | 0 | 0 | 0 | 0 | 0 | 0 | 0 | 0 | 0 | 0 | 0 | 0 | 0 | 0 | 0 | 0 | 0 | 0 | 0 | 0 | 0 | 0 | 0 | 0 | 0 | 0 | 0 | 0 | 0 | 0 | 0 | 0 | 0 | 0 | 0 | 0 | 0 | 0 | 0 | 0 | 0 | 0 | 0 | 0 | 0 | 0 | 0 | 0 | 0 | 0 | 0 | 0 | 0 | 0 | 0 | 0 | 0 | 0 | 0 | 0 | 0 | 0 | 0 | 0 | 0 | 0 | 0 | 0 | 0 | 0 | 0 | 0 | 0 | 0 | 0 | 0 | 0 | 0 | 0 | 0 | 0 | 0 | 0 | 0 | 0 | 0 | 0 | 0 | 0 | 0 | 0 | 0 | 0 | 0 | 0 | 0 | 0 | 0 | 0 | 0 | 0 | 0 | 0 | 0 | 0 | 0 | 0 | 0 | 0 | 0 | 0 | 0 | 0 | 0 | 0 | 0 | 0 | 0 | 0 | 0 | 0 | 0 | 0 | 0 | 0 | 0 | 0 | 0 | 0 | 0 | 0 | 0 | 0 | 0 | Windows Upgraded with Secondary Commercial Window Glazing | Windows Upgraded with Secondary Commercial Window Glazing | Windows Upgraded with Secondary Commercial Window Glazing | Windows Upgraded with Secondary Commercial Window Glazing | Windows Upgraded with Secondary Commercial Window Glazing | Windows Upgraded with Secondary Commercial Window Glazing | Windows Upgraded with Secondary Commercial Window Glazing | Windows Upgraded with Secondary Commercial Window Glazing | Windows Upgraded with Secondary Commercial Window Glazing | Windows Upgraded with Secondary Commercial Window Glazing | Windows Upgraded with Secondary Commercial Window Glazing | Windows Upgraded with Secondary Commercial Window Glazing | Windows Upgraded with Secondary Commercial Window Glazing | Windows Upgraded with Secondary Commercial Window Glazing | Windows Upgraded with Secondary Commercial Window Glazing | Windows Upgraded with Secondary Commercial Window Glazing | Windows Upgraded with Secondary Commercial Window Glazing | Windows Upgraded with Secondary Commercial Window Glazing | Windows Upgraded with Secondary Commercial Window Glazing | Windows Upgraded with Secondary Commercial Window Glazing | Windows Upgraded with Secondary Commercial Window Glazing | Windows Upgraded with Secondary Commercial Window Glazing | Windows Upgraded with Secondary Commercial Window Glazing | Windows Upgraded with Secondary Commercial Window Glazing | Windows Upgraded with Secondary Commercial Window Glazing | Windows Upgraded with Secondary Commercial Window Glazing | Windows Upgraded with Secondary Commercial Window Glazing | Windows Upgraded with Secondary Commercial Window Glazing | 48.1437 | 48.1437 | 48.1437 | 48.1437 | 48.1437 | 48.1437 | 48.1437 | 48.1437 | 48.1437 | 48.1437 | 48.1437 | 48.1437 | 48.1437 | 48.1437 | 48.1437 | 48.1437 | 48.1437 | 48.1437 | 48.1437 | 48.1437 | 48.1437 | 48.1437 | 48.1437 | 48.1437 | 48.1437 | 48.1437 | 48.1437 | 48.1437 | 0 | 0 | 0 | 0 | 0 | 0 | 0 | 0 | 0 | 0 | 0 | 0 | 0 | 0 | 0 | 0 | 0 | 0 | 0 | 0 | 0 | 0 | 0 | 0 | 0 | 0 | 0 | 0 | 0 | 0 | 0 | 0 | 0 | 0 | 0 | 0 | 0 | 0 | 0 | 0 | 0 | 0 | 0 | 0 | 0 | 0 | 0 | 0 | 0 | 0 | 0 | 0 | 0 | 0 | 0 | 0 | 0 | 0 | 0 | 0 | 0 | 0 | 0 | 0 | 0 | 0 | 0 | 0 | 0 | 0 | 0 | 0 | 0 | 0 | 0 | 0 | 0 | 0 | 0 | 0 | 0 | 0 | 0 | 0 | 0 | 0 | 0 | 0 | 0 | 0 | 0 | 0 | 0 | 0 | 0 | 0 | 0 | 0 | 0 | 0 | 0 | 0 | 0 | 0 | 0 | 0 | 0 | 0 | 0 | 0 | 0 | 0 | 0 | 0
Gas Boiler - Hot Water Reset_Education_New_Not Applicable Segment or Vintage | Gas Boiler - Hot Water Reset_Education_New | Gas Boiler - Hot Water Reset_Commercial_New_Not Applicable Segment or Vintage_Not Applicable Segment or Vintage | Commercial | Education | New | Space Heating | Natural Gas | Gas Boiler - Hot Water Reset | NEQ | Not Applicable Segment or Vintage | 20 | 20 | 20 | 0 | 0 | 0 | 0 | 0 | Retro5Med | 8.35569166605469E-06 | TBD | A | WCM468 | 0.7 | 0.42 | kBtuh heat | 0.0321 | 0 | 0 | 0 | 0 | Not Applicable Segment or Vintage | Not Applicable Segment or Vintage | Not Applicable Segment or Vintage | 0 | 0 | 0 | Not Applicable Segment or Vintage | Not Applicable Segment or Vintage | Not Applicable Segment or Vintage | Not Applicable Segment or Vintage | Not Applicable Segment or Vintage | Not Applicable Segment or Vintage | Not Applicable Segment or Vintage | Not Applicable Segment or Vintage | Not Applicable Segment or Vintage | Not Applicable Segment or Vintage | Not Applicable Segment or Vintage | Not Applicable Segment or Vintage | Not Applicable Segment or Vintage | Not Applicable Segment or Vintage | Not Applicable Segment or Vintage | Not Applicable Segment or Vintage | Not Applicable Segment or Vintage | Not Applicable Segment or Vintage | Not Applicable Segment or Vintage | Not Applicable Segment or Vintage | Not Applicable Segment or Vintage | Not Applicable Segment or Vintage | Not Applicable Segment or Vintage | Not Applicable Segment or Vintage | Not Applicable Segment or Vintage | Not Applicable Segment or Vintage | Not Applicable Segment or Vintage | Not Applicable Segment or Vintage | 0 | 0 | 0 | 0 | 0 | 0 | 0 | 0 | 0 | 0 | 0 | 0 | 0 | 0 | 0 | 0 | 0 | 0 | 0 | 0 | 0 | 0 | 0 | 0 | 0 | 0 | 0 | 0 | 0 | 0 | 0 | 0 | 0 | 0 | 0 | 0 | 0 | 0 | 0 | 0 | 0 | 0 | 0 | 0 | 0 | 0 | 0 | 0 | 0 | 0 | 0 | 0 | 0 | 0 | 0 | 0 | 0 | 0 | 0 | 0 | 0 | 0 | 0 | 0 | 0 | 0 | 0 | 0 | 0 | 0 | 0 | 0 | 0 | 0 | 0 | 0 | 0 | 0 | 0 | 0 | 0 | 0 | 0 | 0 | 0 | 0 | 0 | 0 | 0 | 0 | 0 | 0 | 0 | 0 | 0 | 0 | 0 | 0 | 0 | 0 | 0 | 0 | 0 | 0 | 0 | 0 | 0 | 0 | 0 | 0 | 0 | 0 | Not Applicable Segment or Vintage | Not Applicable Segment or Vintage | Not Applicable Segment or Vintage | Not Applicable Segment or Vintage | Not Applicable Segment or Vintage | Not Applicable Segment or Vintage | Not Applicable Segment or Vintage | Not Applicable Segment or Vintage | Not Applicable Segment or Vintage | Not Applicable Segment or Vintage | Not Applicable Segment or Vintage | Not Applicable Segment or Vintage | Not Applicable Segment or Vintage | Not Applicable Segment or Vintage | Not Applicable Segment or Vintage | Not Applicable Segment or Vintage | Not Applicable Segment or Vintage | Not Applicable Segment or Vintage | Not Applicable Segment or Vintage | Not Applicable Segment or Vintage | Not Applicable Segment or Vintage | Not Applicable Segment or Vintage | Not Applicable Segment or Vintage | Not Applicable Segment or Vintage | Not Applicable Segment or Vintage | Not Applicable Segment or Vintage | Not Applicable Segment or Vintage | Not Applicable Segment or Vintage | 0 | 0 | 0 | 0 | 0 | 0 | 0 | 0 | 0 | 0 | 0 | 0 | 0 | 0 | 0 | 0 | 0 | 0 | 0 | 0 | 0 | 0 | 0 | 0 | 0 | 0 | 0 | 0 | 0 | 0 | 0 | 0 | 0 | 0 | 0 | 0 | 0 | 0 | 0 | 0 | 0 | 0 | 0 | 0 | 0 | 0 | 0 | 0 | 0 | 0 | 0 | 0 | 0 | 0 | 0 | 0 | 0 | 0 | 0 | 0 | 0 | 0 | 0 | 0 | 0 | 0 | 0 | 0 | 0 | 0 | 0 | 0 | 0 | 0 | 0 | 0 | 0 | 0 | 0 | 0 | 0 | 0 | 0 | 0 | 0 | 0 | 0 | 0 | 0 | 0 | 0 | 0 | 0 | 0 | 0 | 0 | 0 | 0 | 0 | 0 | 0 | 0 | 0 | 0 | 0 | 0 | 0 | 0 | 0 | 0 | 0 | 0 | 0 | 0 | 0 | 0 | 0 | 0 | 0 | 0 | 0 | 0 | 0 | 0 | 0 | 0 | 0 | 0 | 0 | 0 | 0 | 0 | 0 | 0 | 0 | 0 | 0 | 0 | 0 | 0 | 0 | 0 | 0 | 0 | 0 | 0 | 0 | 0 | 0 | 0 | 0 | 0 | 0 | 0 | 0 | 0 | 0 | 0 | 0 | 0 | 0 | 0 | 0 | 0 | 0 | 0 | 0 | 0 | Not Applicable Segment or Vintage | Not Applicable Segment or Vintage | Not Applicable Segment or Vintage | Not Applicable Segment or Vintage | Not Applicable Segment or Vintage | Not Applicable Segment or Vintage | Not Applicable Segment or Vintage | Not Applicable Segment or Vintage | Not Applicable Segment or Vintage | Not Applicable Segment or Vintage | Not Applicable Segment or Vintage | Not Applicable Segment or Vintage | Not Applicable Segment or Vintage | Not Applicable Segment or Vintage | Not Applicable Segment or Vintage | Not Applicable Segment or Vintage | Not Applicable Segment or Vintage | Not Applicable Segment or Vintage | Not Applicable Segment or Vintage | Not Applicable Segment or Vintage | Not Applicable Segment or Vintage | Not Applicable Segment or Vintage | Not Applicable Segment or Vintage | Not Applicable Segment or Vintage | Not Applicable Segment or Vintage | Not Applicable Segment or Vintage | Not Applicable Segment or Vintage | Not Applicable Segment or Vintage | 0 | 0 | 0 | 0 | 0 | 0 | 0 | 0 | 0 | 0 | 0 | 0 | 0 | 0 | 0 | 0 | 0 | 0 | 0 | 0 | 0 | 0 | 0 | 0 | 0 | 0 | 0 | 0 | 0 | 0 | 0 | 0 | 0 | 0 | 0 | 0 | 0 | 0 | 0 | 0 | 0 | 0 | 0 | 0 | 0 | 0 | 0 | 0 | 0 | 0 | 0 | 0 | 0 | 0 | 0 | 0 | 0 | 0 | 0 | 0 | 0 | 0 | 0 | 0 | 0 | 0 | 0 | 0 | 0 | 0 | 0 | 0 | 0 | 0 | 0 | 0 | 0 | 0 | 0 | 0 | 0 | 0 | 0 | 0 | 0 | 0 | 0 | 0 | 0 | 0 | 0 | 0 | 0 | 0 | 0 | 0 | 0 | 0 | 0 | 0 | 0 | 0 | 0 | 0 | 0 | 0 | 0 | 0 | 0 | 0 | 0 | 0 | 0 | 0 | 0 | 0 | 0 | 0 | 0 | 0 | 0 | 0 | 0 | 0 | 0 | 0 | 0 | 0 | 0 | 0 | 0 | 0 | 0 | 0 | 0 | 0 | 0 | 0 | 0 | 0 | 0 | 0
Thermostat - Programmable_Education_New_Programmable Thermostat | Thermostat - Programmable_Education_New | Thermostat - Programmable_Commercial_New_Manual Thermostat_Programmable Thermostat | Commercial | Education | New | Space Heating | Natural Gas | Thermostat - Programmable | NEQ | Manual Thermostat | 16 | 16 | 16 | 0 | 0 | 0 | 0 | 0 | Retro5Med | 8.35569166605469E-06 | TBD | A | WCM479 | 0.7 | 0.42 | perbldg | 0.0321 | 0 | 0 | 0 | 0 | IL TRM v13 - 5.3.11 - Programmable Thermostats - RS-HVC-PROG-V09-250101_x000D_ | IL TRM v13 - 5.3.11 - Programmable Thermostats - RS-HVC-PROG-V09-250101_x000D_ | IL TRM v13 - 5.3.11 - Programmable Thermostats - RS-HVC-PROG-V09-250101_x000D_ | 0 | 0 | 33.1655 | Manual Thermostat | Manual Thermostat | Manual Thermostat | Manual Thermostat | Manual Thermostat | Manual Thermostat | Manual Thermostat | Manual Thermostat | Manual Thermostat | Manual Thermostat | Manual Thermostat | Manual Thermostat | Manual Thermostat | Manual Thermostat | Manual Thermostat | Manual Thermostat | Manual Thermostat | Manual Thermostat | Manual Thermostat | Manual Thermostat | Manual Thermostat | Manual Thermostat | Manual Thermostat | Manual Thermostat | Manual Thermostat | Manual Thermostat | Manual Thermostat | Manual Thermostat | 0 | 0 | 0 | 0 | 0 | 0 | 0 | 0 | 0 | 0 | 0 | 0 | 0 | 0 | 0 | 0 | 0 | 0 | 0 | 0 | 0 | 0 | 0 | 0 | 0 | 0 | 0 | 0 | 0 | 0 | 0 | 0 | 0 | 0 | 0 | 0 | 0 | 0 | 0 | 0 | 0 | 0 | 0 | 0 | 0 | 0 | 0 | 0 | 0 | 0 | 0 | 0 | 0 | 0 | 0 | 0 | 0 | 0 | 0 | 0 | 0 | 0 | 0 | 0 | 0 | 0 | 0 | 0 | 0 | 0 | 0 | 0 | 0 | 0 | 0 | 0 | 0 | 0 | 0 | 0 | 0 | 0 | 0 | 0 | 0 | 0 | 0 | 0 | 0 | 0 | 0 | 0 | 0 | 0 | 0 | 0 | 0 | 0 | 0 | 0 | 0 | 0 | 0 | 0 | 0 | 0 | 0 | 0 | 0 | 0 | 0 | 0 | Programmable Thermostat | Programmable Thermostat | Programmable Thermostat | Programmable Thermostat | Programmable Thermostat | Programmable Thermostat | Programmable Thermostat | Programmable Thermostat | Programmable Thermostat | Programmable Thermostat | Programmable Thermostat | Programmable Thermostat | Programmable Thermostat | Programmable Thermostat | Programmable Thermostat | Programmable Thermostat | Programmable Thermostat | Programmable Thermostat | Programmable Thermostat | Programmable Thermostat | Programmable Thermostat | Programmable Thermostat | Programmable Thermostat | Programmable Thermostat | Programmable Thermostat | Programmable Thermostat | Programmable Thermostat | Programmable Thermostat | 33.1655 | 33.1655 | 33.1655 | 33.1655 | 33.1655 | 33.1655 | 33.1655 | 33.1655 | 33.1655 | 33.1655 | 33.1655 | 33.1655 | 33.1655 | 33.1655 | 33.1655 | 33.1655 | 33.1655 | 33.1655 | 33.1655 | 33.1655 | 33.1655 | 33.1655 | 33.1655 | 33.1655 | 33.1655 | 33.1655 | 33.1655 | 33.1655 | 0 | 0 | 0 | 0 | 0 | 0 | 0 | 0 | 0 | 0 | 0 | 0 | 0 | 0 | 0 | 0 | 0 | 0 | 0 | 0 | 0 | 0 | 0 | 0 | 0 | 0 | 0 | 0 | 0 | 0 | 0 | 0 | 0 | 0 | 0 | 0 | 0 | 0 | 0 | 0 | 0 | 0 | 0 | 0 | 0 | 0 | 0 | 0 | 0 | 0 | 0 | 0 | 0 | 0 | 0 | 0 | 0 | 0 | 0 | 0 | 0 | 0 | 0 | 0 | 0 | 0 | 0 | 0 | 0 | 0 | 0 | 0 | 0 | 0 | 0 | 0 | 0 | 0 | 0 | 0 | 0 | 0 | 0 | 0 | 0 | 0 | 0 | 0 | 0 | 0 | 0 | 0 | 0 | 0 | 0 | 0 | 0 | 0 | 0 | 0 | 0 | 0 | 0 | 0 | 0 | 0 | 0 | 0 | 0 | 0 | 0 | 0 | 0 | 0 | 0 | 0 | 0 | 0 | 0 | 0 | 0 | 0 | 0 | 0 | 0 | 0 | 0 | 0 | 0 | 0 | 0 | 0 | 0 | 0 | 0 | 0 | 0 | 0 | 0 | 0 | Programmable Thermostat | Programmable Thermostat | Programmable Thermostat | Programmable Thermostat | Programmable Thermostat | Programmable Thermostat | Programmable Thermostat | Programmable Thermostat | Programmable Thermostat | Programmable Thermostat | Programmable Thermostat | Programmable Thermostat | Programmable Thermostat | Programmable Thermostat | Programmable Thermostat | Programmable Thermostat | Programmable Thermostat | Programmable Thermostat | Programmable Thermostat | Programmable Thermostat | Programmable Thermostat | Programmable Thermostat | Programmable Thermostat | Programmable Thermostat | Programmable Thermostat | Programmable Thermostat | Programmable Thermostat | Programmable Thermostat | 33.1655 | 33.1655 | 33.1655 | 33.1655 | 33.1655 | 33.1655 | 33.1655 | 33.1655 | 33.1655 | 33.1655 | 33.1655 | 33.1655 | 33.1655 | 33.1655 | 33.1655 | 33.1655 | 33.1655 | 33.1655 | 33.1655 | 33.1655 | 33.1655 | 33.1655 | 33.1655 | 33.1655 | 33.1655 | 33.1655 | 33.1655 | 33.1655 | 0 | 0 | 0 | 0 | 0 | 0 | 0 | 0 | 0 | 0 | 0 | 0 | 0 | 0 | 0 | 0 | 0 | 0 | 0 | 0 | 0 | 0 | 0 | 0 | 0 | 0 | 0 | 0 | 0 | 0 | 0 | 0 | 0 | 0 | 0 | 0 | 0 | 0 | 0 | 0 | 0 | 0 | 0 | 0 | 0 | 0 | 0 | 0 | 0 | 0 | 0 | 0 | 0 | 0 | 0 | 0 | 0 | 0 | 0 | 0 | 0 | 0 | 0 | 0 | 0 | 0 | 0 | 0 | 0 | 0 | 0 | 0 | 0 | 0 | 0 | 0 | 0 | 0 | 0 | 0 | 0 | 0 | 0 | 0 | 0 | 0 | 0 | 0 | 0 | 0 | 0 | 0 | 0 | 0 | 0 | 0 | 0 | 0 | 0 | 0 | 0 | 0 | 0 | 0 | 0 | 0 | 0 | 0 | 0 | 0 | 0 | 0 | 0 | 0
Gas Boiler - Insulate Steam Lines/Condensate Tank_Education_New_Addition of 2" wrap insulation to hot water boiler pipe | Gas Boiler - Insulate Steam Lines/Condensate Tank_Education_New | Gas Boiler - Insulate Steam Lines/Condensate Tank_Commercial_New_bare pipe_Addition of 2" wrap insulation to hot water boiler pipe | Commercial | Education | New | Space Heating | Natural Gas | Gas Boiler - Insulate Steam Lines/Condensate Tank | NEQ | bare pipe | 15 | 15 | 15 | 2.1404 | 0 | 0 | 1 | 1 | Retro5Med | 8.35569166605469E-06 | TBD | A | WCM477 | 0.7 | 0.42 | boiler pipe | 0.0321 | 0 | 0 | 0 | 0 | IL TRM v12 - 4.4.14 - Pipe Insulation - CI-HVC-PINS-V08-230101 | IL TRM v12 - 4.4.14 - Pipe Insulation - CI-HVC-PINS-V08-230101 | IL TRM v12 - 4.4.14 - Pipe Insulation - CI-HVC-PINS-V08-230101 | 0 | 0 | 36.2322 | bare pipe | bare pipe | bare pipe | bare pipe | bare pipe | bare pipe | bare pipe | bare pipe | bare pipe | bare pipe | bare pipe | bare pipe | bare pipe | bare pipe | bare pipe | bare pipe | bare pipe | bare pipe | bare pipe | bare pipe | bare pipe | bare pipe | bare pipe | bare pipe | bare pipe | bare pipe | bare pipe | bare pipe | 0 | 0 | 0 | 0 | 0 | 0 | 0 | 0 | 0 | 0 | 0 | 0 | 0 | 0 | 0 | 0 | 0 | 0 | 0 | 0 | 0 | 0 | 0 | 0 | 0 | 0 | 0 | 0 | 0 | 0 | 0 | 0 | 0 | 0 | 0 | 0 | 0 | 0 | 0 | 0 | 0 | 0 | 0 | 0 | 0 | 0 | 0 | 0 | 0 | 0 | 0 | 0 | 0 | 0 | 0 | 0 | 0 | 0 | 0 | 0 | 0 | 0 | 0 | 0 | 0 | 0 | 0 | 0 | 0 | 0 | 0 | 0 | 0 | 0 | 0 | 0 | 0 | 0 | 0 | 0 | 0 | 0 | 0 | 0 | 0 | 0 | 0 | 0 | 0 | 0 | 0 | 0 | 0 | 0 | 0 | 0 | 0 | 0 | 0 | 0 | 0 | 0 | 0 | 0 | 0 | 0 | 0 | 0 | 0 | 0 | 0 | 0 | Addition of 2" wrap insulation to hot water boiler pipe | Addition of 2" wrap insulation to hot water boiler pipe | Addition of 2" wrap insulation to hot water boiler pipe | Addition of 2" wrap insulation to hot water boiler pipe | Addition of 2" wrap insulation to hot water boiler pipe | Addition of 2" wrap insulation to hot water boiler pipe | Addition of 2" wrap insulation to hot water boiler pipe | Addition of 2" wrap insulation to hot water boiler pipe | Addition of 2" wrap insulation to hot water boiler pipe | Addition of 2" wrap insulation to hot water boiler pipe | Addition of 2" wrap insulation to hot water boiler pipe | Addition of 2" wrap insulation to hot water boiler pipe | Addition of 2" wrap insulation to hot water boiler pipe | Addition of 2" wrap insulation to hot water boiler pipe | Addition of 2" wrap insulation to hot water boiler pipe | Addition of 2" wrap insulation to hot water boiler pipe | Addition of 2" wrap insulation to hot water boiler pipe | Addition of 2" wrap insulation to hot water boiler pipe | Addition of 2" wrap insulation to hot water boiler pipe | Addition of 2" wrap insulation to hot water boiler pipe | Addition of 2" wrap insulation to hot water boiler pipe | Addition of 2" wrap insulation to hot water boiler pipe | Addition of 2" wrap insulation to hot water boiler pipe | Addition of 2" wrap insulation to hot water boiler pipe | Addition of 2" wrap insulation to hot water boiler pipe | Addition of 2" wrap insulation to hot water boiler pipe | Addition of 2" wrap insulation to hot water boiler pipe | Addition of 2" wrap insulation to hot water boiler pipe | 36.2322 | 36.2322 | 36.2322 | 36.2322 | 36.2322 | 36.2322 | 36.2322 | 36.2322 | 36.2322 | 36.2322 | 36.2322 | 36.2322 | 36.2322 | 36.2322 | 36.2322 | 36.2322 | 36.2322 | 36.2322 | 36.2322 | 36.2322 | 36.2322 | 36.2322 | 36.2322 | 36.2322 | 36.2322 | 36.2322 | 36.2322 | 36.2322 | 2.1404 | 2.1404 | 2.1404 | 2.1404 | 2.1404 | 2.1404 | 2.1404 | 2.1404 | 2.1404 | 2.1404 | 2.1404 | 2.1404 | 2.1404 | 2.1404 | 2.1404 | 2.1404 | 2.1404 | 2.1404 | 2.1404 | 2.1404 | 2.1404 | 2.1404 | 2.1404 | 2.1404 | 2.1404 | 2.1404 | 2.1404 | 2.1404 | 0 | 0 | 0 | 0 | 0 | 0 | 0 | 0 | 0 | 0 | 0 | 0 | 0 | 0 | 0 | 0 | 0 | 0 | 0 | 0 | 0 | 0 | 0 | 0 | 0 | 0 | 0 | 0 | 0 | 0 | 0 | 0 | 0 | 0 | 0 | 0 | 0 | 0 | 0 | 0 | 0 | 0 | 0 | 0 | 0 | 0 | 0 | 0 | 0 | 0 | 0 | 0 | 0 | 0 | 0 | 0 | 0 | 0 | 0 | 0 | 0 | 0 | 0 | 0 | 0 | 0 | 0 | 0 | 0 | 0 | 0 | 0 | 0 | 0 | 0 | 0 | 0 | 0 | 0 | 0 | 0 | 0 | 0 | 0 | 0 | 0 | 0 | 0 | 0 | 0 | 0 | 0 | 0 | 0 | 0 | 0 | 0 | 0 | 0 | 0 | 0 | 0 | 0 | 0 | 0 | 0 | 0 | 0 | 0 | 0 | 0 | 0 | Addition of 2" wrap insulation to hot water boiler pipe | Addition of 2" wrap insulation to hot water boiler pipe | Addition of 2" wrap insulation to hot water boiler pipe | Addition of 2" wrap insulation to hot water boiler pipe | Addition of 2" wrap insulation to hot water boiler pipe | Addition of 2" wrap insulation to hot water boiler pipe | Addition of 2" wrap insulation to hot water boiler pipe | Addition of 2" wrap insulation to hot water boiler pipe | Addition of 2" wrap insulation to hot water boiler pipe | Addition of 2" wrap insulation to hot water boiler pipe | Addition of 2" wrap insulation to hot water boiler pipe | Addition of 2" wrap insulation to hot water boiler pipe | Addition of 2" wrap insulation to hot water boiler pipe | Addition of 2" wrap insulation to hot water boiler pipe | Addition of 2" wrap insulation to hot water boiler pipe | Addition of 2" wrap insulation to hot water boiler pipe | Addition of 2" wrap insulation to hot water boiler pipe | Addition of 2" wrap insulation to hot water boiler pipe | Addition of 2" wrap insulation to hot water boiler pipe | Addition of 2" wrap insulation to hot water boiler pipe | Addition of 2" wrap insulation to hot water boiler pipe | Addition of 2" wrap insulation to hot water boiler pipe | Addition of 2" wrap insulation to hot water boiler pipe | Addition of 2" wrap insulation to hot water boiler pipe | Addition of 2" wrap insulation to hot water boiler pipe | Addition of 2" wrap insulation to hot water boiler pipe | Addition of 2" wrap insulation to hot water boiler pipe | Addition of 2" wrap insulation to hot water boiler pipe | 36.2322 | 36.2322 | 36.2322 | 36.2322 | 36.2322 | 36.2322 | 36.2322 | 36.2322 | 36.2322 | 36.2322 | 36.2322 | 36.2322 | 36.2322 | 36.2322 | 36.2322 | 36.2322 | 36.2322 | 36.2322 | 36.2322 | 36.2322 | 36.2322 | 36.2322 | 36.2322 | 36.2322 | 36.2322 | 36.2322 | 36.2322 | 36.2322 | 2.1404 | 2.1404 | 2.1404 | 2.1404 | 2.1404 | 2.1404 | 2.1404 | 2.1404 | 2.1404 | 2.1404 | 2.1404 | 2.1404 | 2.1404 | 2.1404 | 2.1404 | 2.1404 | 2.1404 | 2.1404 | 2.1404 | 2.1404 | 2.1404 | 2.1404 | 2.1404 | 2.1404 | 2.1404 | 2.1404 | 2.1404 | 2.1404 | 0 | 0 | 0 | 0 | 0 | 0 | 0 | 0 | 0 | 0 | 0 | 0 | 0 | 0 | 0 | 0 | 0 | 0 | 0 | 0 | 0 | 0 | 0 | 0 | 0 | 0 | 0 | 0 | 0 | 0 | 0 | 0 | 0 | 0 | 0 | 0 | 0 | 0 | 0 | 0 | 0 | 0 | 0 | 0 | 0 | 0 | 0 | 0 | 0 | 0 | 0 | 0 | 0 | 0 | 0 | 0 | 0 | 0 | 0 | 0 | 0 | 0 | 0 | 0 | 0 | 0 | 0 | 0 | 0 | 0 | 0 | 0 | 0 | 0 | 0 | 0 | 0 | 0 | 0 | 0 | 0 | 0 | 0 | 0 | 0 | 0
Gas Boiler - Stack Economizer_Education_New_Boiler with an economizer installed on a exhaust stack | Gas Boiler - Stack Economizer_Education_New | Gas Boiler - Stack Economizer_Commercial_New_The baseline boiler does not have an economizer installed._Boiler with an economizer installed on a exhaust stack | Commercial | Education | New | Space Heating | Natural Gas | Gas Boiler - Stack Economizer | NEQ | The baseline boiler does not have an economizer installed. | 15 | 15 | 15 | 0.06879 | 0 | 0 | 0.15 | 0.55 | Retro1Slow | 0.012666666666666666 | TBD | A | WCM474 | 0.7 | 0.42 | kBtuh heat | 0.0321 | 0 | 0 | 0 | 0 | IL TRM v13 - 4.4.28 - Stack Economizer for Boilers Serving HVAC Loads - CI-HVC-BECO-V03-250101 | Efficiency Maine TRM - 2023.1 - Boiler Stack Heat Exchanger (Boiler Economizer) - AF2. ¦ GDS Associates, Inc. (2009). Natural Gas Energy Efficiency Potential in Massachusetts. Prepared for GasNetworks. | IL TRM v13 - 4.4.28 - Stack Economizer for Boilers Serving HVAC Loads - CI-HVC-BECO-V03-250101 | 0 | 0 | 1.9889 | The baseline boiler does not have an economizer installed. | The baseline boiler does not have an economizer installed. | The baseline boiler does not have an economizer installed. | The baseline boiler does not have an economizer installed. | The baseline boiler does not have an economizer installed. | The baseline boiler does not have an economizer installed. | The baseline boiler does not have an economizer installed. | The baseline boiler does not have an economizer installed. | The baseline boiler does not have an economizer installed. | The baseline boiler does not have an economizer installed. | The baseline boiler does not have an economizer installed. | The baseline boiler does not have an economizer installed. | The baseline boiler does not have an economizer installed. | The baseline boiler does not have an economizer installed. | The baseline boiler does not have an economizer installed. | The baseline boiler does not have an economizer installed. | The baseline boiler does not have an economizer installed. | The baseline boiler does not have an economizer installed. | The baseline boiler does not have an economizer installed. | The baseline boiler does not have an economizer installed. | The baseline boiler does not have an economizer installed. | The baseline boiler does not have an economizer installed. | The baseline boiler does not have an economizer installed. | The baseline boiler does not have an economizer installed. | The baseline boiler does not have an economizer installed. | The baseline boiler does not have an economizer installed. | The baseline boiler does not have an economizer installed. | The baseline boiler does not have an economizer installed. | 0 | 0 | 0 | 0 | 0 | 0 | 0 | 0 | 0 | 0 | 0 | 0 | 0 | 0 | 0 | 0 | 0 | 0 | 0 | 0 | 0 | 0 | 0 | 0 | 0 | 0 | 0 | 0 | 0 | 0 | 0 | 0 | 0 | 0 | 0 | 0 | 0 | 0 | 0 | 0 | 0 | 0 | 0 | 0 | 0 | 0 | 0 | 0 | 0 | 0 | 0 | 0 | 0 | 0 | 0 | 0 | 0 | 0 | 0 | 0 | 0 | 0 | 0 | 0 | 0 | 0 | 0 | 0 | 0 | 0 | 0 | 0 | 0 | 0 | 0 | 0 | 0 | 0 | 0 | 0 | 0 | 0 | 0 | 0 | 0 | 0 | 0 | 0 | 0 | 0 | 0 | 0 | 0 | 0 | 0 | 0 | 0 | 0 | 0 | 0 | 0 | 0 | 0 | 0 | 0 | 0 | 0 | 0 | 0 | 0 | 0 | 0 | Boiler with an economizer installed on a exhaust stack | Boiler with an economizer installed on a exhaust stack | Boiler with an economizer installed on a exhaust stack | Boiler with an economizer installed on a exhaust stack | Boiler with an economizer installed on a exhaust stack | Boiler with an economizer installed on a exhaust stack | Boiler with an economizer installed on a exhaust stack | Boiler with an economizer installed on a exhaust stack | Boiler with an economizer installed on a exhaust stack | Boiler with an economizer installed on a exhaust stack | Boiler with an economizer installed on a exhaust stack | Boiler with an economizer installed on a exhaust stack | Boiler with an economizer installed on a exhaust stack | Boiler with an economizer installed on a exhaust stack | Boiler with an economizer installed on a exhaust stack | Boiler with an economizer installed on a exhaust stack | Boiler with an economizer installed on a exhaust stack | Boiler with an economizer installed on a exhaust stack | Boiler with an economizer installed on a exhaust stack | Boiler with an economizer installed on a exhaust stack | Boiler with an economizer installed on a exhaust stack | Boiler with an economizer installed on a exhaust stack | Boiler with an economizer installed on a exhaust stack | Boiler with an economizer installed on a exhaust stack | Boiler with an economizer installed on a exhaust stack | Boiler with an economizer installed on a exhaust stack | Boiler with an economizer installed on a exhaust stack | Boiler with an economizer installed on a exhaust stack | 1.9889 | 1.9889 | 1.9889 | 1.9889 | 1.9889 | 1.9889 | 1.9889 | 1.9889 | 1.9889 | 1.9889 | 1.9889 | 1.9889 | 1.9889 | 1.9889 | 1.9889 | 1.9889 | 1.9889 | 1.9889 | 1.9889 | 1.9889 | 1.9889 | 1.9889 | 1.9889 | 1.9889 | 1.9889 | 1.9889 | 1.9889 | 1.9889 | 0.0688 | 0.0688 | 0.0688 | 0.0688 | 0.0688 | 0.0688 | 0.0688 | 0.0688 | 0.0688 | 0.0688 | 0.0688 | 0.0688 | 0.0688 | 0.0688 | 0.0688 | 0.0688 | 0.0688 | 0.0688 | 0.0688 | 0.0688 | 0.0688 | 0.0688 | 0.0688 | 0.0688 | 0.0688 | 0.0688 | 0.0688 | 0.0688 | 0 | 0 | 0 | 0 | 0 | 0 | 0 | 0 | 0 | 0 | 0 | 0 | 0 | 0 | 0 | 0 | 0 | 0 | 0 | 0 | 0 | 0 | 0 | 0 | 0 | 0 | 0 | 0 | 0 | 0 | 0 | 0 | 0 | 0 | 0 | 0 | 0 | 0 | 0 | 0 | 0 | 0 | 0 | 0 | 0 | 0 | 0 | 0 | 0 | 0 | 0 | 0 | 0 | 0 | 0 | 0 | 0 | 0 | 0 | 0 | 0 | 0 | 0 | 0 | 0 | 0 | 0 | 0 | 0 | 0 | 0 | 0 | 0 | 0 | 0 | 0 | 0 | 0 | 0 | 0 | 0 | 0 | 0 | 0 | 0 | 0 | 0 | 0 | 0 | 0 | 0 | 0 | 0 | 0 | 0 | 0 | 0 | 0 | 0 | 0 | 0 | 0 | 0 | 0 | 0 | 0 | 0 | 0 | 0 | 0 | 0 | 0 | Boiler with an economizer installed on a exhaust stack | Boiler with an economizer installed on a exhaust stack | Boiler with an economizer installed on a exhaust stack | Boiler with an economizer installed on a exhaust stack | Boiler with an economizer installed on a exhaust stack | Boiler with an economizer installed on a exhaust stack | Boiler with an economizer installed on a exhaust stack | Boiler with an economizer installed on a exhaust stack | Boiler with an economizer installed on a exhaust stack | Boiler with an economizer installed on a exhaust stack | Boiler with an economizer installed on a exhaust stack | Boiler with an economizer installed on a exhaust stack | Boiler with an economizer installed on a exhaust stack | Boiler with an economizer installed on a exhaust stack | Boiler with an economizer installed on a exhaust stack | Boiler with an economizer installed on a exhaust stack | Boiler with an economizer installed on a exhaust stack | Boiler with an economizer installed on a exhaust stack | Boiler with an economizer installed on a exhaust stack | Boiler with an economizer installed on a exhaust stack | Boiler with an economizer installed on a exhaust stack | Boiler with an economizer installed on a exhaust stack | Boiler with an economizer installed on a exhaust stack | Boiler with an economizer installed on a exhaust stack | Boiler with an economizer installed on a exhaust stack | Boiler with an economizer installed on a exhaust stack | Boiler with an economizer installed on a exhaust stack | Boiler with an economizer installed on a exhaust stack | 1.9889 | 1.9889 | 1.9889 | 1.9889 | 1.9889 | 1.9889 | 1.9889 | 1.9889 | 1.9889 | 1.9889 | 1.9889 | 1.9889 | 1.9889 | 1.9889 | 1.9889 | 1.9889 | 1.9889 | 1.9889 | 1.9889 | 1.9889 | 1.9889 | 1.9889 | 1.9889 | 1.9889 | 1.9889 | 1.9889 | 1.9889 | 1.9889 | 0.0688 | 0.0688 | 0.0688 | 0.0688 | 0.0688 | 0.0688 | 0.0688 | 0.0688 | 0.0688 | 0.0688 | 0.0688 | 0.0688 | 0.0688 | 0.0688 | 0.0688 | 0.0688 | 0.0688 | 0.0688 | 0.0688 | 0.0688 | 0.0688 | 0.0688 | 0.0688 | 0.0688 | 0.0688 | 0.0688 | 0.0688 | 0.0688 | 0 | 0 | 0 | 0 | 0 | 0 | 0 | 0 | 0 | 0 | 0 | 0 | 0 | 0 | 0 | 0 | 0 | 0 | 0 | 0 | 0 | 0 | 0 | 0 | 0 | 0 | 0 | 0 | 0 | 0 | 0 | 0 | 0 | 0 | 0 | 0 | 0 | 0 | 0 | 0 | 0 | 0 | 0 | 0 | 0 | 0 | 0 | 0 | 0 | 0 | 0 | 0 | 0 | 0 | 0 | 0 | 0 | 0 | 0 | 0 | 0 | 0 | 0 | 0 | 0 | 0 | 0 | 0 | 0 | 0 | 0 | 0 | 0 | 0 | 0 | 0 | 0 | 0 | 0 | 0 | 0 | 0 | 0 | 0 | 0 | 0
HVAC - Shut Off Damper_Education_New_boiler or furnace with electrically or thermally activated shut off damper installed on either the exhaust flue or combustion air intake | HVAC - Shut Off Damper_Education_New | HVAC - Shut Off Damper_Commercial_New_boiler or furnace that incorporates no shut off damper on the combustion air intake or flue exhaust_boiler or furnace with electrically or thermally activated shut off damper installed on either the exhaust flue or combustion air intake | Commercial | Education | New | Space Heating | Natural Gas | HVAC - Shut Off Damper | NEQ | boiler or furnace that incorporates no shut off damper on the combustion air intake or flue exhaust | 15 | 15 | 15 | 0 | 0 | 0 | 0 | 0.25 | Retro12Med | 3.879925052500492E-06 | TBD | A | WCM473 | 0.7 | 0.42 | BoilerCtrl | 0.0321 | 0 | 0 | 0 | 0 | IL TRM v12 - 4.4.23 - Shut Off Damper for Space Heating Boilers or Furnaces - CI-HVC-SODP-V03-240101 | IL TRM v12 - 4.4.23 - Shut Off Damper for Space Heating Boilers or Furnaces - CI-HVC-SODP-V03-240101 | IL TRM v12 - 4.4.23 - Shut Off Damper for Space Heating Boilers or Furnaces - CI-HVC-SODP-V03-240101 | 0 | 0 | 2242.39 | boiler or furnace that incorporates no shut off damper on the combustion air intake or flue exhaust | boiler or furnace that incorporates no shut off damper on the combustion air intake or flue exhaust | boiler or furnace that incorporates no shut off damper on the combustion air intake or flue exhaust | boiler or furnace that incorporates no shut off damper on the combustion air intake or flue exhaust | boiler or furnace that incorporates no shut off damper on the combustion air intake or flue exhaust | boiler or furnace that incorporates no shut off damper on the combustion air intake or flue exhaust | boiler or furnace that incorporates no shut off damper on the combustion air intake or flue exhaust | boiler or furnace that incorporates no shut off damper on the combustion air intake or flue exhaust | boiler or furnace that incorporates no shut off damper on the combustion air intake or flue exhaust | boiler or furnace that incorporates no shut off damper on the combustion air intake or flue exhaust | boiler or furnace that incorporates no shut off damper on the combustion air intake or flue exhaust | boiler or furnace that incorporates no shut off damper on the combustion air intake or flue exhaust | boiler or furnace that incorporates no shut off damper on the combustion air intake or flue exhaust | boiler or furnace that incorporates no shut off damper on the combustion air intake or flue exhaust | boiler or furnace that incorporates no shut off damper on the combustion air intake or flue exhaust | boiler or furnace that incorporates no shut off damper on the combustion air intake or flue exhaust | boiler or furnace that incorporates no shut off damper on the combustion air intake or flue exhaust | boiler or furnace that incorporates no shut off damper on the combustion air intake or flue exhaust | boiler or furnace that incorporates no shut off damper on the combustion air intake or flue exhaust | boiler or furnace that incorporates no shut off damper on the combustion air intake or flue exhaust | boiler or furnace that incorporates no shut off damper on the combustion air intake or flue exhaust | boiler or furnace that incorporates no shut off damper on the combustion air intake or flue exhaust | boiler or furnace that incorporates no shut off damper on the combustion air intake or flue exhaust | boiler or furnace that incorporates no shut off damper on the combustion air intake or flue exhaust | boiler or furnace that incorporates no shut off damper on the combustion air intake or flue exhaust | boiler or furnace that incorporates no shut off damper on the combustion air intake or flue exhaust | boiler or furnace that incorporates no shut off damper on the combustion air intake or flue exhaust | boiler or furnace that incorporates no shut off damper on the combustion air intake or flue exhaust | 0 | 0 | 0 | 0 | 0 | 0 | 0 | 0 | 0 | 0 | 0 | 0 | 0 | 0 | 0 | 0 | 0 | 0 | 0 | 0 | 0 | 0 | 0 | 0 | 0 | 0 | 0 | 0 | 0 | 0 | 0 | 0 | 0 | 0 | 0 | 0 | 0 | 0 | 0 | 0 | 0 | 0 | 0 | 0 | 0 | 0 | 0 | 0 | 0 | 0 | 0 | 0 | 0 | 0 | 0 | 0 | 0 | 0 | 0 | 0 | 0 | 0 | 0 | 0 | 0 | 0 | 0 | 0 | 0 | 0 | 0 | 0 | 0 | 0 | 0 | 0 | 0 | 0 | 0 | 0 | 0 | 0 | 0 | 0 | 0 | 0 | 0 | 0 | 0 | 0 | 0 | 0 | 0 | 0 | 0 | 0 | 0 | 0 | 0 | 0 | 0 | 0 | 0 | 0 | 0 | 0 | 0 | 0 | 0 | 0 | 0 | 0 | boiler or furnace with electrically or thermally activated shut off damper installed on either the exhaust flue or combustion air intake | boiler or furnace with electrically or thermally activated shut off damper installed on either the exhaust flue or combustion air intake | boiler or furnace with electrically or thermally activated shut off damper installed on either the exhaust flue or combustion air intake | boiler or furnace with electrically or thermally activated shut off damper installed on either the exhaust flue or combustion air intake | boiler or furnace with electrically or thermally activated shut off damper installed on either the exhaust flue or combustion air intake | boiler or furnace with electrically or thermally activated shut off damper installed on either the exhaust flue or combustion air intake | boiler or furnace with electrically or thermally activated shut off damper installed on either the exhaust flue or combustion air intake | boiler or furnace with electrically or thermally activated shut off damper installed on either the exhaust flue or combustion air intake | boiler or furnace with electrically or thermally activated shut off damper installed on either the exhaust flue or combustion air intake | boiler or furnace with electrically or thermally activated shut off damper installed on either the exhaust flue or combustion air intake | boiler or furnace with electrically or thermally activated shut off damper installed on either the exhaust flue or combustion air intake | boiler or furnace with electrically or thermally activated shut off damper installed on either the exhaust flue or combustion air intake | boiler or furnace with electrically or thermally activated shut off damper installed on either the exhaust flue or combustion air intake | boiler or furnace with electrically or thermally activated shut off damper installed on either the exhaust flue or combustion air intake | boiler or furnace with electrically or thermally activated shut off damper installed on either the exhaust flue or combustion air intake | boiler or furnace with electrically or thermally activated shut off damper installed on either the exhaust flue or combustion air intake | boiler or furnace with electrically or thermally activated shut off damper installed on either the exhaust flue or combustion air intake | boiler or furnace with electrically or thermally activated shut off damper installed on either the exhaust flue or combustion air intake | boiler or furnace with electrically or thermally activated shut off damper installed on either the exhaust flue or combustion air intake | boiler or furnace with electrically or thermally activated shut off damper installed on either the exhaust flue or combustion air intake | boiler or furnace with electrically or thermally activated shut off damper installed on either the exhaust flue or combustion air intake | boiler or furnace with electrically or thermally activated shut off damper installed on either the exhaust flue or combustion air intake | boiler or furnace with electrically or thermally activated shut off damper installed on either the exhaust flue or combustion air intake | boiler or furnace with electrically or thermally activated shut off damper installed on either the exhaust flue or combustion air intake | boiler or furnace with electrically or thermally activated shut off damper installed on either the exhaust flue or combustion air intake | boiler or furnace with electrically or thermally activated shut off damper installed on either the exhaust flue or combustion air intake | boiler or furnace with electrically or thermally activated shut off damper installed on either the exhaust flue or combustion air intake | boiler or furnace with electrically or thermally activated shut off damper installed on either the exhaust flue or combustion air intake | 2242.39 | 2242.39 | 2242.39 | 2242.39 | 2242.39 | 2242.39 | 2242.39 | 2242.39 | 2242.39 | 2242.39 | 2242.39 | 2242.39 | 2242.39 | 2242.39 | 2242.39 | 2242.39 | 2242.39 | 2242.39 | 2242.39 | 2242.39 | 2242.39 | 2242.39 | 2242.39 | 2242.39 | 2242.39 | 2242.39 | 2242.39 | 2242.39 | 0 | 0 | 0 | 0 | 0 | 0 | 0 | 0 | 0 | 0 | 0 | 0 | 0 | 0 | 0 | 0 | 0 | 0 | 0 | 0 | 0 | 0 | 0 | 0 | 0 | 0 | 0 | 0 | 0 | 0 | 0 | 0 | 0 | 0 | 0 | 0 | 0 | 0 | 0 | 0 | 0 | 0 | 0 | 0 | 0 | 0 | 0 | 0 | 0 | 0 | 0 | 0 | 0 | 0 | 0 | 0 | 0 | 0 | 0 | 0 | 0 | 0 | 0 | 0 | 0 | 0 | 0 | 0 | 0 | 0 | 0 | 0 | 0 | 0 | 0 | 0 | 0 | 0 | 0 | 0 | 0 | 0 | 0 | 0 | 0 | 0 | 0 | 0 | 0 | 0 | 0 | 0 | 0 | 0 | 0 | 0 | 0 | 0 | 0 | 0 | 0 | 0 | 0 | 0 | 0 | 0 | 0 | 0 | 0 | 0 | 0 | 0 | 0 | 0 | 0 | 0 | 0 | 0 | 0 | 0 | 0 | 0 | 0 | 0 | 0 | 0 | 0 | 0 | 0 | 0 | 0 | 0 | 0 | 0 | 0 | 0 | 0 | 0 | 0 | 0 | boiler or furnace with electrically or thermally activated shut off damper installed on either the exhaust flue or combustion air intake | boiler or furnace with electrically or thermally activated shut off damper installed on either the exhaust flue or combustion air intake | boiler or furnace with electrically or thermally activated shut off damper installed on either the exhaust flue or combustion air intake | boiler or furnace with electrically or thermally activated shut off damper installed on either the exhaust flue or combustion air intake | boiler or furnace with electrically or thermally activated shut off damper installed on either the exhaust flue or combustion air intake | boiler or furnace with electrically or thermally activated shut off damper installed on either the exhaust flue or combustion air intake | boiler or furnace with electrically or thermally activated shut off damper installed on either the exhaust flue or combustion air intake | boiler or furnace with electrically or thermally activated shut off damper installed on either the exhaust flue or combustion air intake | boiler or furnace with electrically or thermally activated shut off damper installed on either the exhaust flue or combustion air intake | boiler or furnace with electrically or thermally activated shut off damper installed on either the exhaust flue or combustion air intake | boiler or furnace with electrically or thermally activated shut off damper installed on either the exhaust flue or combustion air intake | boiler or furnace with electrically or thermally activated shut off damper installed on either the exhaust flue or combustion air intake | boiler or furnace with electrically or thermally activated shut off damper installed on either the exhaust flue or combustion air intake | boiler or furnace with electrically or thermally activated shut off damper installed on either the exhaust flue or combustion air intake | boiler or furnace with electrically or thermally activated shut off damper installed on either the exhaust flue or combustion air intake | boiler or furnace with electrically or thermally activated shut off damper installed on either the exhaust flue or combustion air intake | boiler or furnace with electrically or thermally activated shut off damper installed on either the exhaust flue or combustion air intake | boiler or furnace with electrically or thermally activated shut off damper installed on either the exhaust flue or combustion air intake | boiler or furnace with electrically or thermally activated shut off damper installed on either the exhaust flue or combustion air intake | boiler or furnace with electrically or thermally activated shut off damper installed on either the exhaust flue or combustion air intake | boiler or furnace with electrically or thermally activated shut off damper installed on either the exhaust flue or combustion air intake | boiler or furnace with electrically or thermally activated shut off damper installed on either the exhaust flue or combustion air intake | boiler or furnace with electrically or thermally activated shut off damper installed on either the exhaust flue or combustion air intake | boiler or furnace with electrically or thermally activated shut off damper installed on either the exhaust flue or combustion air intake | boiler or furnace with electrically or thermally activated shut off damper installed on either the exhaust flue or combustion air intake | boiler or furnace with electrically or thermally activated shut off damper installed on either the exhaust flue or combustion air intake | boiler or furnace with electrically or thermally activated shut off damper installed on either the exhaust flue or combustion air intake | boiler or furnace with electrically or thermally activated shut off damper installed on either the exhaust flue or combustion air intake | 2242.39 | 2242.39 | 2242.39 | 2242.39 | 2242.39 | 2242.39 | 2242.39 | 2242.39 | 2242.39 | 2242.39 | 2242.39 | 2242.39 | 2242.39 | 2242.39 | 2242.39 | 2242.39 | 2242.39 | 2242.39 | 2242.39 | 2242.39 | 2242.39 | 2242.39 | 2242.39 | 2242.39 | 2242.39 | 2242.39 | 2242.39 | 2242.39 | 0 | 0 | 0 | 0 | 0 | 0 | 0 | 0 | 0 | 0 | 0 | 0 | 0 | 0 | 0 | 0 | 0 | 0 | 0 | 0 | 0 | 0 | 0 | 0 | 0 | 0 | 0 | 0 | 0 | 0 | 0 | 0 | 0 | 0 | 0 | 0 | 0 | 0 | 0 | 0 | 0 | 0 | 0 | 0 | 0 | 0 | 0 | 0 | 0 | 0 | 0 | 0 | 0 | 0 | 0 | 0 | 0 | 0 | 0 | 0 | 0 | 0 | 0 | 0 | 0 | 0 | 0 | 0 | 0 | 0 | 0 | 0 | 0 | 0 | 0 | 0 | 0 | 0 | 0 | 0 | 0 | 0 | 0 | 0 | 0 | 0 | 0 | 0 | 0 | 0 | 0 | 0 | 0 | 0 | 0 | 0 | 0 | 0 | 0 | 0 | 0 | 0 | 0 | 0 | 0 | 0 | 0 | 0 | 0 | 0 | 0 | 0 | 0 | 0
Gas Boiler - Burner Control Optimization_Education_New_Linkageless/parallel positioning controls with oxygen trim for burner combustion control. | Gas Boiler - Burner Control Optimization_Education_New | Gas Boiler - Burner Control Optimization_Commercial_New_Single point positioning for burner combustion control_Linkageless/parallel positioning controls with oxygen trim for burner combustion control. | Commercial | Education | New | Space Heating | Natural Gas | Gas Boiler - Burner Control Optimization | NEQ | Single point positioning for burner combustion control | 20 | 20 | 20 | 288.0133 | 0 | 0 | 0.05 | 0.85 | Retro5Med | 8.35569166605469E-06 | TBD | A | WCM471 | 0.7 | 0.42 | perbldg | 0.0321 | 0 | 0 | 0 | 0 | IL TRM v12 - 4.4.21 Linkageless Boiler Controls for Space Heating - CI-HVC-LBC-V06-220101 ¦ IL TRM v12 - 4.4.22 Oxygen Trim Controls for Space Heating Boilers - CI-HVC-O2TC-V02-220101 | IL TRM v12 - 4.4.22 Oxygen Trim Controls for Space Heating Boilers - CI-HVC-O2TC-V02-220101 | IL TRM v12 - 4.4.21 Linkageless Boiler Controls for Space Heating - CI-HVC-LBC-V06-220101 ¦ IL TRM v12 - 4.4.22 Oxygen Trim Controls for Space Heating Boilers - CI-HVC-O2TC-V02-220101 | 0 | 0 | 29888.108 | Single point positioning for burner combustion control | Single point positioning for burner combustion control | Single point positioning for burner combustion control | Single point positioning for burner combustion control | Single point positioning for burner combustion control | Single point positioning for burner combustion control | Single point positioning for burner combustion control | Single point positioning for burner combustion control | Single point positioning for burner combustion control | Single point positioning for burner combustion control | Single point positioning for burner combustion control | Single point positioning for burner combustion control | Single point positioning for burner combustion control | Single point positioning for burner combustion control | Single point positioning for burner combustion control | Single point positioning for burner combustion control | Single point positioning for burner combustion control | Single point positioning for burner combustion control | Single point positioning for burner combustion control | Single point positioning for burner combustion control | Single point positioning for burner combustion control | Single point positioning for burner combustion control | Single point positioning for burner combustion control | Single point positioning for burner combustion control | Single point positioning for burner combustion control | Single point positioning for burner combustion control | Single point positioning for burner combustion control | Single point positioning for burner combustion control | 0 | 0 | 0 | 0 | 0 | 0 | 0 | 0 | 0 | 0 | 0 | 0 | 0 | 0 | 0 | 0 | 0 | 0 | 0 | 0 | 0 | 0 | 0 | 0 | 0 | 0 | 0 | 0 | 0 | 0 | 0 | 0 | 0 | 0 | 0 | 0 | 0 | 0 | 0 | 0 | 0 | 0 | 0 | 0 | 0 | 0 | 0 | 0 | 0 | 0 | 0 | 0 | 0 | 0 | 0 | 0 | 0 | 0 | 0 | 0 | 0 | 0 | 0 | 0 | 0 | 0 | 0 | 0 | 0 | 0 | 0 | 0 | 0 | 0 | 0 | 0 | 0 | 0 | 0 | 0 | 0 | 0 | 0 | 0 | 0 | 0 | 0 | 0 | 0 | 0 | 0 | 0 | 0 | 0 | 0 | 0 | 0 | 0 | 0 | 0 | 0 | 0 | 0 | 0 | 0 | 0 | 0 | 0 | 0 | 0 | 0 | 0 | Linkageless/parallel positioning controls with oxygen trim for burner combustion control. | Linkageless/parallel positioning controls with oxygen trim for burner combustion control. | Linkageless/parallel positioning controls with oxygen trim for burner combustion control. | Linkageless/parallel positioning controls with oxygen trim for burner combustion control. | Linkageless/parallel positioning controls with oxygen trim for burner combustion control. | Linkageless/parallel positioning controls with oxygen trim for burner combustion control. | Linkageless/parallel positioning controls with oxygen trim for burner combustion control. | Linkageless/parallel positioning controls with oxygen trim for burner combustion control. | Linkageless/parallel positioning controls with oxygen trim for burner combustion control. | Linkageless/parallel positioning controls with oxygen trim for burner combustion control. | Linkageless/parallel positioning controls with oxygen trim for burner combustion control. | Linkageless/parallel positioning controls with oxygen trim for burner combustion control. | Linkageless/parallel positioning controls with oxygen trim for burner combustion control. | Linkageless/parallel positioning controls with oxygen trim for burner combustion control. | Linkageless/parallel positioning controls with oxygen trim for burner combustion control. | Linkageless/parallel positioning controls with oxygen trim for burner combustion control. | Linkageless/parallel positioning controls with oxygen trim for burner combustion control. | Linkageless/parallel positioning controls with oxygen trim for burner combustion control. | Linkageless/parallel positioning controls with oxygen trim for burner combustion control. | Linkageless/parallel positioning controls with oxygen trim for burner combustion control. | Linkageless/parallel positioning controls with oxygen trim for burner combustion control. | Linkageless/parallel positioning controls with oxygen trim for burner combustion control. | Linkageless/parallel positioning controls with oxygen trim for burner combustion control. | Linkageless/parallel positioning controls with oxygen trim for burner combustion control. | Linkageless/parallel positioning controls with oxygen trim for burner combustion control. | Linkageless/parallel positioning controls with oxygen trim for burner combustion control. | Linkageless/parallel positioning controls with oxygen trim for burner combustion control. | Linkageless/parallel positioning controls with oxygen trim for burner combustion control. | 29888.108 | 29888.108 | 29888.108 | 29888.108 | 29888.108 | 29888.108 | 29888.108 | 29888.108 | 29888.108 | 29888.108 | 29888.108 | 29888.108 | 29888.108 | 29888.108 | 29888.108 | 29888.108 | 29888.108 | 29888.108 | 29888.108 | 29888.108 | 29888.108 | 29888.108 | 29888.108 | 29888.108 | 29888.108 | 29888.108 | 29888.108 | 29888.108 | 288.0133 | 288.0133 | 288.0133 | 288.0133 | 288.0133 | 288.0133 | 288.0133 | 288.0133 | 288.0133 | 288.0133 | 288.0133 | 288.0133 | 288.0133 | 288.0133 | 288.0133 | 288.0133 | 288.0133 | 288.0133 | 288.0133 | 288.0133 | 288.0133 | 288.0133 | 288.0133 | 288.0133 | 288.0133 | 288.0133 | 288.0133 | 288.0133 | 0 | 0 | 0 | 0 | 0 | 0 | 0 | 0 | 0 | 0 | 0 | 0 | 0 | 0 | 0 | 0 | 0 | 0 | 0 | 0 | 0 | 0 | 0 | 0 | 0 | 0 | 0 | 0 | 0 | 0 | 0 | 0 | 0 | 0 | 0 | 0 | 0 | 0 | 0 | 0 | 0 | 0 | 0 | 0 | 0 | 0 | 0 | 0 | 0 | 0 | 0 | 0 | 0 | 0 | 0 | 0 | 0 | 0 | 0 | 0 | 0 | 0 | 0 | 0 | 0 | 0 | 0 | 0 | 0 | 0 | 0 | 0 | 0 | 0 | 0 | 0 | 0 | 0 | 0 | 0 | 0 | 0 | 0 | 0 | 0 | 0 | 0 | 0 | 0 | 0 | 0 | 0 | 0 | 0 | 0 | 0 | 0 | 0 | 0 | 0 | 0 | 0 | 0 | 0 | 0 | 0 | 0 | 0 | 0 | 0 | 0 | 0 | Linkageless/parallel positioning controls with oxygen trim for burner combustion control. | Linkageless/parallel positioning controls with oxygen trim for burner combustion control. | Linkageless/parallel positioning controls with oxygen trim for burner combustion control. | Linkageless/parallel positioning controls with oxygen trim for burner combustion control. | Linkageless/parallel positioning controls with oxygen trim for burner combustion control. | Linkageless/parallel positioning controls with oxygen trim for burner combustion control. | Linkageless/parallel positioning controls with oxygen trim for burner combustion control. | Linkageless/parallel positioning controls with oxygen trim for burner combustion control. | Linkageless/parallel positioning controls with oxygen trim for burner combustion control. | Linkageless/parallel positioning controls with oxygen trim for burner combustion control. | Linkageless/parallel positioning controls with oxygen trim for burner combustion control. | Linkageless/parallel positioning controls with oxygen trim for burner combustion control. | Linkageless/parallel positioning controls with oxygen trim for burner combustion control. | Linkageless/parallel positioning controls with oxygen trim for burner combustion control. | Linkageless/parallel positioning controls with oxygen trim for burner combustion control. | Linkageless/parallel positioning controls with oxygen trim for burner combustion control. | Linkageless/parallel positioning controls with oxygen trim for burner combustion control. | Linkageless/parallel positioning controls with oxygen trim for burner combustion control. | Linkageless/parallel positioning controls with oxygen trim for burner combustion control. | Linkageless/parallel positioning controls with oxygen trim for burner combustion control. | Linkageless/parallel positioning controls with oxygen trim for burner combustion control. | Linkageless/parallel positioning controls with oxygen trim for burner combustion control. | Linkageless/parallel positioning controls with oxygen trim for burner combustion control. | Linkageless/parallel positioning controls with oxygen trim for burner combustion control. | Linkageless/parallel positioning controls with oxygen trim for burner combustion control. | Linkageless/parallel positioning controls with oxygen trim for burner combustion control. | Linkageless/parallel positioning controls with oxygen trim for burner combustion control. | Linkageless/parallel positioning controls with oxygen trim for burner combustion control. | 29888.108 | 29888.108 | 29888.108 | 29888.108 | 29888.108 | 29888.108 | 29888.108 | 29888.108 | 29888.108 | 29888.108 | 29888.108 | 29888.108 | 29888.108 | 29888.108 | 29888.108 | 29888.108 | 29888.108 | 29888.108 | 29888.108 | 29888.108 | 29888.108 | 29888.108 | 29888.108 | 29888.108 | 29888.108 | 29888.108 | 29888.108 | 29888.108 | 288.0133 | 288.0133 | 288.0133 | 288.0133 | 288.0133 | 288.0133 | 288.0133 | 288.0133 | 288.0133 | 288.0133 | 288.0133 | 288.0133 | 288.0133 | 288.0133 | 288.0133 | 288.0133 | 288.0133 | 288.0133 | 288.0133 | 288.0133 | 288.0133 | 288.0133 | 288.0133 | 288.0133 | 288.0133 | 288.0133 | 288.0133 | 288.0133 | 0 | 0 | 0 | 0 | 0 | 0 | 0 | 0 | 0 | 0 | 0 | 0 | 0 | 0 | 0 | 0 | 0 | 0 | 0 | 0 | 0 | 0 | 0 | 0 | 0 | 0 | 0 | 0 | 0 | 0 | 0 | 0 | 0 | 0 | 0 | 0 | 0 | 0 | 0 | 0 | 0 | 0 | 0 | 0 | 0 | 0 | 0 | 0 | 0 | 0 | 0 | 0 | 0 | 0 | 0 | 0 | 0 | 0 | 0 | 0 | 0 | 0 | 0 | 0 | 0 | 0 | 0 | 0 | 0 | 0 | 0 | 0 | 0 | 0 | 0 | 0 | 0 | 0 | 0 | 0 | 0 | 0 | 0 | 0 | 0 | 0
Gas Boiler - Insulate Hot Water Lines_Education_New_Not Applicable Segment or Vintage | Gas Boiler - Insulate Hot Water Lines_Education_New | Gas Boiler - Insulate Hot Water Lines_Commercial_New_Not Applicable Segment or Vintage_Not Applicable Segment or Vintage | Commercial | Education | New | Space Heating | Natural Gas | Gas Boiler - Insulate Hot Water Lines | NEQ | Not Applicable Segment or Vintage | 11 | 11 | 11 | 0 | 0 | 0 | 0 | 0 | Retro5Med | 8.35569166605469E-06 | TBD | A | WCM478 | 0.7 | 0.42 | sqft | 0.0321 | 0 | 0 | 0 | 0 | Not Applicable Segment or Vintage | Not Applicable Segment or Vintage | Not Applicable Segment or Vintage | 0 | 0 | 0 | Not Applicable Segment or Vintage | Not Applicable Segment or Vintage | Not Applicable Segment or Vintage | Not Applicable Segment or Vintage | Not Applicable Segment or Vintage | Not Applicable Segment or Vintage | Not Applicable Segment or Vintage | Not Applicable Segment or Vintage | Not Applicable Segment or Vintage | Not Applicable Segment or Vintage | Not Applicable Segment or Vintage | Not Applicable Segment or Vintage | Not Applicable Segment or Vintage | Not Applicable Segment or Vintage | Not Applicable Segment or Vintage | Not Applicable Segment or Vintage | Not Applicable Segment or Vintage | Not Applicable Segment or Vintage | Not Applicable Segment or Vintage | Not Applicable Segment or Vintage | Not Applicable Segment or Vintage | Not Applicable Segment or Vintage | Not Applicable Segment or Vintage | Not Applicable Segment or Vintage | Not Applicable Segment or Vintage | Not Applicable Segment or Vintage | Not Applicable Segment or Vintage | Not Applicable Segment or Vintage | 0 | 0 | 0 | 0 | 0 | 0 | 0 | 0 | 0 | 0 | 0 | 0 | 0 | 0 | 0 | 0 | 0 | 0 | 0 | 0 | 0 | 0 | 0 | 0 | 0 | 0 | 0 | 0 | 0 | 0 | 0 | 0 | 0 | 0 | 0 | 0 | 0 | 0 | 0 | 0 | 0 | 0 | 0 | 0 | 0 | 0 | 0 | 0 | 0 | 0 | 0 | 0 | 0 | 0 | 0 | 0 | 0 | 0 | 0 | 0 | 0 | 0 | 0 | 0 | 0 | 0 | 0 | 0 | 0 | 0 | 0 | 0 | 0 | 0 | 0 | 0 | 0 | 0 | 0 | 0 | 0 | 0 | 0 | 0 | 0 | 0 | 0 | 0 | 0 | 0 | 0 | 0 | 0 | 0 | 0 | 0 | 0 | 0 | 0 | 0 | 0 | 0 | 0 | 0 | 0 | 0 | 0 | 0 | 0 | 0 | 0 | 0 | Not Applicable Segment or Vintage | Not Applicable Segment or Vintage | Not Applicable Segment or Vintage | Not Applicable Segment or Vintage | Not Applicable Segment or Vintage | Not Applicable Segment or Vintage | Not Applicable Segment or Vintage | Not Applicable Segment or Vintage | Not Applicable Segment or Vintage | Not Applicable Segment or Vintage | Not Applicable Segment or Vintage | Not Applicable Segment or Vintage | Not Applicable Segment or Vintage | Not Applicable Segment or Vintage | Not Applicable Segment or Vintage | Not Applicable Segment or Vintage | Not Applicable Segment or Vintage | Not Applicable Segment or Vintage | Not Applicable Segment or Vintage | Not Applicable Segment or Vintage | Not Applicable Segment or Vintage | Not Applicable Segment or Vintage | Not Applicable Segment or Vintage | Not Applicable Segment or Vintage | Not Applicable Segment or Vintage | Not Applicable Segment or Vintage | Not Applicable Segment or Vintage | Not Applicable Segment or Vintage | 0 | 0 | 0 | 0 | 0 | 0 | 0 | 0 | 0 | 0 | 0 | 0 | 0 | 0 | 0 | 0 | 0 | 0 | 0 | 0 | 0 | 0 | 0 | 0 | 0 | 0 | 0 | 0 | 0 | 0 | 0 | 0 | 0 | 0 | 0 | 0 | 0 | 0 | 0 | 0 | 0 | 0 | 0 | 0 | 0 | 0 | 0 | 0 | 0 | 0 | 0 | 0 | 0 | 0 | 0 | 0 | 0 | 0 | 0 | 0 | 0 | 0 | 0 | 0 | 0 | 0 | 0 | 0 | 0 | 0 | 0 | 0 | 0 | 0 | 0 | 0 | 0 | 0 | 0 | 0 | 0 | 0 | 0 | 0 | 0 | 0 | 0 | 0 | 0 | 0 | 0 | 0 | 0 | 0 | 0 | 0 | 0 | 0 | 0 | 0 | 0 | 0 | 0 | 0 | 0 | 0 | 0 | 0 | 0 | 0 | 0 | 0 | 0 | 0 | 0 | 0 | 0 | 0 | 0 | 0 | 0 | 0 | 0 | 0 | 0 | 0 | 0 | 0 | 0 | 0 | 0 | 0 | 0 | 0 | 0 | 0 | 0 | 0 | 0 | 0 | 0 | 0 | 0 | 0 | 0 | 0 | 0 | 0 | 0 | 0 | 0 | 0 | 0 | 0 | 0 | 0 | 0 | 0 | 0 | 0 | 0 | 0 | 0 | 0 | 0 | 0 | 0 | 0 | Not Applicable Segment or Vintage | Not Applicable Segment or Vintage | Not Applicable Segment or Vintage | Not Applicable Segment or Vintage | Not Applicable Segment or Vintage | Not Applicable Segment or Vintage | Not Applicable Segment or Vintage | Not Applicable Segment or Vintage | Not Applicable Segment or Vintage | Not Applicable Segment or Vintage | Not Applicable Segment or Vintage | Not Applicable Segment or Vintage | Not Applicable Segment or Vintage | Not Applicable Segment or Vintage | Not Applicable Segment or Vintage | Not Applicable Segment or Vintage | Not Applicable Segment or Vintage | Not Applicable Segment or Vintage | Not Applicable Segment or Vintage | Not Applicable Segment or Vintage | Not Applicable Segment or Vintage | Not Applicable Segment or Vintage | Not Applicable Segment or Vintage | Not Applicable Segment or Vintage | Not Applicable Segment or Vintage | Not Applicable Segment or Vintage | Not Applicable Segment or Vintage | Not Applicable Segment or Vintage | 0 | 0 | 0 | 0 | 0 | 0 | 0 | 0 | 0 | 0 | 0 | 0 | 0 | 0 | 0 | 0 | 0 | 0 | 0 | 0 | 0 | 0 | 0 | 0 | 0 | 0 | 0 | 0 | 0 | 0 | 0 | 0 | 0 | 0 | 0 | 0 | 0 | 0 | 0 | 0 | 0 | 0 | 0 | 0 | 0 | 0 | 0 | 0 | 0 | 0 | 0 | 0 | 0 | 0 | 0 | 0 | 0 | 0 | 0 | 0 | 0 | 0 | 0 | 0 | 0 | 0 | 0 | 0 | 0 | 0 | 0 | 0 | 0 | 0 | 0 | 0 | 0 | 0 | 0 | 0 | 0 | 0 | 0 | 0 | 0 | 0 | 0 | 0 | 0 | 0 | 0 | 0 | 0 | 0 | 0 | 0 | 0 | 0 | 0 | 0 | 0 | 0 | 0 | 0 | 0 | 0 | 0 | 0 | 0 | 0 | 0 | 0 | 0 | 0 | 0 | 0 | 0 | 0 | 0 | 0 | 0 | 0 | 0 | 0 | 0 | 0 | 0 | 0 | 0 | 0 | 0 | 0 | 0 | 0 | 0 | 0 | 0 | 0 | 0 | 0 | 0 | 0
Connected Thermostat - ENERGY STAR (1.0)_Education_New_Thermostat with capability to establish a schedule | Connected Thermostat - ENERGY STAR (1.0)_Education_New | Connected Thermostat - ENERGY STAR (1.0)_Commercial_New_Manual or programmable thermostat_Thermostat with capability to establish a schedule | Commercial | Education | New | Space Heating | Natural Gas | Connected Thermostat - ENERGY STAR (1.0) | NEQ | Manual or programmable thermostat | 5 | 5 | 5 | 0 | 0 | 0 | 0.022302 | 0.87389 | Retro5Med | 8.35569166605469E-06 | TBD | A | WCM480 | 0.7 | 0.42 | tonCool | 0.0321 | 0 | 0 | 0 | 0 | RTF Wkbk - ComConnectedThermostats_v2_1 | RTF Wkbk - ComConnectedThermostats_v2_1 | AEG BEST | 0 | 0 | 102.1619 | Manual or programmable thermostat | Manual or programmable thermostat | Manual or programmable thermostat | Manual or programmable thermostat | Manual or programmable thermostat | Manual or programmable thermostat | Manual or programmable thermostat | Manual or programmable thermostat | Manual or programmable thermostat | Manual or programmable thermostat | Manual or programmable thermostat | Manual or programmable thermostat | Manual or programmable thermostat | Manual or programmable thermostat | Manual or programmable thermostat | Manual or programmable thermostat | Manual or programmable thermostat | Manual or programmable thermostat | Manual or programmable thermostat | Manual or programmable thermostat | Manual or programmable thermostat | Manual or programmable thermostat | Manual or programmable thermostat | Manual or programmable thermostat | Manual or programmable thermostat | Manual or programmable thermostat | Manual or programmable thermostat | Manual or programmable thermostat | 0 | 0 | 0 | 0 | 0 | 0 | 0 | 0 | 0 | 0 | 0 | 0 | 0 | 0 | 0 | 0 | 0 | 0 | 0 | 0 | 0 | 0 | 0 | 0 | 0 | 0 | 0 | 0 | 0 | 0 | 0 | 0 | 0 | 0 | 0 | 0 | 0 | 0 | 0 | 0 | 0 | 0 | 0 | 0 | 0 | 0 | 0 | 0 | 0 | 0 | 0 | 0 | 0 | 0 | 0 | 0 | 0 | 0 | 0 | 0 | 0 | 0 | 0 | 0 | 0 | 0 | 0 | 0 | 0 | 0 | 0 | 0 | 0 | 0 | 0 | 0 | 0 | 0 | 0 | 0 | 0 | 0 | 0 | 0 | 0 | 0 | 0 | 0 | 0 | 0 | 0 | 0 | 0 | 0 | 0 | 0 | 0 | 0 | 0 | 0 | 0 | 0 | 0 | 0 | 0 | 0 | 0 | 0 | 0 | 0 | 0 | 0 | Thermostat with capability to establish a schedule | Thermostat with capability to establish a schedule | Thermostat with capability to establish a schedule | Thermostat with capability to establish a schedule | Thermostat with capability to establish a schedule | Thermostat with capability to establish a schedule | Thermostat with capability to establish a schedule | Thermostat with capability to establish a schedule | Thermostat with capability to establish a schedule | Thermostat with capability to establish a schedule | Thermostat with capability to establish a schedule | Thermostat with capability to establish a schedule | Thermostat with capability to establish a schedule | Thermostat with capability to establish a schedule | Thermostat with capability to establish a schedule | Thermostat with capability to establish a schedule | Thermostat with capability to establish a schedule | Thermostat with capability to establish a schedule | Thermostat with capability to establish a schedule | Thermostat with capability to establish a schedule | Thermostat with capability to establish a schedule | Thermostat with capability to establish a schedule | Thermostat with capability to establish a schedule | Thermostat with capability to establish a schedule | Thermostat with capability to establish a schedule | Thermostat with capability to establish a schedule | Thermostat with capability to establish a schedule | Thermostat with capability to establish a schedule | 102.1619 | 102.1619 | 102.1619 | 102.1619 | 102.1619 | 102.1619 | 102.1619 | 102.1619 | 102.1619 | 102.1619 | 102.1619 | 102.1619 | 102.1619 | 102.1619 | 102.1619 | 102.1619 | 102.1619 | 102.1619 | 102.1619 | 102.1619 | 102.1619 | 102.1619 | 102.1619 | 102.1619 | 102.1619 | 102.1619 | 102.1619 | 102.1619 | 0 | 0 | 0 | 0 | 0 | 0 | 0 | 0 | 0 | 0 | 0 | 0 | 0 | 0 | 0 | 0 | 0 | 0 | 0 | 0 | 0 | 0 | 0 | 0 | 0 | 0 | 0 | 0 | 0 | 0 | 0 | 0 | 0 | 0 | 0 | 0 | 0 | 0 | 0 | 0 | 0 | 0 | 0 | 0 | 0 | 0 | 0 | 0 | 0 | 0 | 0 | 0 | 0 | 0 | 0 | 0 | 0 | 0 | 0 | 0 | 0 | 0 | 0 | 0 | 0 | 0 | 0 | 0 | 0 | 0 | 0 | 0 | 0 | 0 | 0 | 0 | 0 | 0 | 0 | 0 | 0 | 0 | 0 | 0 | 0 | 0 | 0 | 0 | 0 | 0 | 0 | 0 | 0 | 0 | 0 | 0 | 0 | 0 | 0 | 0 | 0 | 0 | 0 | 0 | 0 | 0 | 0 | 0 | 0 | 0 | 0 | 0 | 0 | 0 | 0 | 0 | 0 | 0 | 0 | 0 | 0 | 0 | 0 | 0 | 0 | 0 | 0 | 0 | 0 | 0 | 0 | 0 | 0 | 0 | 0 | 0 | 0 | 0 | 0 | 0 | Thermostat with capability to establish a schedule | Thermostat with capability to establish a schedule | Thermostat with capability to establish a schedule | Thermostat with capability to establish a schedule | Thermostat with capability to establish a schedule | Thermostat with capability to establish a schedule | Thermostat with capability to establish a schedule | Thermostat with capability to establish a schedule | Thermostat with capability to establish a schedule | Thermostat with capability to establish a schedule | Thermostat with capability to establish a schedule | Thermostat with capability to establish a schedule | Thermostat with capability to establish a schedule | Thermostat with capability to establish a schedule | Thermostat with capability to establish a schedule | Thermostat with capability to establish a schedule | Thermostat with capability to establish a schedule | Thermostat with capability to establish a schedule | Thermostat with capability to establish a schedule | Thermostat with capability to establish a schedule | Thermostat with capability to establish a schedule | Thermostat with capability to establish a schedule | Thermostat with capability to establish a schedule | Thermostat with capability to establish a schedule | Thermostat with capability to establish a schedule | Thermostat with capability to establish a schedule | Thermostat with capability to establish a schedule | Thermostat with capability to establish a schedule | 102.1619 | 102.1619 | 102.1619 | 102.1619 | 102.1619 | 102.1619 | 102.1619 | 102.1619 | 102.1619 | 102.1619 | 102.1619 | 102.1619 | 102.1619 | 102.1619 | 102.1619 | 102.1619 | 102.1619 | 102.1619 | 102.1619 | 102.1619 | 102.1619 | 102.1619 | 102.1619 | 102.1619 | 102.1619 | 102.1619 | 102.1619 | 102.1619 | 0 | 0 | 0 | 0 | 0 | 0 | 0 | 0 | 0 | 0 | 0 | 0 | 0 | 0 | 0 | 0 | 0 | 0 | 0 | 0 | 0 | 0 | 0 | 0 | 0 | 0 | 0 | 0 | 0 | 0 | 0 | 0 | 0 | 0 | 0 | 0 | 0 | 0 | 0 | 0 | 0 | 0 | 0 | 0 | 0 | 0 | 0 | 0 | 0 | 0 | 0 | 0 | 0 | 0 | 0 | 0 | 0 | 0 | 0 | 0 | 0 | 0 | 0 | 0 | 0 | 0 | 0 | 0 | 0 | 0 | 0 | 0 | 0 | 0 | 0 | 0 | 0 | 0 | 0 | 0 | 0 | 0 | 0 | 0 | 0 | 0 | 0 | 0 | 0 | 0 | 0 | 0 | 0 | 0 | 0 | 0 | 0 | 0 | 0 | 0 | 0 | 0 | 0 | 0 | 0 | 0 | 0 | 0 | 0 | 0 | 0 | 0 | 0 | 0
Gas Boiler - Maintenance_Education_New_Not Applicable Segment or Vintage | Gas Boiler - Maintenance_Education_New | Gas Boiler - Maintenance_Commercial_New_Not Applicable Segment or Vintage_Not Applicable Segment or Vintage | Commercial | Education | New | Space Heating | Natural Gas | Gas Boiler - Maintenance | NEQ | Not Applicable Segment or Vintage | 3 | 3 | 3 | 0 | 0 | 0 | 0 | 0 | Retro5Med | 8.35569166605469E-06 | TBD | A | WCM466 | 0.7 | 0.42 | sqft | 0.0321 | 0 | 0 | 0 | 0 | Not Applicable Segment or Vintage | Not Applicable Segment or Vintage | Not Applicable Segment or Vintage | 0 | 0 | 0 | Not Applicable Segment or Vintage | Not Applicable Segment or Vintage | Not Applicable Segment or Vintage | Not Applicable Segment or Vintage | Not Applicable Segment or Vintage | Not Applicable Segment or Vintage | Not Applicable Segment or Vintage | Not Applicable Segment or Vintage | Not Applicable Segment or Vintage | Not Applicable Segment or Vintage | Not Applicable Segment or Vintage | Not Applicable Segment or Vintage | Not Applicable Segment or Vintage | Not Applicable Segment or Vintage | Not Applicable Segment or Vintage | Not Applicable Segment or Vintage | Not Applicable Segment or Vintage | Not Applicable Segment or Vintage | Not Applicable Segment or Vintage | Not Applicable Segment or Vintage | Not Applicable Segment or Vintage | Not Applicable Segment or Vintage | Not Applicable Segment or Vintage | Not Applicable Segment or Vintage | Not Applicable Segment or Vintage | Not Applicable Segment or Vintage | Not Applicable Segment or Vintage | Not Applicable Segment or Vintage | 0 | 0 | 0 | 0 | 0 | 0 | 0 | 0 | 0 | 0 | 0 | 0 | 0 | 0 | 0 | 0 | 0 | 0 | 0 | 0 | 0 | 0 | 0 | 0 | 0 | 0 | 0 | 0 | 0 | 0 | 0 | 0 | 0 | 0 | 0 | 0 | 0 | 0 | 0 | 0 | 0 | 0 | 0 | 0 | 0 | 0 | 0 | 0 | 0 | 0 | 0 | 0 | 0 | 0 | 0 | 0 | 0 | 0 | 0 | 0 | 0 | 0 | 0 | 0 | 0 | 0 | 0 | 0 | 0 | 0 | 0 | 0 | 0 | 0 | 0 | 0 | 0 | 0 | 0 | 0 | 0 | 0 | 0 | 0 | 0 | 0 | 0 | 0 | 0 | 0 | 0 | 0 | 0 | 0 | 0 | 0 | 0 | 0 | 0 | 0 | 0 | 0 | 0 | 0 | 0 | 0 | 0 | 0 | 0 | 0 | 0 | 0 | Not Applicable Segment or Vintage | Not Applicable Segment or Vintage | Not Applicable Segment or Vintage | Not Applicable Segment or Vintage | Not Applicable Segment or Vintage | Not Applicable Segment or Vintage | Not Applicable Segment or Vintage | Not Applicable Segment or Vintage | Not Applicable Segment or Vintage | Not Applicable Segment or Vintage | Not Applicable Segment or Vintage | Not Applicable Segment or Vintage | Not Applicable Segment or Vintage | Not Applicable Segment or Vintage | Not Applicable Segment or Vintage | Not Applicable Segment or Vintage | Not Applicable Segment or Vintage | Not Applicable Segment or Vintage | Not Applicable Segment or Vintage | Not Applicable Segment or Vintage | Not Applicable Segment or Vintage | Not Applicable Segment or Vintage | Not Applicable Segment or Vintage | Not Applicable Segment or Vintage | Not Applicable Segment or Vintage | Not Applicable Segment or Vintage | Not Applicable Segment or Vintage | Not Applicable Segment or Vintage | 0 | 0 | 0 | 0 | 0 | 0 | 0 | 0 | 0 | 0 | 0 | 0 | 0 | 0 | 0 | 0 | 0 | 0 | 0 | 0 | 0 | 0 | 0 | 0 | 0 | 0 | 0 | 0 | 0 | 0 | 0 | 0 | 0 | 0 | 0 | 0 | 0 | 0 | 0 | 0 | 0 | 0 | 0 | 0 | 0 | 0 | 0 | 0 | 0 | 0 | 0 | 0 | 0 | 0 | 0 | 0 | 0 | 0 | 0 | 0 | 0 | 0 | 0 | 0 | 0 | 0 | 0 | 0 | 0 | 0 | 0 | 0 | 0 | 0 | 0 | 0 | 0 | 0 | 0 | 0 | 0 | 0 | 0 | 0 | 0 | 0 | 0 | 0 | 0 | 0 | 0 | 0 | 0 | 0 | 0 | 0 | 0 | 0 | 0 | 0 | 0 | 0 | 0 | 0 | 0 | 0 | 0 | 0 | 0 | 0 | 0 | 0 | 0 | 0 | 0 | 0 | 0 | 0 | 0 | 0 | 0 | 0 | 0 | 0 | 0 | 0 | 0 | 0 | 0 | 0 | 0 | 0 | 0 | 0 | 0 | 0 | 0 | 0 | 0 | 0 | 0 | 0 | 0 | 0 | 0 | 0 | 0 | 0 | 0 | 0 | 0 | 0 | 0 | 0 | 0 | 0 | 0 | 0 | 0 | 0 | 0 | 0 | 0 | 0 | 0 | 0 | 0 | 0 | Not Applicable Segment or Vintage | Not Applicable Segment or Vintage | Not Applicable Segment or Vintage | Not Applicable Segment or Vintage | Not Applicable Segment or Vintage | Not Applicable Segment or Vintage | Not Applicable Segment or Vintage | Not Applicable Segment or Vintage | Not Applicable Segment or Vintage | Not Applicable Segment or Vintage | Not Applicable Segment or Vintage | Not Applicable Segment or Vintage | Not Applicable Segment or Vintage | Not Applicable Segment or Vintage | Not Applicable Segment or Vintage | Not Applicable Segment or Vintage | Not Applicable Segment or Vintage | Not Applicable Segment or Vintage | Not Applicable Segment or Vintage | Not Applicable Segment or Vintage | Not Applicable Segment or Vintage | Not Applicable Segment or Vintage | Not Applicable Segment or Vintage | Not Applicable Segment or Vintage | Not Applicable Segment or Vintage | Not Applicable Segment or Vintage | Not Applicable Segment or Vintage | Not Applicable Segment or Vintage | 0 | 0 | 0 | 0 | 0 | 0 | 0 | 0 | 0 | 0 | 0 | 0 | 0 | 0 | 0 | 0 | 0 | 0 | 0 | 0 | 0 | 0 | 0 | 0 | 0 | 0 | 0 | 0 | 0 | 0 | 0 | 0 | 0 | 0 | 0 | 0 | 0 | 0 | 0 | 0 | 0 | 0 | 0 | 0 | 0 | 0 | 0 | 0 | 0 | 0 | 0 | 0 | 0 | 0 | 0 | 0 | 0 | 0 | 0 | 0 | 0 | 0 | 0 | 0 | 0 | 0 | 0 | 0 | 0 | 0 | 0 | 0 | 0 | 0 | 0 | 0 | 0 | 0 | 0 | 0 | 0 | 0 | 0 | 0 | 0 | 0 | 0 | 0 | 0 | 0 | 0 | 0 | 0 | 0 | 0 | 0 | 0 | 0 | 0 | 0 | 0 | 0 | 0 | 0 | 0 | 0 | 0 | 0 | 0 | 0 | 0 | 0 | 0 | 0 | 0 | 0 | 0 | 0 | 0 | 0 | 0 | 0 | 0 | 0 | 0 | 0 | 0 | 0 | 0 | 0 | 0 | 0 | 0 | 0 | 0 | 0 | 0 | 0 | 0 | 0 | 0 | 0
Gas Furnace - Maintenance_Education_New_Not Applicable Segment or Vintage | Gas Furnace - Maintenance_Education_New | Gas Furnace - Maintenance_Commercial_New_Not Applicable Segment or Vintage_Not Applicable Segment or Vintage | Commercial | Education | New | Space Heating | Natural Gas | Gas Furnace - Maintenance | NEQ | Not Applicable Segment or Vintage | 3 | 3 | 3 | 0 | 0 | 0 | 0 | 0 | Retro5Med | 8.35569166605469E-06 | TBD | A | WCM467 | 0.7 | 0.42 | sqft | 0.0321 | 0 | 0 | 0 | 0 | Not Applicable Segment or Vintage | Not Applicable Segment or Vintage | Not Applicable Segment or Vintage | 0 | 0 | 0 | Not Applicable Segment or Vintage | Not Applicable Segment or Vintage | Not Applicable Segment or Vintage | Not Applicable Segment or Vintage | Not Applicable Segment or Vintage | Not Applicable Segment or Vintage | Not Applicable Segment or Vintage | Not Applicable Segment or Vintage | Not Applicable Segment or Vintage | Not Applicable Segment or Vintage | Not Applicable Segment or Vintage | Not Applicable Segment or Vintage | Not Applicable Segment or Vintage | Not Applicable Segment or Vintage | Not Applicable Segment or Vintage | Not Applicable Segment or Vintage | Not Applicable Segment or Vintage | Not Applicable Segment or Vintage | Not Applicable Segment or Vintage | Not Applicable Segment or Vintage | Not Applicable Segment or Vintage | Not Applicable Segment or Vintage | Not Applicable Segment or Vintage | Not Applicable Segment or Vintage | Not Applicable Segment or Vintage | Not Applicable Segment or Vintage | Not Applicable Segment or Vintage | Not Applicable Segment or Vintage | 0 | 0 | 0 | 0 | 0 | 0 | 0 | 0 | 0 | 0 | 0 | 0 | 0 | 0 | 0 | 0 | 0 | 0 | 0 | 0 | 0 | 0 | 0 | 0 | 0 | 0 | 0 | 0 | 0 | 0 | 0 | 0 | 0 | 0 | 0 | 0 | 0 | 0 | 0 | 0 | 0 | 0 | 0 | 0 | 0 | 0 | 0 | 0 | 0 | 0 | 0 | 0 | 0 | 0 | 0 | 0 | 0 | 0 | 0 | 0 | 0 | 0 | 0 | 0 | 0 | 0 | 0 | 0 | 0 | 0 | 0 | 0 | 0 | 0 | 0 | 0 | 0 | 0 | 0 | 0 | 0 | 0 | 0 | 0 | 0 | 0 | 0 | 0 | 0 | 0 | 0 | 0 | 0 | 0 | 0 | 0 | 0 | 0 | 0 | 0 | 0 | 0 | 0 | 0 | 0 | 0 | 0 | 0 | 0 | 0 | 0 | 0 | Not Applicable Segment or Vintage | Not Applicable Segment or Vintage | Not Applicable Segment or Vintage | Not Applicable Segment or Vintage | Not Applicable Segment or Vintage | Not Applicable Segment or Vintage | Not Applicable Segment or Vintage | Not Applicable Segment or Vintage | Not Applicable Segment or Vintage | Not Applicable Segment or Vintage | Not Applicable Segment or Vintage | Not Applicable Segment or Vintage | Not Applicable Segment or Vintage | Not Applicable Segment or Vintage | Not Applicable Segment or Vintage | Not Applicable Segment or Vintage | Not Applicable Segment or Vintage | Not Applicable Segment or Vintage | Not Applicable Segment or Vintage | Not Applicable Segment or Vintage | Not Applicable Segment or Vintage | Not Applicable Segment or Vintage | Not Applicable Segment or Vintage | Not Applicable Segment or Vintage | Not Applicable Segment or Vintage | Not Applicable Segment or Vintage | Not Applicable Segment or Vintage | Not Applicable Segment or Vintage | 0 | 0 | 0 | 0 | 0 | 0 | 0 | 0 | 0 | 0 | 0 | 0 | 0 | 0 | 0 | 0 | 0 | 0 | 0 | 0 | 0 | 0 | 0 | 0 | 0 | 0 | 0 | 0 | 0 | 0 | 0 | 0 | 0 | 0 | 0 | 0 | 0 | 0 | 0 | 0 | 0 | 0 | 0 | 0 | 0 | 0 | 0 | 0 | 0 | 0 | 0 | 0 | 0 | 0 | 0 | 0 | 0 | 0 | 0 | 0 | 0 | 0 | 0 | 0 | 0 | 0 | 0 | 0 | 0 | 0 | 0 | 0 | 0 | 0 | 0 | 0 | 0 | 0 | 0 | 0 | 0 | 0 | 0 | 0 | 0 | 0 | 0 | 0 | 0 | 0 | 0 | 0 | 0 | 0 | 0 | 0 | 0 | 0 | 0 | 0 | 0 | 0 | 0 | 0 | 0 | 0 | 0 | 0 | 0 | 0 | 0 | 0 | 0 | 0 | 0 | 0 | 0 | 0 | 0 | 0 | 0 | 0 | 0 | 0 | 0 | 0 | 0 | 0 | 0 | 0 | 0 | 0 | 0 | 0 | 0 | 0 | 0 | 0 | 0 | 0 | 0 | 0 | 0 | 0 | 0 | 0 | 0 | 0 | 0 | 0 | 0 | 0 | 0 | 0 | 0 | 0 | 0 | 0 | 0 | 0 | 0 | 0 | 0 | 0 | 0 | 0 | 0 | 0 | Not Applicable Segment or Vintage | Not Applicable Segment or Vintage | Not Applicable Segment or Vintage | Not Applicable Segment or Vintage | Not Applicable Segment or Vintage | Not Applicable Segment or Vintage | Not Applicable Segment or Vintage | Not Applicable Segment or Vintage | Not Applicable Segment or Vintage | Not Applicable Segment or Vintage | Not Applicable Segment or Vintage | Not Applicable Segment or Vintage | Not Applicable Segment or Vintage | Not Applicable Segment or Vintage | Not Applicable Segment or Vintage | Not Applicable Segment or Vintage | Not Applicable Segment or Vintage | Not Applicable Segment or Vintage | Not Applicable Segment or Vintage | Not Applicable Segment or Vintage | Not Applicable Segment or Vintage | Not Applicable Segment or Vintage | Not Applicable Segment or Vintage | Not Applicable Segment or Vintage | Not Applicable Segment or Vintage | Not Applicable Segment or Vintage | Not Applicable Segment or Vintage | Not Applicable Segment or Vintage | 0 | 0 | 0 | 0 | 0 | 0 | 0 | 0 | 0 | 0 | 0 | 0 | 0 | 0 | 0 | 0 | 0 | 0 | 0 | 0 | 0 | 0 | 0 | 0 | 0 | 0 | 0 | 0 | 0 | 0 | 0 | 0 | 0 | 0 | 0 | 0 | 0 | 0 | 0 | 0 | 0 | 0 | 0 | 0 | 0 | 0 | 0 | 0 | 0 | 0 | 0 | 0 | 0 | 0 | 0 | 0 | 0 | 0 | 0 | 0 | 0 | 0 | 0 | 0 | 0 | 0 | 0 | 0 | 0 | 0 | 0 | 0 | 0 | 0 | 0 | 0 | 0 | 0 | 0 | 0 | 0 | 0 | 0 | 0 | 0 | 0 | 0 | 0 | 0 | 0 | 0 | 0 | 0 | 0 | 0 | 0 | 0 | 0 | 0 | 0 | 0 | 0 | 0 | 0 | 0 | 0 | 0 | 0 | 0 | 0 | 0 | 0 | 0 | 0 | 0 | 0 | 0 | 0 | 0 | 0 | 0 | 0 | 0 | 0 | 0 | 0 | 0 | 0 | 0 | 0 | 0 | 0 | 0 | 0 | 0 | 0 | 0 | 0 | 0 | 0 | 0 | 0
Gas Boiler - Thermostatic Radiator Valves_Education_New_TRV installed on an existing hydronic or steam heated radiator | Gas Boiler - Thermostatic Radiator Valves_Education_New | Gas Boiler - Thermostatic Radiator Valves_Commercial_New_existing hydronic or steam heated radiator without a TRV installed_TRV installed on an existing hydronic or steam heated radiator | Commercial | Education | New | Space Heating | Natural Gas | Gas Boiler - Thermostatic Radiator Valves | NEQ | existing hydronic or steam heated radiator without a TRV installed | 15 | 15 | 15 | 50 | 0 | 0 | 0 | 0.25 | Retro1Slow | 0.012666666666666666 | TBD | A | WCM475 | 0.7 | 0.42 | radiator | 0.0321 | 0 | 0 | 0 | 0 | IL TRM v12 - 5.3.19 - Thermostatic Radiator Valves - Provisional Measure - RS-HVC-TRVS-V01-210101 | AEG Market Research 2024 | IL TRM v12 - 5.3.19 - Thermostatic Radiator Valves - Provisional Measure - RS-HVC-TRVS-V01-210101 | 0 | 0 | 69.6607 | existing hydronic or steam heated radiator without a TRV installed | existing hydronic or steam heated radiator without a TRV installed | existing hydronic or steam heated radiator without a TRV installed | existing hydronic or steam heated radiator without a TRV installed | existing hydronic or steam heated radiator without a TRV installed | existing hydronic or steam heated radiator without a TRV installed | existing hydronic or steam heated radiator without a TRV installed | existing hydronic or steam heated radiator without a TRV installed | existing hydronic or steam heated radiator without a TRV installed | existing hydronic or steam heated radiator without a TRV installed | existing hydronic or steam heated radiator without a TRV installed | existing hydronic or steam heated radiator without a TRV installed | existing hydronic or steam heated radiator without a TRV installed | existing hydronic or steam heated radiator without a TRV installed | existing hydronic or steam heated radiator without a TRV installed | existing hydronic or steam heated radiator without a TRV installed | existing hydronic or steam heated radiator without a TRV installed | existing hydronic or steam heated radiator without a TRV installed | existing hydronic or steam heated radiator without a TRV installed | existing hydronic or steam heated radiator without a TRV installed | existing hydronic or steam heated radiator without a TRV installed | existing hydronic or steam heated radiator without a TRV installed | existing hydronic or steam heated radiator without a TRV installed | existing hydronic or steam heated radiator without a TRV installed | existing hydronic or steam heated radiator without a TRV installed | existing hydronic or steam heated radiator without a TRV installed | existing hydronic or steam heated radiator without a TRV installed | existing hydronic or steam heated radiator without a TRV installed | 0 | 0 | 0 | 0 | 0 | 0 | 0 | 0 | 0 | 0 | 0 | 0 | 0 | 0 | 0 | 0 | 0 | 0 | 0 | 0 | 0 | 0 | 0 | 0 | 0 | 0 | 0 | 0 | 0 | 0 | 0 | 0 | 0 | 0 | 0 | 0 | 0 | 0 | 0 | 0 | 0 | 0 | 0 | 0 | 0 | 0 | 0 | 0 | 0 | 0 | 0 | 0 | 0 | 0 | 0 | 0 | 0 | 0 | 0 | 0 | 0 | 0 | 0 | 0 | 0 | 0 | 0 | 0 | 0 | 0 | 0 | 0 | 0 | 0 | 0 | 0 | 0 | 0 | 0 | 0 | 0 | 0 | 0 | 0 | 0 | 0 | 0 | 0 | 0 | 0 | 0 | 0 | 0 | 0 | 0 | 0 | 0 | 0 | 0 | 0 | 0 | 0 | 0 | 0 | 0 | 0 | 0 | 0 | 0 | 0 | 0 | 0 | TRV installed on an existing hydronic or steam heated radiator | TRV installed on an existing hydronic or steam heated radiator | TRV installed on an existing hydronic or steam heated radiator | TRV installed on an existing hydronic or steam heated radiator | TRV installed on an existing hydronic or steam heated radiator | TRV installed on an existing hydronic or steam heated radiator | TRV installed on an existing hydronic or steam heated radiator | TRV installed on an existing hydronic or steam heated radiator | TRV installed on an existing hydronic or steam heated radiator | TRV installed on an existing hydronic or steam heated radiator | TRV installed on an existing hydronic or steam heated radiator | TRV installed on an existing hydronic or steam heated radiator | TRV installed on an existing hydronic or steam heated radiator | TRV installed on an existing hydronic or steam heated radiator | TRV installed on an existing hydronic or steam heated radiator | TRV installed on an existing hydronic or steam heated radiator | TRV installed on an existing hydronic or steam heated radiator | TRV installed on an existing hydronic or steam heated radiator | TRV installed on an existing hydronic or steam heated radiator | TRV installed on an existing hydronic or steam heated radiator | TRV installed on an existing hydronic or steam heated radiator | TRV installed on an existing hydronic or steam heated radiator | TRV installed on an existing hydronic or steam heated radiator | TRV installed on an existing hydronic or steam heated radiator | TRV installed on an existing hydronic or steam heated radiator | TRV installed on an existing hydronic or steam heated radiator | TRV installed on an existing hydronic or steam heated radiator | TRV installed on an existing hydronic or steam heated radiator | 69.6607 | 69.6607 | 69.6607 | 69.6607 | 69.6607 | 69.6607 | 69.6607 | 69.6607 | 69.6607 | 69.6607 | 69.6607 | 69.6607 | 69.6607 | 69.6607 | 69.6607 | 69.6607 | 69.6607 | 69.6607 | 69.6607 | 69.6607 | 69.6607 | 69.6607 | 69.6607 | 69.6607 | 69.6607 | 69.6607 | 69.6607 | 69.6607 | 50 | 50 | 50 | 50 | 50 | 50 | 50 | 50 | 50 | 50 | 50 | 50 | 50 | 50 | 50 | 50 | 50 | 50 | 50 | 50 | 50 | 50 | 50 | 50 | 50 | 50 | 50 | 50 | 0 | 0 | 0 | 0 | 0 | 0 | 0 | 0 | 0 | 0 | 0 | 0 | 0 | 0 | 0 | 0 | 0 | 0 | 0 | 0 | 0 | 0 | 0 | 0 | 0 | 0 | 0 | 0 | 0 | 0 | 0 | 0 | 0 | 0 | 0 | 0 | 0 | 0 | 0 | 0 | 0 | 0 | 0 | 0 | 0 | 0 | 0 | 0 | 0 | 0 | 0 | 0 | 0 | 0 | 0 | 0 | 0 | 0 | 0 | 0 | 0 | 0 | 0 | 0 | 0 | 0 | 0 | 0 | 0 | 0 | 0 | 0 | 0 | 0 | 0 | 0 | 0 | 0 | 0 | 0 | 0 | 0 | 0 | 0 | 0 | 0 | 0 | 0 | 0 | 0 | 0 | 0 | 0 | 0 | 0 | 0 | 0 | 0 | 0 | 0 | 0 | 0 | 0 | 0 | 0 | 0 | 0 | 0 | 0 | 0 | 0 | 0 | TRV installed on an existing hydronic or steam heated radiator | TRV installed on an existing hydronic or steam heated radiator | TRV installed on an existing hydronic or steam heated radiator | TRV installed on an existing hydronic or steam heated radiator | TRV installed on an existing hydronic or steam heated radiator | TRV installed on an existing hydronic or steam heated radiator | TRV installed on an existing hydronic or steam heated radiator | TRV installed on an existing hydronic or steam heated radiator | TRV installed on an existing hydronic or steam heated radiator | TRV installed on an existing hydronic or steam heated radiator | TRV installed on an existing hydronic or steam heated radiator | TRV installed on an existing hydronic or steam heated radiator | TRV installed on an existing hydronic or steam heated radiator | TRV installed on an existing hydronic or steam heated radiator | TRV installed on an existing hydronic or steam heated radiator | TRV installed on an existing hydronic or steam heated radiator | TRV installed on an existing hydronic or steam heated radiator | TRV installed on an existing hydronic or steam heated radiator | TRV installed on an existing hydronic or steam heated radiator | TRV installed on an existing hydronic or steam heated radiator | TRV installed on an existing hydronic or steam heated radiator | TRV installed on an existing hydronic or steam heated radiator | TRV installed on an existing hydronic or steam heated radiator | TRV installed on an existing hydronic or steam heated radiator | TRV installed on an existing hydronic or steam heated radiator | TRV installed on an existing hydronic or steam heated radiator | TRV installed on an existing hydronic or steam heated radiator | TRV installed on an existing hydronic or steam heated radiator | 69.6607 | 69.6607 | 69.6607 | 69.6607 | 69.6607 | 69.6607 | 69.6607 | 69.6607 | 69.6607 | 69.6607 | 69.6607 | 69.6607 | 69.6607 | 69.6607 | 69.6607 | 69.6607 | 69.6607 | 69.6607 | 69.6607 | 69.6607 | 69.6607 | 69.6607 | 69.6607 | 69.6607 | 69.6607 | 69.6607 | 69.6607 | 69.6607 | 50 | 50 | 50 | 50 | 50 | 50 | 50 | 50 | 50 | 50 | 50 | 50 | 50 | 50 | 50 | 50 | 50 | 50 | 50 | 50 | 50 | 50 | 50 | 50 | 50 | 50 | 50 | 50 | 0 | 0 | 0 | 0 | 0 | 0 | 0 | 0 | 0 | 0 | 0 | 0 | 0 | 0 | 0 | 0 | 0 | 0 | 0 | 0 | 0 | 0 | 0 | 0 | 0 | 0 | 0 | 0 | 0 | 0 | 0 | 0 | 0 | 0 | 0 | 0 | 0 | 0 | 0 | 0 | 0 | 0 | 0 | 0 | 0 | 0 | 0 | 0 | 0 | 0 | 0 | 0 | 0 | 0 | 0 | 0 | 0 | 0 | 0 | 0 | 0 | 0 | 0 | 0 | 0 | 0 | 0 | 0 | 0 | 0 | 0 | 0 | 0 | 0 | 0 | 0 | 0 | 0 | 0 | 0 | 0 | 0 | 0 | 0 | 0 | 0
HVAC - Energy Recovery Ventilator_Education_New_unitary equipment that incorporates energy recovery not required by the IECC 2012/2015/2018/2021 | HVAC - Energy Recovery Ventilator_Education_New | HVAC - Energy Recovery Ventilator_Commercial_New_unitary equipment not required by IECC 2012/2015/2018/2021 to incorporate energy recovery_unitary equipment that incorporates energy recovery not required by the IECC 2012/2015/2018/2021 | Commercial | Education | New | Space Heating | Natural Gas | HVAC - Energy Recovery Ventilator | NEQ | unitary equipment not required by IECC 2012/2015/2018/2021 to incorporate energy recovery | 15 | 15 | 15 | 0 | 0 | 0 | 0 | 0.1 | Retro1Slow | 0.012666666666666666 | TBD | A | WCM457 | 0.7 | 0.42 | CFM | 0.0321 | 0 | 0 | 0 | 0 | IL TRM v13 - 4.4.27 - Energy Recovery Ventilator - CI-HVC-ERVE-V07-250101 | IL TRM v13 - 4.4.27 - Energy Recovery Ventilator - CI-HVC-ERVE-V07-250101 | IL TRM v13 - 4.4.27 - Energy Recovery Ventilator - CI-HVC-ERVE-V07-250101 | 0 | 0 | 0.61453 | unitary equipment not required by IECC 2012/2015/2018/2021 to incorporate energy recovery | unitary equipment not required by IECC 2012/2015/2018/2021 to incorporate energy recovery | unitary equipment not required by IECC 2012/2015/2018/2021 to incorporate energy recovery | unitary equipment not required by IECC 2012/2015/2018/2021 to incorporate energy recovery | unitary equipment not required by IECC 2012/2015/2018/2021 to incorporate energy recovery | unitary equipment not required by IECC 2012/2015/2018/2021 to incorporate energy recovery | unitary equipment not required by IECC 2012/2015/2018/2021 to incorporate energy recovery | unitary equipment not required by IECC 2012/2015/2018/2021 to incorporate energy recovery | unitary equipment not required by IECC 2012/2015/2018/2021 to incorporate energy recovery | unitary equipment not required by IECC 2012/2015/2018/2021 to incorporate energy recovery | unitary equipment not required by IECC 2012/2015/2018/2021 to incorporate energy recovery | unitary equipment not required by IECC 2012/2015/2018/2021 to incorporate energy recovery | unitary equipment not required by IECC 2012/2015/2018/2021 to incorporate energy recovery | unitary equipment not required by IECC 2012/2015/2018/2021 to incorporate energy recovery | unitary equipment not required by IECC 2012/2015/2018/2021 to incorporate energy recovery | unitary equipment not required by IECC 2012/2015/2018/2021 to incorporate energy recovery | unitary equipment not required by IECC 2012/2015/2018/2021 to incorporate energy recovery | unitary equipment not required by IECC 2012/2015/2018/2021 to incorporate energy recovery | unitary equipment not required by IECC 2012/2015/2018/2021 to incorporate energy recovery | unitary equipment not required by IECC 2012/2015/2018/2021 to incorporate energy recovery | unitary equipment not required by IECC 2012/2015/2018/2021 to incorporate energy recovery | unitary equipment not required by IECC 2012/2015/2018/2021 to incorporate energy recovery | unitary equipment not required by IECC 2012/2015/2018/2021 to incorporate energy recovery | unitary equipment not required by IECC 2012/2015/2018/2021 to incorporate energy recovery | unitary equipment not required by IECC 2012/2015/2018/2021 to incorporate energy recovery | unitary equipment not required by IECC 2012/2015/2018/2021 to incorporate energy recovery | unitary equipment not required by IECC 2012/2015/2018/2021 to incorporate energy recovery | unitary equipment not required by IECC 2012/2015/2018/2021 to incorporate energy recovery | 0 | 0 | 0 | 0 | 0 | 0 | 0 | 0 | 0 | 0 | 0 | 0 | 0 | 0 | 0 | 0 | 0 | 0 | 0 | 0 | 0 | 0 | 0 | 0 | 0 | 0 | 0 | 0 | 0 | 0 | 0 | 0 | 0 | 0 | 0 | 0 | 0 | 0 | 0 | 0 | 0 | 0 | 0 | 0 | 0 | 0 | 0 | 0 | 0 | 0 | 0 | 0 | 0 | 0 | 0 | 0 | 0 | 0 | 0 | 0 | 0 | 0 | 0 | 0 | 0 | 0 | 0 | 0 | 0 | 0 | 0 | 0 | 0 | 0 | 0 | 0 | 0 | 0 | 0 | 0 | 0 | 0 | 0 | 0 | 0 | 0 | 0 | 0 | 0 | 0 | 0 | 0 | 0 | 0 | 0 | 0 | 0 | 0 | 0 | 0 | 0 | 0 | 0 | 0 | 0 | 0 | 0 | 0 | 0 | 0 | 0 | 0 | unitary equipment that incorporates energy recovery not required by the IECC 2012/2015/2018/2021 | unitary equipment that incorporates energy recovery not required by the IECC 2012/2015/2018/2021 | unitary equipment that incorporates energy recovery not required by the IECC 2012/2015/2018/2021 | unitary equipment that incorporates energy recovery not required by the IECC 2012/2015/2018/2021 | unitary equipment that incorporates energy recovery not required by the IECC 2012/2015/2018/2021 | unitary equipment that incorporates energy recovery not required by the IECC 2012/2015/2018/2021 | unitary equipment that incorporates energy recovery not required by the IECC 2012/2015/2018/2021 | unitary equipment that incorporates energy recovery not required by the IECC 2012/2015/2018/2021 | unitary equipment that incorporates energy recovery not required by the IECC 2012/2015/2018/2021 | unitary equipment that incorporates energy recovery not required by the IECC 2012/2015/2018/2021 | unitary equipment that incorporates energy recovery not required by the IECC 2012/2015/2018/2021 | unitary equipment that incorporates energy recovery not required by the IECC 2012/2015/2018/2021 | unitary equipment that incorporates energy recovery not required by the IECC 2012/2015/2018/2021 | unitary equipment that incorporates energy recovery not required by the IECC 2012/2015/2018/2021 | unitary equipment that incorporates energy recovery not required by the IECC 2012/2015/2018/2021 | unitary equipment that incorporates energy recovery not required by the IECC 2012/2015/2018/2021 | unitary equipment that incorporates energy recovery not required by the IECC 2012/2015/2018/2021 | unitary equipment that incorporates energy recovery not required by the IECC 2012/2015/2018/2021 | unitary equipment that incorporates energy recovery not required by the IECC 2012/2015/2018/2021 | unitary equipment that incorporates energy recovery not required by the IECC 2012/2015/2018/2021 | unitary equipment that incorporates energy recovery not required by the IECC 2012/2015/2018/2021 | unitary equipment that incorporates energy recovery not required by the IECC 2012/2015/2018/2021 | unitary equipment that incorporates energy recovery not required by the IECC 2012/2015/2018/2021 | unitary equipment that incorporates energy recovery not required by the IECC 2012/2015/2018/2021 | unitary equipment that incorporates energy recovery not required by the IECC 2012/2015/2018/2021 | unitary equipment that incorporates energy recovery not required by the IECC 2012/2015/2018/2021 | unitary equipment that incorporates energy recovery not required by the IECC 2012/2015/2018/2021 | unitary equipment that incorporates energy recovery not required by the IECC 2012/2015/2018/2021 | 0.6145 | 0.6145 | 0.6145 | 0.6145 | 0.6145 | 0.6145 | 0.6145 | 0.6145 | 0.6145 | 0.6145 | 0.6145 | 0.6145 | 0.6145 | 0.6145 | 0.6145 | 0.6145 | 0.6145 | 0.6145 | 0.6145 | 0.6145 | 0.6145 | 0.6145 | 0.6145 | 0.6145 | 0.6145 | 0.6145 | 0.6145 | 0.6145 | 0 | 0 | 0 | 0 | 0 | 0 | 0 | 0 | 0 | 0 | 0 | 0 | 0 | 0 | 0 | 0 | 0 | 0 | 0 | 0 | 0 | 0 | 0 | 0 | 0 | 0 | 0 | 0 | 0 | 0 | 0 | 0 | 0 | 0 | 0 | 0 | 0 | 0 | 0 | 0 | 0 | 0 | 0 | 0 | 0 | 0 | 0 | 0 | 0 | 0 | 0 | 0 | 0 | 0 | 0 | 0 | 0 | 0 | 0 | 0 | 0 | 0 | 0 | 0 | 0 | 0 | 0 | 0 | 0 | 0 | 0 | 0 | 0 | 0 | 0 | 0 | 0 | 0 | 0 | 0 | 0 | 0 | 0 | 0 | 0 | 0 | 0 | 0 | 0 | 0 | 0 | 0 | 0 | 0 | 0 | 0 | 0 | 0 | 0 | 0 | 0 | 0 | 0 | 0 | 0 | 0 | 0 | 0 | 0 | 0 | 0 | 0 | 0 | 0 | 0 | 0 | 0 | 0 | 0 | 0 | 0 | 0 | 0 | 0 | 0 | 0 | 0 | 0 | 0 | 0 | 0 | 0 | 0 | 0 | 0 | 0 | 0 | 0 | 0 | 0 | unitary equipment that incorporates energy recovery not required by the IECC 2012/2015/2018/2021 | unitary equipment that incorporates energy recovery not required by the IECC 2012/2015/2018/2021 | unitary equipment that incorporates energy recovery not required by the IECC 2012/2015/2018/2021 | unitary equipment that incorporates energy recovery not required by the IECC 2012/2015/2018/2021 | unitary equipment that incorporates energy recovery not required by the IECC 2012/2015/2018/2021 | unitary equipment that incorporates energy recovery not required by the IECC 2012/2015/2018/2021 | unitary equipment that incorporates energy recovery not required by the IECC 2012/2015/2018/2021 | unitary equipment that incorporates energy recovery not required by the IECC 2012/2015/2018/2021 | unitary equipment that incorporates energy recovery not required by the IECC 2012/2015/2018/2021 | unitary equipment that incorporates energy recovery not required by the IECC 2012/2015/2018/2021 | unitary equipment that incorporates energy recovery not required by the IECC 2012/2015/2018/2021 | unitary equipment that incorporates energy recovery not required by the IECC 2012/2015/2018/2021 | unitary equipment that incorporates energy recovery not required by the IECC 2012/2015/2018/2021 | unitary equipment that incorporates energy recovery not required by the IECC 2012/2015/2018/2021 | unitary equipment that incorporates energy recovery not required by the IECC 2012/2015/2018/2021 | unitary equipment that incorporates energy recovery not required by the IECC 2012/2015/2018/2021 | unitary equipment that incorporates energy recovery not required by the IECC 2012/2015/2018/2021 | unitary equipment that incorporates energy recovery not required by the IECC 2012/2015/2018/2021 | unitary equipment that incorporates energy recovery not required by the IECC 2012/2015/2018/2021 | unitary equipment that incorporates energy recovery not required by the IECC 2012/2015/2018/2021 | unitary equipment that incorporates energy recovery not required by the IECC 2012/2015/2018/2021 | unitary equipment that incorporates energy recovery not required by the IECC 2012/2015/2018/2021 | unitary equipment that incorporates energy recovery not required by the IECC 2012/2015/2018/2021 | unitary equipment that incorporates energy recovery not required by the IECC 2012/2015/2018/2021 | unitary equipment that incorporates energy recovery not required by the IECC 2012/2015/2018/2021 | unitary equipment that incorporates energy recovery not required by the IECC 2012/2015/2018/2021 | unitary equipment that incorporates energy recovery not required by the IECC 2012/2015/2018/2021 | unitary equipment that incorporates energy recovery not required by the IECC 2012/2015/2018/2021 | 0.6145 | 0.6145 | 0.6145 | 0.6145 | 0.6145 | 0.6145 | 0.6145 | 0.6145 | 0.6145 | 0.6145 | 0.6145 | 0.6145 | 0.6145 | 0.6145 | 0.6145 | 0.6145 | 0.6145 | 0.6145 | 0.6145 | 0.6145 | 0.6145 | 0.6145 | 0.6145 | 0.6145 | 0.6145 | 0.6145 | 0.6145 | 0.6145 | 0 | 0 | 0 | 0 | 0 | 0 | 0 | 0 | 0 | 0 | 0 | 0 | 0 | 0 | 0 | 0 | 0 | 0 | 0 | 0 | 0 | 0 | 0 | 0 | 0 | 0 | 0 | 0 | 0 | 0 | 0 | 0 | 0 | 0 | 0 | 0 | 0 | 0 | 0 | 0 | 0 | 0 | 0 | 0 | 0 | 0 | 0 | 0 | 0 | 0 | 0 | 0 | 0 | 0 | 0 | 0 | 0 | 0 | 0 | 0 | 0 | 0 | 0 | 0 | 0 | 0 | 0 | 0 | 0 | 0 | 0 | 0 | 0 | 0 | 0 | 0 | 0 | 0 | 0 | 0 | 0 | 0 | 0 | 0 | 0 | 0 | 0 | 0 | 0 | 0 | 0 | 0 | 0 | 0 | 0 | 0 | 0 | 0 | 0 | 0 | 0 | 0 | 0 | 0 | 0 | 0 | 0 | 0 | 0 | 0 | 0 | 0 | 0 | 0
Infiltration Control - Loading Dock Sealing_Education_New_Dock doors with compression seals or shelters to form tight seal | Infiltration Control - Loading Dock Sealing_Education_New | Infiltration Control - Loading Dock Sealing_Commercial_New_Dock doors with no seals or shelters installed_Dock doors with compression seals or shelters to form tight seal | Commercial | Education | New | Space Heating | Natural Gas | Infiltration Control - Loading Dock Sealing | NEQ | Dock doors with no seals or shelters installed | 15 | 15 | 15 | 0 | 0 | 0 | 0 | 0 | RetroEven20 | 0.03333333333333333 | TBD | A | WCM460 | 0.7 | 0.42 | perbldg | 0.0321 | 0 | 0 | 0 | 0 | IL TRM v13 - 4.8.6 - Dock Door Seals and Shelter - CI-MSC-DDSS-V01-230101 | IL TRM v13 - 4.8.6 - Dock Door Seals and Shelter - CI-MSC-DDSS-V01-230101 | IL TRM v13 - 4.8.6 - Dock Door Seals and Shelter - CI-MSC-DDSS-V01-230101 | 0 | 0 | 4809.9603 | Dock doors with no seals or shelters installed | Dock doors with no seals or shelters installed | Dock doors with no seals or shelters installed | Dock doors with no seals or shelters installed | Dock doors with no seals or shelters installed | Dock doors with no seals or shelters installed | Dock doors with no seals or shelters installed | Dock doors with no seals or shelters installed | Dock doors with no seals or shelters installed | Dock doors with no seals or shelters installed | Dock doors with no seals or shelters installed | Dock doors with no seals or shelters installed | Dock doors with no seals or shelters installed | Dock doors with no seals or shelters installed | Dock doors with no seals or shelters installed | Dock doors with no seals or shelters installed | Dock doors with no seals or shelters installed | Dock doors with no seals or shelters installed | Dock doors with no seals or shelters installed | Dock doors with no seals or shelters installed | Dock doors with no seals or shelters installed | Dock doors with no seals or shelters installed | Dock doors with no seals or shelters installed | Dock doors with no seals or shelters installed | Dock doors with no seals or shelters installed | Dock doors with no seals or shelters installed | Dock doors with no seals or shelters installed | Dock doors with no seals or shelters installed | 0 | 0 | 0 | 0 | 0 | 0 | 0 | 0 | 0 | 0 | 0 | 0 | 0 | 0 | 0 | 0 | 0 | 0 | 0 | 0 | 0 | 0 | 0 | 0 | 0 | 0 | 0 | 0 | 0 | 0 | 0 | 0 | 0 | 0 | 0 | 0 | 0 | 0 | 0 | 0 | 0 | 0 | 0 | 0 | 0 | 0 | 0 | 0 | 0 | 0 | 0 | 0 | 0 | 0 | 0 | 0 | 0 | 0 | 0 | 0 | 0 | 0 | 0 | 0 | 0 | 0 | 0 | 0 | 0 | 0 | 0 | 0 | 0 | 0 | 0 | 0 | 0 | 0 | 0 | 0 | 0 | 0 | 0 | 0 | 0 | 0 | 0 | 0 | 0 | 0 | 0 | 0 | 0 | 0 | 0 | 0 | 0 | 0 | 0 | 0 | 0 | 0 | 0 | 0 | 0 | 0 | 0 | 0 | 0 | 0 | 0 | 0 | Dock doors with compression seals or shelters to form tight seal | Dock doors with compression seals or shelters to form tight seal | Dock doors with compression seals or shelters to form tight seal | Dock doors with compression seals or shelters to form tight seal | Dock doors with compression seals or shelters to form tight seal | Dock doors with compression seals or shelters to form tight seal | Dock doors with compression seals or shelters to form tight seal | Dock doors with compression seals or shelters to form tight seal | Dock doors with compression seals or shelters to form tight seal | Dock doors with compression seals or shelters to form tight seal | Dock doors with compression seals or shelters to form tight seal | Dock doors with compression seals or shelters to form tight seal | Dock doors with compression seals or shelters to form tight seal | Dock doors with compression seals or shelters to form tight seal | Dock doors with compression seals or shelters to form tight seal | Dock doors with compression seals or shelters to form tight seal | Dock doors with compression seals or shelters to form tight seal | Dock doors with compression seals or shelters to form tight seal | Dock doors with compression seals or shelters to form tight seal | Dock doors with compression seals or shelters to form tight seal | Dock doors with compression seals or shelters to form tight seal | Dock doors with compression seals or shelters to form tight seal | Dock doors with compression seals or shelters to form tight seal | Dock doors with compression seals or shelters to form tight seal | Dock doors with compression seals or shelters to form tight seal | Dock doors with compression seals or shelters to form tight seal | Dock doors with compression seals or shelters to form tight seal | Dock doors with compression seals or shelters to form tight seal | 4809.9603 | 4809.9603 | 4809.9603 | 4809.9603 | 4809.9603 | 4809.9603 | 4809.9603 | 4809.9603 | 4809.9603 | 4809.9603 | 4809.9603 | 4809.9603 | 4809.9603 | 4809.9603 | 4809.9603 | 4809.9603 | 4809.9603 | 4809.9603 | 4809.9603 | 4809.9603 | 4809.9603 | 4809.9603 | 4809.9603 | 4809.9603 | 4809.9603 | 4809.9603 | 4809.9603 | 4809.9603 | 0 | 0 | 0 | 0 | 0 | 0 | 0 | 0 | 0 | 0 | 0 | 0 | 0 | 0 | 0 | 0 | 0 | 0 | 0 | 0 | 0 | 0 | 0 | 0 | 0 | 0 | 0 | 0 | 0 | 0 | 0 | 0 | 0 | 0 | 0 | 0 | 0 | 0 | 0 | 0 | 0 | 0 | 0 | 0 | 0 | 0 | 0 | 0 | 0 | 0 | 0 | 0 | 0 | 0 | 0 | 0 | 0 | 0 | 0 | 0 | 0 | 0 | 0 | 0 | 0 | 0 | 0 | 0 | 0 | 0 | 0 | 0 | 0 | 0 | 0 | 0 | 0 | 0 | 0 | 0 | 0 | 0 | 0 | 0 | 0 | 0 | 0 | 0 | 0 | 0 | 0 | 0 | 0 | 0 | 0 | 0 | 0 | 0 | 0 | 0 | 0 | 0 | 0 | 0 | 0 | 0 | 0 | 0 | 0 | 0 | 0 | 0 | 0 | 0 | 0 | 0 | 0 | 0 | 0 | 0 | 0 | 0 | 0 | 0 | 0 | 0 | 0 | 0 | 0 | 0 | 0 | 0 | 0 | 0 | 0 | 0 | 0 | 0 | 0 | 0 | Dock doors with compression seals or shelters to form tight seal | Dock doors with compression seals or shelters to form tight seal | Dock doors with compression seals or shelters to form tight seal | Dock doors with compression seals or shelters to form tight seal | Dock doors with compression seals or shelters to form tight seal | Dock doors with compression seals or shelters to form tight seal | Dock doors with compression seals or shelters to form tight seal | Dock doors with compression seals or shelters to form tight seal | Dock doors with compression seals or shelters to form tight seal | Dock doors with compression seals or shelters to form tight seal | Dock doors with compression seals or shelters to form tight seal | Dock doors with compression seals or shelters to form tight seal | Dock doors with compression seals or shelters to form tight seal | Dock doors with compression seals or shelters to form tight seal | Dock doors with compression seals or shelters to form tight seal | Dock doors with compression seals or shelters to form tight seal | Dock doors with compression seals or shelters to form tight seal | Dock doors with compression seals or shelters to form tight seal | Dock doors with compression seals or shelters to form tight seal | Dock doors with compression seals or shelters to form tight seal | Dock doors with compression seals or shelters to form tight seal | Dock doors with compression seals or shelters to form tight seal | Dock doors with compression seals or shelters to form tight seal | Dock doors with compression seals or shelters to form tight seal | Dock doors with compression seals or shelters to form tight seal | Dock doors with compression seals or shelters to form tight seal | Dock doors with compression seals or shelters to form tight seal | Dock doors with compression seals or shelters to form tight seal | 4809.9603 | 4809.9603 | 4809.9603 | 4809.9603 | 4809.9603 | 4809.9603 | 4809.9603 | 4809.9603 | 4809.9603 | 4809.9603 | 4809.9603 | 4809.9603 | 4809.9603 | 4809.9603 | 4809.9603 | 4809.9603 | 4809.9603 | 4809.9603 | 4809.9603 | 4809.9603 | 4809.9603 | 4809.9603 | 4809.9603 | 4809.9603 | 4809.9603 | 4809.9603 | 4809.9603 | 4809.9603 | 0 | 0 | 0 | 0 | 0 | 0 | 0 | 0 | 0 | 0 | 0 | 0 | 0 | 0 | 0 | 0 | 0 | 0 | 0 | 0 | 0 | 0 | 0 | 0 | 0 | 0 | 0 | 0 | 0 | 0 | 0 | 0 | 0 | 0 | 0 | 0 | 0 | 0 | 0 | 0 | 0 | 0 | 0 | 0 | 0 | 0 | 0 | 0 | 0 | 0 | 0 | 0 | 0 | 0 | 0 | 0 | 0 | 0 | 0 | 0 | 0 | 0 | 0 | 0 | 0 | 0 | 0 | 0 | 0 | 0 | 0 | 0 | 0 | 0 | 0 | 0 | 0 | 0 | 0 | 0 | 0 | 0 | 0 | 0 | 0 | 0 | 0 | 0 | 0 | 0 | 0 | 0 | 0 | 0 | 0 | 0 | 0 | 0 | 0 | 0 | 0 | 0 | 0 | 0 | 0 | 0 | 0 | 0 | 0 | 0 | 0 | 0 | 0 | 0
Kitchen Ventilation - Advanced Controls_Education_New_Kitchen equipment that uses a control system that varies the exhaust rate of kitchen ventilation | Kitchen Ventilation - Advanced Controls_Education_New | Kitchen Ventilation - Advanced Controls_Commercial_New_kitchen ventilation equipment that has constant speed ventilation motor._Kitchen equipment that uses a control system that varies the exhaust rate of kitchen ventilation | Commercial | Education | New | Space Heating | Natural Gas | Kitchen Ventilation - Advanced Controls | NEQ | kitchen ventilation equipment that has constant speed ventilation motor. | 20 | 20 | 20 | 0 | 0 | 0 | 0.05 | 0.2 | Retro3Slow | 0.004128203794943829 | TBD | A | WCM492 | 0.7 | 0.42 | Kitch Hood | 0.0321 | 0 | 0 | 0 | 0 | IL TRM v13 - 4.2.16 - Kitchen Demand Ventilation Controls - CI-FSE-VENT-V07-250101 | IL TRM v13 - 4.2.16 - Kitchen Demand Ventilation Controls - CI-FSE-VENT-V07-250101 | IL TRM v13 - 4.2.16 - Kitchen Demand Ventilation Controls - CI-FSE-VENT-V07-250101 | 0 | 0 | 3074.6225 | kitchen ventilation equipment that has constant speed ventilation motor. | kitchen ventilation equipment that has constant speed ventilation motor. | kitchen ventilation equipment that has constant speed ventilation motor. | kitchen ventilation equipment that has constant speed ventilation motor. | kitchen ventilation equipment that has constant speed ventilation motor. | kitchen ventilation equipment that has constant speed ventilation motor. | kitchen ventilation equipment that has constant speed ventilation motor. | kitchen ventilation equipment that has constant speed ventilation motor. | kitchen ventilation equipment that has constant speed ventilation motor. | kitchen ventilation equipment that has constant speed ventilation motor. | kitchen ventilation equipment that has constant speed ventilation motor. | kitchen ventilation equipment that has constant speed ventilation motor. | kitchen ventilation equipment that has constant speed ventilation motor. | kitchen ventilation equipment that has constant speed ventilation motor. | kitchen ventilation equipment that has constant speed ventilation motor. | kitchen ventilation equipment that has constant speed ventilation motor. | kitchen ventilation equipment that has constant speed ventilation motor. | kitchen ventilation equipment that has constant speed ventilation motor. | kitchen ventilation equipment that has constant speed ventilation motor. | kitchen ventilation equipment that has constant speed ventilation motor. | kitchen ventilation equipment that has constant speed ventilation motor. | kitchen ventilation equipment that has constant speed ventilation motor. | kitchen ventilation equipment that has constant speed ventilation motor. | kitchen ventilation equipment that has constant speed ventilation motor. | kitchen ventilation equipment that has constant speed ventilation motor. | kitchen ventilation equipment that has constant speed ventilation motor. | kitchen ventilation equipment that has constant speed ventilation motor. | kitchen ventilation equipment that has constant speed ventilation motor. | 0 | 0 | 0 | 0 | 0 | 0 | 0 | 0 | 0 | 0 | 0 | 0 | 0 | 0 | 0 | 0 | 0 | 0 | 0 | 0 | 0 | 0 | 0 | 0 | 0 | 0 | 0 | 0 | 0 | 0 | 0 | 0 | 0 | 0 | 0 | 0 | 0 | 0 | 0 | 0 | 0 | 0 | 0 | 0 | 0 | 0 | 0 | 0 | 0 | 0 | 0 | 0 | 0 | 0 | 0 | 0 | 0 | 0 | 0 | 0 | 0 | 0 | 0 | 0 | 0 | 0 | 0 | 0 | 0 | 0 | 0 | 0 | 0 | 0 | 0 | 0 | 0 | 0 | 0 | 0 | 0 | 0 | 0 | 0 | 0 | 0 | 0 | 0 | 0 | 0 | 0 | 0 | 0 | 0 | 0 | 0 | 0 | 0 | 0 | 0 | 0 | 0 | 0 | 0 | 0 | 0 | 0 | 0 | 0 | 0 | 0 | 0 | Kitchen equipment that uses a control system that varies the exhaust rate of kitchen ventilation | Kitchen equipment that uses a control system that varies the exhaust rate of kitchen ventilation | Kitchen equipment that uses a control system that varies the exhaust rate of kitchen ventilation | Kitchen equipment that uses a control system that varies the exhaust rate of kitchen ventilation | Kitchen equipment that uses a control system that varies the exhaust rate of kitchen ventilation | Kitchen equipment that uses a control system that varies the exhaust rate of kitchen ventilation | Kitchen equipment that uses a control system that varies the exhaust rate of kitchen ventilation | Kitchen equipment that uses a control system that varies the exhaust rate of kitchen ventilation | Kitchen equipment that uses a control system that varies the exhaust rate of kitchen ventilation | Kitchen equipment that uses a control system that varies the exhaust rate of kitchen ventilation | Kitchen equipment that uses a control system that varies the exhaust rate of kitchen ventilation | Kitchen equipment that uses a control system that varies the exhaust rate of kitchen ventilation | Kitchen equipment that uses a control system that varies the exhaust rate of kitchen ventilation | Kitchen equipment that uses a control system that varies the exhaust rate of kitchen ventilation | Kitchen equipment that uses a control system that varies the exhaust rate of kitchen ventilation | Kitchen equipment that uses a control system that varies the exhaust rate of kitchen ventilation | Kitchen equipment that uses a control system that varies the exhaust rate of kitchen ventilation | Kitchen equipment that uses a control system that varies the exhaust rate of kitchen ventilation | Kitchen equipment that uses a control system that varies the exhaust rate of kitchen ventilation | Kitchen equipment that uses a control system that varies the exhaust rate of kitchen ventilation | Kitchen equipment that uses a control system that varies the exhaust rate of kitchen ventilation | Kitchen equipment that uses a control system that varies the exhaust rate of kitchen ventilation | Kitchen equipment that uses a control system that varies the exhaust rate of kitchen ventilation | Kitchen equipment that uses a control system that varies the exhaust rate of kitchen ventilation | Kitchen equipment that uses a control system that varies the exhaust rate of kitchen ventilation | Kitchen equipment that uses a control system that varies the exhaust rate of kitchen ventilation | Kitchen equipment that uses a control system that varies the exhaust rate of kitchen ventilation | Kitchen equipment that uses a control system that varies the exhaust rate of kitchen ventilation | 3074.6225 | 3074.6225 | 3074.6225 | 3074.6225 | 3074.6225 | 3074.6225 | 3074.6225 | 3074.6225 | 3074.6225 | 3074.6225 | 3074.6225 | 3074.6225 | 3074.6225 | 3074.6225 | 3074.6225 | 3074.6225 | 3074.6225 | 3074.6225 | 3074.6225 | 3074.6225 | 3074.6225 | 3074.6225 | 3074.6225 | 3074.6225 | 3074.6225 | 3074.6225 | 3074.6225 | 3074.6225 | 0 | 0 | 0 | 0 | 0 | 0 | 0 | 0 | 0 | 0 | 0 | 0 | 0 | 0 | 0 | 0 | 0 | 0 | 0 | 0 | 0 | 0 | 0 | 0 | 0 | 0 | 0 | 0 | 0 | 0 | 0 | 0 | 0 | 0 | 0 | 0 | 0 | 0 | 0 | 0 | 0 | 0 | 0 | 0 | 0 | 0 | 0 | 0 | 0 | 0 | 0 | 0 | 0 | 0 | 0 | 0 | 0 | 0 | 0 | 0 | 0 | 0 | 0 | 0 | 0 | 0 | 0 | 0 | 0 | 0 | 0 | 0 | 0 | 0 | 0 | 0 | 0 | 0 | 0 | 0 | 0 | 0 | 0 | 0 | 0 | 0 | 0 | 0 | 0 | 0 | 0 | 0 | 0 | 0 | 0 | 0 | 0 | 0 | 0 | 0 | 0 | 0 | 0 | 0 | 0 | 0 | 0 | 0 | 0 | 0 | 0 | 0 | 0 | 0 | 0 | 0 | 0 | 0 | 0 | 0 | 0 | 0 | 0 | 0 | 0 | 0 | 0 | 0 | 0 | 0 | 0 | 0 | 0 | 0 | 0 | 0 | 0 | 0 | 0 | 0 | Kitchen equipment that uses a control system that varies the exhaust rate of kitchen ventilation | Kitchen equipment that uses a control system that varies the exhaust rate of kitchen ventilation | Kitchen equipment that uses a control system that varies the exhaust rate of kitchen ventilation | Kitchen equipment that uses a control system that varies the exhaust rate of kitchen ventilation | Kitchen equipment that uses a control system that varies the exhaust rate of kitchen ventilation | Kitchen equipment that uses a control system that varies the exhaust rate of kitchen ventilation | Kitchen equipment that uses a control system that varies the exhaust rate of kitchen ventilation | Kitchen equipment that uses a control system that varies the exhaust rate of kitchen ventilation | Kitchen equipment that uses a control system that varies the exhaust rate of kitchen ventilation | Kitchen equipment that uses a control system that varies the exhaust rate of kitchen ventilation | Kitchen equipment that uses a control system that varies the exhaust rate of kitchen ventilation | Kitchen equipment that uses a control system that varies the exhaust rate of kitchen ventilation | Kitchen equipment that uses a control system that varies the exhaust rate of kitchen ventilation | Kitchen equipment that uses a control system that varies the exhaust rate of kitchen ventilation | Kitchen equipment that uses a control system that varies the exhaust rate of kitchen ventilation | Kitchen equipment that uses a control system that varies the exhaust rate of kitchen ventilation | Kitchen equipment that uses a control system that varies the exhaust rate of kitchen ventilation | Kitchen equipment that uses a control system that varies the exhaust rate of kitchen ventilation | Kitchen equipment that uses a control system that varies the exhaust rate of kitchen ventilation | Kitchen equipment that uses a control system that varies the exhaust rate of kitchen ventilation | Kitchen equipment that uses a control system that varies the exhaust rate of kitchen ventilation | Kitchen equipment that uses a control system that varies the exhaust rate of kitchen ventilation | Kitchen equipment that uses a control system that varies the exhaust rate of kitchen ventilation | Kitchen equipment that uses a control system that varies the exhaust rate of kitchen ventilation | Kitchen equipment that uses a control system that varies the exhaust rate of kitchen ventilation | Kitchen equipment that uses a control system that varies the exhaust rate of kitchen ventilation | Kitchen equipment that uses a control system that varies the exhaust rate of kitchen ventilation | Kitchen equipment that uses a control system that varies the exhaust rate of kitchen ventilation | 3074.6225 | 3074.6225 | 3074.6225 | 3074.6225 | 3074.6225 | 3074.6225 | 3074.6225 | 3074.6225 | 3074.6225 | 3074.6225 | 3074.6225 | 3074.6225 | 3074.6225 | 3074.6225 | 3074.6225 | 3074.6225 | 3074.6225 | 3074.6225 | 3074.6225 | 3074.6225 | 3074.6225 | 3074.6225 | 3074.6225 | 3074.6225 | 3074.6225 | 3074.6225 | 3074.6225 | 3074.6225 | 0 | 0 | 0 | 0 | 0 | 0 | 0 | 0 | 0 | 0 | 0 | 0 | 0 | 0 | 0 | 0 | 0 | 0 | 0 | 0 | 0 | 0 | 0 | 0 | 0 | 0 | 0 | 0 | 0 | 0 | 0 | 0 | 0 | 0 | 0 | 0 | 0 | 0 | 0 | 0 | 0 | 0 | 0 | 0 | 0 | 0 | 0 | 0 | 0 | 0 | 0 | 0 | 0 | 0 | 0 | 0 | 0 | 0 | 0 | 0 | 0 | 0 | 0 | 0 | 0 | 0 | 0 | 0 | 0 | 0 | 0 | 0 | 0 | 0 | 0 | 0 | 0 | 0 | 0 | 0 | 0 | 0 | 0 | 0 | 0 | 0 | 0 | 0 | 0 | 0 | 0 | 0 | 0 | 0 | 0 | 0 | 0 | 0 | 0 | 0 | 0 | 0 | 0 | 0 | 0 | 0 | 0 | 0 | 0 | 0 | 0 | 0 | 0 | 0
Gas Boiler - High Turndown Burner_Education_New_Not Applicable Segment or Vintage | Gas Boiler - High Turndown Burner_Education_New | Gas Boiler - High Turndown Burner_Commercial_New_Not Applicable Segment or Vintage_Not Applicable Segment or Vintage | Commercial | Education | New | Space Heating | Natural Gas | Gas Boiler - High Turndown Burner | NEQ | Not Applicable Segment or Vintage | 15 | 15 | 15 | 0 | 0 | 0 | 0 | 0 | Retro5Med | 8.35569166605469E-06 | TBD | A | WCM470 | 0.7 | 0.42 | sqft | 0.0321 | 0 | 0 | 0 | 0 | Not Applicable Segment or Vintage | Not Applicable Segment or Vintage | Not Applicable Segment or Vintage | 0 | 0 | 0 | Not Applicable Segment or Vintage | Not Applicable Segment or Vintage | Not Applicable Segment or Vintage | Not Applicable Segment or Vintage | Not Applicable Segment or Vintage | Not Applicable Segment or Vintage | Not Applicable Segment or Vintage | Not Applicable Segment or Vintage | Not Applicable Segment or Vintage | Not Applicable Segment or Vintage | Not Applicable Segment or Vintage | Not Applicable Segment or Vintage | Not Applicable Segment or Vintage | Not Applicable Segment or Vintage | Not Applicable Segment or Vintage | Not Applicable Segment or Vintage | Not Applicable Segment or Vintage | Not Applicable Segment or Vintage | Not Applicable Segment or Vintage | Not Applicable Segment or Vintage | Not Applicable Segment or Vintage | Not Applicable Segment or Vintage | Not Applicable Segment or Vintage | Not Applicable Segment or Vintage | Not Applicable Segment or Vintage | Not Applicable Segment or Vintage | Not Applicable Segment or Vintage | Not Applicable Segment or Vintage | 0 | 0 | 0 | 0 | 0 | 0 | 0 | 0 | 0 | 0 | 0 | 0 | 0 | 0 | 0 | 0 | 0 | 0 | 0 | 0 | 0 | 0 | 0 | 0 | 0 | 0 | 0 | 0 | 0 | 0 | 0 | 0 | 0 | 0 | 0 | 0 | 0 | 0 | 0 | 0 | 0 | 0 | 0 | 0 | 0 | 0 | 0 | 0 | 0 | 0 | 0 | 0 | 0 | 0 | 0 | 0 | 0 | 0 | 0 | 0 | 0 | 0 | 0 | 0 | 0 | 0 | 0 | 0 | 0 | 0 | 0 | 0 | 0 | 0 | 0 | 0 | 0 | 0 | 0 | 0 | 0 | 0 | 0 | 0 | 0 | 0 | 0 | 0 | 0 | 0 | 0 | 0 | 0 | 0 | 0 | 0 | 0 | 0 | 0 | 0 | 0 | 0 | 0 | 0 | 0 | 0 | 0 | 0 | 0 | 0 | 0 | 0 | Not Applicable Segment or Vintage | Not Applicable Segment or Vintage | Not Applicable Segment or Vintage | Not Applicable Segment or Vintage | Not Applicable Segment or Vintage | Not Applicable Segment or Vintage | Not Applicable Segment or Vintage | Not Applicable Segment or Vintage | Not Applicable Segment or Vintage | Not Applicable Segment or Vintage | Not Applicable Segment or Vintage | Not Applicable Segment or Vintage | Not Applicable Segment or Vintage | Not Applicable Segment or Vintage | Not Applicable Segment or Vintage | Not Applicable Segment or Vintage | Not Applicable Segment or Vintage | Not Applicable Segment or Vintage | Not Applicable Segment or Vintage | Not Applicable Segment or Vintage | Not Applicable Segment or Vintage | Not Applicable Segment or Vintage | Not Applicable Segment or Vintage | Not Applicable Segment or Vintage | Not Applicable Segment or Vintage | Not Applicable Segment or Vintage | Not Applicable Segment or Vintage | Not Applicable Segment or Vintage | 0 | 0 | 0 | 0 | 0 | 0 | 0 | 0 | 0 | 0 | 0 | 0 | 0 | 0 | 0 | 0 | 0 | 0 | 0 | 0 | 0 | 0 | 0 | 0 | 0 | 0 | 0 | 0 | 0 | 0 | 0 | 0 | 0 | 0 | 0 | 0 | 0 | 0 | 0 | 0 | 0 | 0 | 0 | 0 | 0 | 0 | 0 | 0 | 0 | 0 | 0 | 0 | 0 | 0 | 0 | 0 | 0 | 0 | 0 | 0 | 0 | 0 | 0 | 0 | 0 | 0 | 0 | 0 | 0 | 0 | 0 | 0 | 0 | 0 | 0 | 0 | 0 | 0 | 0 | 0 | 0 | 0 | 0 | 0 | 0 | 0 | 0 | 0 | 0 | 0 | 0 | 0 | 0 | 0 | 0 | 0 | 0 | 0 | 0 | 0 | 0 | 0 | 0 | 0 | 0 | 0 | 0 | 0 | 0 | 0 | 0 | 0 | 0 | 0 | 0 | 0 | 0 | 0 | 0 | 0 | 0 | 0 | 0 | 0 | 0 | 0 | 0 | 0 | 0 | 0 | 0 | 0 | 0 | 0 | 0 | 0 | 0 | 0 | 0 | 0 | 0 | 0 | 0 | 0 | 0 | 0 | 0 | 0 | 0 | 0 | 0 | 0 | 0 | 0 | 0 | 0 | 0 | 0 | 0 | 0 | 0 | 0 | 0 | 0 | 0 | 0 | 0 | 0 | Not Applicable Segment or Vintage | Not Applicable Segment or Vintage | Not Applicable Segment or Vintage | Not Applicable Segment or Vintage | Not Applicable Segment or Vintage | Not Applicable Segment or Vintage | Not Applicable Segment or Vintage | Not Applicable Segment or Vintage | Not Applicable Segment or Vintage | Not Applicable Segment or Vintage | Not Applicable Segment or Vintage | Not Applicable Segment or Vintage | Not Applicable Segment or Vintage | Not Applicable Segment or Vintage | Not Applicable Segment or Vintage | Not Applicable Segment or Vintage | Not Applicable Segment or Vintage | Not Applicable Segment or Vintage | Not Applicable Segment or Vintage | Not Applicable Segment or Vintage | Not Applicable Segment or Vintage | Not Applicable Segment or Vintage | Not Applicable Segment or Vintage | Not Applicable Segment or Vintage | Not Applicable Segment or Vintage | Not Applicable Segment or Vintage | Not Applicable Segment or Vintage | Not Applicable Segment or Vintage | 0 | 0 | 0 | 0 | 0 | 0 | 0 | 0 | 0 | 0 | 0 | 0 | 0 | 0 | 0 | 0 | 0 | 0 | 0 | 0 | 0 | 0 | 0 | 0 | 0 | 0 | 0 | 0 | 0 | 0 | 0 | 0 | 0 | 0 | 0 | 0 | 0 | 0 | 0 | 0 | 0 | 0 | 0 | 0 | 0 | 0 | 0 | 0 | 0 | 0 | 0 | 0 | 0 | 0 | 0 | 0 | 0 | 0 | 0 | 0 | 0 | 0 | 0 | 0 | 0 | 0 | 0 | 0 | 0 | 0 | 0 | 0 | 0 | 0 | 0 | 0 | 0 | 0 | 0 | 0 | 0 | 0 | 0 | 0 | 0 | 0 | 0 | 0 | 0 | 0 | 0 | 0 | 0 | 0 | 0 | 0 | 0 | 0 | 0 | 0 | 0 | 0 | 0 | 0 | 0 | 0 | 0 | 0 | 0 | 0 | 0 | 0 | 0 | 0 | 0 | 0 | 0 | 0 | 0 | 0 | 0 | 0 | 0 | 0 | 0 | 0 | 0 | 0 | 0 | 0 | 0 | 0 | 0 | 0 | 0 | 0 | 0 | 0 | 0 | 0 | 0 | 0
Gas Boiler - Radiator Replacement_Education_New_Not Applicable Segment or Vintage | Gas Boiler - Radiator Replacement_Education_New | Gas Boiler - Radiator Replacement_Commercial_New_Not Applicable Segment or Vintage_Not Applicable Segment or Vintage | Commercial | Education | New | Space Heating | Natural Gas | Gas Boiler - Radiator Replacement | NEQ | Not Applicable Segment or Vintage | 25 | 25 | 25 | 0 | 0 | 0 | 0 | 0 | Retro1Slow | 0.012666666666666666 | TBD | A | WCM476 | 0.7 | 0.42 | sqft | 0.0321 | 0 | 0 | 0 | 0 | Not Applicable Segment or Vintage | Not Applicable Segment or Vintage | Not Applicable Segment or Vintage | 0 | 0 | 0 | Not Applicable Segment or Vintage | Not Applicable Segment or Vintage | Not Applicable Segment or Vintage | Not Applicable Segment or Vintage | Not Applicable Segment or Vintage | Not Applicable Segment or Vintage | Not Applicable Segment or Vintage | Not Applicable Segment or Vintage | Not Applicable Segment or Vintage | Not Applicable Segment or Vintage | Not Applicable Segment or Vintage | Not Applicable Segment or Vintage | Not Applicable Segment or Vintage | Not Applicable Segment or Vintage | Not Applicable Segment or Vintage | Not Applicable Segment or Vintage | Not Applicable Segment or Vintage | Not Applicable Segment or Vintage | Not Applicable Segment or Vintage | Not Applicable Segment or Vintage | Not Applicable Segment or Vintage | Not Applicable Segment or Vintage | Not Applicable Segment or Vintage | Not Applicable Segment or Vintage | Not Applicable Segment or Vintage | Not Applicable Segment or Vintage | Not Applicable Segment or Vintage | Not Applicable Segment or Vintage | 0 | 0 | 0 | 0 | 0 | 0 | 0 | 0 | 0 | 0 | 0 | 0 | 0 | 0 | 0 | 0 | 0 | 0 | 0 | 0 | 0 | 0 | 0 | 0 | 0 | 0 | 0 | 0 | 0 | 0 | 0 | 0 | 0 | 0 | 0 | 0 | 0 | 0 | 0 | 0 | 0 | 0 | 0 | 0 | 0 | 0 | 0 | 0 | 0 | 0 | 0 | 0 | 0 | 0 | 0 | 0 | 0 | 0 | 0 | 0 | 0 | 0 | 0 | 0 | 0 | 0 | 0 | 0 | 0 | 0 | 0 | 0 | 0 | 0 | 0 | 0 | 0 | 0 | 0 | 0 | 0 | 0 | 0 | 0 | 0 | 0 | 0 | 0 | 0 | 0 | 0 | 0 | 0 | 0 | 0 | 0 | 0 | 0 | 0 | 0 | 0 | 0 | 0 | 0 | 0 | 0 | 0 | 0 | 0 | 0 | 0 | 0 | Not Applicable Segment or Vintage | Not Applicable Segment or Vintage | Not Applicable Segment or Vintage | Not Applicable Segment or Vintage | Not Applicable Segment or Vintage | Not Applicable Segment or Vintage | Not Applicable Segment or Vintage | Not Applicable Segment or Vintage | Not Applicable Segment or Vintage | Not Applicable Segment or Vintage | Not Applicable Segment or Vintage | Not Applicable Segment or Vintage | Not Applicable Segment or Vintage | Not Applicable Segment or Vintage | Not Applicable Segment or Vintage | Not Applicable Segment or Vintage | Not Applicable Segment or Vintage | Not Applicable Segment or Vintage | Not Applicable Segment or Vintage | Not Applicable Segment or Vintage | Not Applicable Segment or Vintage | Not Applicable Segment or Vintage | Not Applicable Segment or Vintage | Not Applicable Segment or Vintage | Not Applicable Segment or Vintage | Not Applicable Segment or Vintage | Not Applicable Segment or Vintage | Not Applicable Segment or Vintage | 0 | 0 | 0 | 0 | 0 | 0 | 0 | 0 | 0 | 0 | 0 | 0 | 0 | 0 | 0 | 0 | 0 | 0 | 0 | 0 | 0 | 0 | 0 | 0 | 0 | 0 | 0 | 0 | 0 | 0 | 0 | 0 | 0 | 0 | 0 | 0 | 0 | 0 | 0 | 0 | 0 | 0 | 0 | 0 | 0 | 0 | 0 | 0 | 0 | 0 | 0 | 0 | 0 | 0 | 0 | 0 | 0 | 0 | 0 | 0 | 0 | 0 | 0 | 0 | 0 | 0 | 0 | 0 | 0 | 0 | 0 | 0 | 0 | 0 | 0 | 0 | 0 | 0 | 0 | 0 | 0 | 0 | 0 | 0 | 0 | 0 | 0 | 0 | 0 | 0 | 0 | 0 | 0 | 0 | 0 | 0 | 0 | 0 | 0 | 0 | 0 | 0 | 0 | 0 | 0 | 0 | 0 | 0 | 0 | 0 | 0 | 0 | 0 | 0 | 0 | 0 | 0 | 0 | 0 | 0 | 0 | 0 | 0 | 0 | 0 | 0 | 0 | 0 | 0 | 0 | 0 | 0 | 0 | 0 | 0 | 0 | 0 | 0 | 0 | 0 | 0 | 0 | 0 | 0 | 0 | 0 | 0 | 0 | 0 | 0 | 0 | 0 | 0 | 0 | 0 | 0 | 0 | 0 | 0 | 0 | 0 | 0 | 0 | 0 | 0 | 0 | 0 | 0 | Not Applicable Segment or Vintage | Not Applicable Segment or Vintage | Not Applicable Segment or Vintage | Not Applicable Segment or Vintage | Not Applicable Segment or Vintage | Not Applicable Segment or Vintage | Not Applicable Segment or Vintage | Not Applicable Segment or Vintage | Not Applicable Segment or Vintage | Not Applicable Segment or Vintage | Not Applicable Segment or Vintage | Not Applicable Segment or Vintage | Not Applicable Segment or Vintage | Not Applicable Segment or Vintage | Not Applicable Segment or Vintage | Not Applicable Segment or Vintage | Not Applicable Segment or Vintage | Not Applicable Segment or Vintage | Not Applicable Segment or Vintage | Not Applicable Segment or Vintage | Not Applicable Segment or Vintage | Not Applicable Segment or Vintage | Not Applicable Segment or Vintage | Not Applicable Segment or Vintage | Not Applicable Segment or Vintage | Not Applicable Segment or Vintage | Not Applicable Segment or Vintage | Not Applicable Segment or Vintage | 0 | 0 | 0 | 0 | 0 | 0 | 0 | 0 | 0 | 0 | 0 | 0 | 0 | 0 | 0 | 0 | 0 | 0 | 0 | 0 | 0 | 0 | 0 | 0 | 0 | 0 | 0 | 0 | 0 | 0 | 0 | 0 | 0 | 0 | 0 | 0 | 0 | 0 | 0 | 0 | 0 | 0 | 0 | 0 | 0 | 0 | 0 | 0 | 0 | 0 | 0 | 0 | 0 | 0 | 0 | 0 | 0 | 0 | 0 | 0 | 0 | 0 | 0 | 0 | 0 | 0 | 0 | 0 | 0 | 0 | 0 | 0 | 0 | 0 | 0 | 0 | 0 | 0 | 0 | 0 | 0 | 0 | 0 | 0 | 0 | 0 | 0 | 0 | 0 | 0 | 0 | 0 | 0 | 0 | 0 | 0 | 0 | 0 | 0 | 0 | 0 | 0 | 0 | 0 | 0 | 0 | 0 | 0 | 0 | 0 | 0 | 0 | 0 | 0 | 0 | 0 | 0 | 0 | 0 | 0 | 0 | 0 | 0 | 0 | 0 | 0 | 0 | 0 | 0 | 0 | 0 | 0 | 0 | 0 | 0 | 0 | 0 | 0 | 0 | 0 | 0 | 0
Gas Boiler - Steam Trap Replacement_Education_New_Not Applicable Segment or Vintage | Gas Boiler - Steam Trap Replacement_Education_New | Gas Boiler - Steam Trap Replacement_Commercial_New_Not Applicable Segment or Vintage_Not Applicable Segment or Vintage | Commercial | Education | New | Space Heating | Natural Gas | Gas Boiler - Steam Trap Replacement | NEQ | Not Applicable Segment or Vintage | 6 | 6 | 6 | 0 | 0 | 0 | 0 | 0 | Retro1Slow | 0.012666666666666666 | TBD | A | WCM469 | 0.7 | 0.42 | sqft | 0.0321 | 0 | 0 | 0 | 0 | Not Applicable Segment or Vintage | Not Applicable Segment or Vintage | Not Applicable Segment or Vintage | 0 | 0 | 0 | Not Applicable Segment or Vintage | Not Applicable Segment or Vintage | Not Applicable Segment or Vintage | Not Applicable Segment or Vintage | Not Applicable Segment or Vintage | Not Applicable Segment or Vintage | Not Applicable Segment or Vintage | Not Applicable Segment or Vintage | Not Applicable Segment or Vintage | Not Applicable Segment or Vintage | Not Applicable Segment or Vintage | Not Applicable Segment or Vintage | Not Applicable Segment or Vintage | Not Applicable Segment or Vintage | Not Applicable Segment or Vintage | Not Applicable Segment or Vintage | Not Applicable Segment or Vintage | Not Applicable Segment or Vintage | Not Applicable Segment or Vintage | Not Applicable Segment or Vintage | Not Applicable Segment or Vintage | Not Applicable Segment or Vintage | Not Applicable Segment or Vintage | Not Applicable Segment or Vintage | Not Applicable Segment or Vintage | Not Applicable Segment or Vintage | Not Applicable Segment or Vintage | Not Applicable Segment or Vintage | 0 | 0 | 0 | 0 | 0 | 0 | 0 | 0 | 0 | 0 | 0 | 0 | 0 | 0 | 0 | 0 | 0 | 0 | 0 | 0 | 0 | 0 | 0 | 0 | 0 | 0 | 0 | 0 | 0 | 0 | 0 | 0 | 0 | 0 | 0 | 0 | 0 | 0 | 0 | 0 | 0 | 0 | 0 | 0 | 0 | 0 | 0 | 0 | 0 | 0 | 0 | 0 | 0 | 0 | 0 | 0 | 0 | 0 | 0 | 0 | 0 | 0 | 0 | 0 | 0 | 0 | 0 | 0 | 0 | 0 | 0 | 0 | 0 | 0 | 0 | 0 | 0 | 0 | 0 | 0 | 0 | 0 | 0 | 0 | 0 | 0 | 0 | 0 | 0 | 0 | 0 | 0 | 0 | 0 | 0 | 0 | 0 | 0 | 0 | 0 | 0 | 0 | 0 | 0 | 0 | 0 | 0 | 0 | 0 | 0 | 0 | 0 | Not Applicable Segment or Vintage | Not Applicable Segment or Vintage | Not Applicable Segment or Vintage | Not Applicable Segment or Vintage | Not Applicable Segment or Vintage | Not Applicable Segment or Vintage | Not Applicable Segment or Vintage | Not Applicable Segment or Vintage | Not Applicable Segment or Vintage | Not Applicable Segment or Vintage | Not Applicable Segment or Vintage | Not Applicable Segment or Vintage | Not Applicable Segment or Vintage | Not Applicable Segment or Vintage | Not Applicable Segment or Vintage | Not Applicable Segment or Vintage | Not Applicable Segment or Vintage | Not Applicable Segment or Vintage | Not Applicable Segment or Vintage | Not Applicable Segment or Vintage | Not Applicable Segment or Vintage | Not Applicable Segment or Vintage | Not Applicable Segment or Vintage | Not Applicable Segment or Vintage | Not Applicable Segment or Vintage | Not Applicable Segment or Vintage | Not Applicable Segment or Vintage | Not Applicable Segment or Vintage | 0 | 0 | 0 | 0 | 0 | 0 | 0 | 0 | 0 | 0 | 0 | 0 | 0 | 0 | 0 | 0 | 0 | 0 | 0 | 0 | 0 | 0 | 0 | 0 | 0 | 0 | 0 | 0 | 0 | 0 | 0 | 0 | 0 | 0 | 0 | 0 | 0 | 0 | 0 | 0 | 0 | 0 | 0 | 0 | 0 | 0 | 0 | 0 | 0 | 0 | 0 | 0 | 0 | 0 | 0 | 0 | 0 | 0 | 0 | 0 | 0 | 0 | 0 | 0 | 0 | 0 | 0 | 0 | 0 | 0 | 0 | 0 | 0 | 0 | 0 | 0 | 0 | 0 | 0 | 0 | 0 | 0 | 0 | 0 | 0 | 0 | 0 | 0 | 0 | 0 | 0 | 0 | 0 | 0 | 0 | 0 | 0 | 0 | 0 | 0 | 0 | 0 | 0 | 0 | 0 | 0 | 0 | 0 | 0 | 0 | 0 | 0 | 0 | 0 | 0 | 0 | 0 | 0 | 0 | 0 | 0 | 0 | 0 | 0 | 0 | 0 | 0 | 0 | 0 | 0 | 0 | 0 | 0 | 0 | 0 | 0 | 0 | 0 | 0 | 0 | 0 | 0 | 0 | 0 | 0 | 0 | 0 | 0 | 0 | 0 | 0 | 0 | 0 | 0 | 0 | 0 | 0 | 0 | 0 | 0 | 0 | 0 | 0 | 0 | 0 | 0 | 0 | 0 | Not Applicable Segment or Vintage | Not Applicable Segment or Vintage | Not Applicable Segment or Vintage | Not Applicable Segment or Vintage | Not Applicable Segment or Vintage | Not Applicable Segment or Vintage | Not Applicable Segment or Vintage | Not Applicable Segment or Vintage | Not Applicable Segment or Vintage | Not Applicable Segment or Vintage | Not Applicable Segment or Vintage | Not Applicable Segment or Vintage | Not Applicable Segment or Vintage | Not Applicable Segment or Vintage | Not Applicable Segment or Vintage | Not Applicable Segment or Vintage | Not Applicable Segment or Vintage | Not Applicable Segment or Vintage | Not Applicable Segment or Vintage | Not Applicable Segment or Vintage | Not Applicable Segment or Vintage | Not Applicable Segment or Vintage | Not Applicable Segment or Vintage | Not Applicable Segment or Vintage | Not Applicable Segment or Vintage | Not Applicable Segment or Vintage | Not Applicable Segment or Vintage | Not Applicable Segment or Vintage | 0 | 0 | 0 | 0 | 0 | 0 | 0 | 0 | 0 | 0 | 0 | 0 | 0 | 0 | 0 | 0 | 0 | 0 | 0 | 0 | 0 | 0 | 0 | 0 | 0 | 0 | 0 | 0 | 0 | 0 | 0 | 0 | 0 | 0 | 0 | 0 | 0 | 0 | 0 | 0 | 0 | 0 | 0 | 0 | 0 | 0 | 0 | 0 | 0 | 0 | 0 | 0 | 0 | 0 | 0 | 0 | 0 | 0 | 0 | 0 | 0 | 0 | 0 | 0 | 0 | 0 | 0 | 0 | 0 | 0 | 0 | 0 | 0 | 0 | 0 | 0 | 0 | 0 | 0 | 0 | 0 | 0 | 0 | 0 | 0 | 0 | 0 | 0 | 0 | 0 | 0 | 0 | 0 | 0 | 0 | 0 | 0 | 0 | 0 | 0 | 0 | 0 | 0 | 0 | 0 | 0 | 0 | 0 | 0 | 0 | 0 | 0 | 0 | 0 | 0 | 0 | 0 | 0 | 0 | 0 | 0 | 0 | 0 | 0 | 0 | 0 | 0 | 0 | 0 | 0 | 0 | 0 | 0 | 0 | 0 | 0 | 0 | 0 | 0 | 0 | 0 | 0
Gas Boiler - Blowdown Heat Recovery_Education_New_Not Applicable Segment or Vintage | Gas Boiler - Blowdown Heat Recovery_Education_New | Gas Boiler - Blowdown Heat Recovery_Commercial_New_Not Applicable Segment or Vintage_Not Applicable Segment or Vintage | Commercial | Education | New | Space Heating | Natural Gas | Gas Boiler - Blowdown Heat Recovery | NEQ | Not Applicable Segment or Vintage | 0 | 0 | 0 | 0 | 0 | 0 | 0 | 0 | Retro3Slow | 0.004128203794943829 | TBD | A | WCM472 | 0.7 | 0.42 | kBtuh heat | 0.0321 | 0 | 0 | 0 | 0 | Not Applicable Segment or Vintage | Not Applicable Segment or Vintage | Not Applicable Segment or Vintage | 0 | 0 | 0 | Not Applicable Segment or Vintage | Not Applicable Segment or Vintage | Not Applicable Segment or Vintage | Not Applicable Segment or Vintage | Not Applicable Segment or Vintage | Not Applicable Segment or Vintage | Not Applicable Segment or Vintage | Not Applicable Segment or Vintage | Not Applicable Segment or Vintage | Not Applicable Segment or Vintage | Not Applicable Segment or Vintage | Not Applicable Segment or Vintage | Not Applicable Segment or Vintage | Not Applicable Segment or Vintage | Not Applicable Segment or Vintage | Not Applicable Segment or Vintage | Not Applicable Segment or Vintage | Not Applicable Segment or Vintage | Not Applicable Segment or Vintage | Not Applicable Segment or Vintage | Not Applicable Segment or Vintage | Not Applicable Segment or Vintage | Not Applicable Segment or Vintage | Not Applicable Segment or Vintage | Not Applicable Segment or Vintage | Not Applicable Segment or Vintage | Not Applicable Segment or Vintage | Not Applicable Segment or Vintage | 0 | 0 | 0 | 0 | 0 | 0 | 0 | 0 | 0 | 0 | 0 | 0 | 0 | 0 | 0 | 0 | 0 | 0 | 0 | 0 | 0 | 0 | 0 | 0 | 0 | 0 | 0 | 0 | 0 | 0 | 0 | 0 | 0 | 0 | 0 | 0 | 0 | 0 | 0 | 0 | 0 | 0 | 0 | 0 | 0 | 0 | 0 | 0 | 0 | 0 | 0 | 0 | 0 | 0 | 0 | 0 | 0 | 0 | 0 | 0 | 0 | 0 | 0 | 0 | 0 | 0 | 0 | 0 | 0 | 0 | 0 | 0 | 0 | 0 | 0 | 0 | 0 | 0 | 0 | 0 | 0 | 0 | 0 | 0 | 0 | 0 | 0 | 0 | 0 | 0 | 0 | 0 | 0 | 0 | 0 | 0 | 0 | 0 | 0 | 0 | 0 | 0 | 0 | 0 | 0 | 0 | 0 | 0 | 0 | 0 | 0 | 0 | Not Applicable Segment or Vintage | Not Applicable Segment or Vintage | Not Applicable Segment or Vintage | Not Applicable Segment or Vintage | Not Applicable Segment or Vintage | Not Applicable Segment or Vintage | Not Applicable Segment or Vintage | Not Applicable Segment or Vintage | Not Applicable Segment or Vintage | Not Applicable Segment or Vintage | Not Applicable Segment or Vintage | Not Applicable Segment or Vintage | Not Applicable Segment or Vintage | Not Applicable Segment or Vintage | Not Applicable Segment or Vintage | Not Applicable Segment or Vintage | Not Applicable Segment or Vintage | Not Applicable Segment or Vintage | Not Applicable Segment or Vintage | Not Applicable Segment or Vintage | Not Applicable Segment or Vintage | Not Applicable Segment or Vintage | Not Applicable Segment or Vintage | Not Applicable Segment or Vintage | Not Applicable Segment or Vintage | Not Applicable Segment or Vintage | Not Applicable Segment or Vintage | Not Applicable Segment or Vintage | 0 | 0 | 0 | 0 | 0 | 0 | 0 | 0 | 0 | 0 | 0 | 0 | 0 | 0 | 0 | 0 | 0 | 0 | 0 | 0 | 0 | 0 | 0 | 0 | 0 | 0 | 0 | 0 | 0 | 0 | 0 | 0 | 0 | 0 | 0 | 0 | 0 | 0 | 0 | 0 | 0 | 0 | 0 | 0 | 0 | 0 | 0 | 0 | 0 | 0 | 0 | 0 | 0 | 0 | 0 | 0 | 0 | 0 | 0 | 0 | 0 | 0 | 0 | 0 | 0 | 0 | 0 | 0 | 0 | 0 | 0 | 0 | 0 | 0 | 0 | 0 | 0 | 0 | 0 | 0 | 0 | 0 | 0 | 0 | 0 | 0 | 0 | 0 | 0 | 0 | 0 | 0 | 0 | 0 | 0 | 0 | 0 | 0 | 0 | 0 | 0 | 0 | 0 | 0 | 0 | 0 | 0 | 0 | 0 | 0 | 0 | 0 | 0 | 0 | 0 | 0 | 0 | 0 | 0 | 0 | 0 | 0 | 0 | 0 | 0 | 0 | 0 | 0 | 0 | 0 | 0 | 0 | 0 | 0 | 0 | 0 | 0 | 0 | 0 | 0 | 0 | 0 | 0 | 0 | 0 | 0 | 0 | 0 | 0 | 0 | 0 | 0 | 0 | 0 | 0 | 0 | 0 | 0 | 0 | 0 | 0 | 0 | 0 | 0 | 0 | 0 | 0 | 0 | Not Applicable Segment or Vintage | Not Applicable Segment or Vintage | Not Applicable Segment or Vintage | Not Applicable Segment or Vintage | Not Applicable Segment or Vintage | Not Applicable Segment or Vintage | Not Applicable Segment or Vintage | Not Applicable Segment or Vintage | Not Applicable Segment or Vintage | Not Applicable Segment or Vintage | Not Applicable Segment or Vintage | Not Applicable Segment or Vintage | Not Applicable Segment or Vintage | Not Applicable Segment or Vintage | Not Applicable Segment or Vintage | Not Applicable Segment or Vintage | Not Applicable Segment or Vintage | Not Applicable Segment or Vintage | Not Applicable Segment or Vintage | Not Applicable Segment or Vintage | Not Applicable Segment or Vintage | Not Applicable Segment or Vintage | Not Applicable Segment or Vintage | Not Applicable Segment or Vintage | Not Applicable Segment or Vintage | Not Applicable Segment or Vintage | Not Applicable Segment or Vintage | Not Applicable Segment or Vintage | 0 | 0 | 0 | 0 | 0 | 0 | 0 | 0 | 0 | 0 | 0 | 0 | 0 | 0 | 0 | 0 | 0 | 0 | 0 | 0 | 0 | 0 | 0 | 0 | 0 | 0 | 0 | 0 | 0 | 0 | 0 | 0 | 0 | 0 | 0 | 0 | 0 | 0 | 0 | 0 | 0 | 0 | 0 | 0 | 0 | 0 | 0 | 0 | 0 | 0 | 0 | 0 | 0 | 0 | 0 | 0 | 0 | 0 | 0 | 0 | 0 | 0 | 0 | 0 | 0 | 0 | 0 | 0 | 0 | 0 | 0 | 0 | 0 | 0 | 0 | 0 | 0 | 0 | 0 | 0 | 0 | 0 | 0 | 0 | 0 | 0 | 0 | 0 | 0 | 0 | 0 | 0 | 0 | 0 | 0 | 0 | 0 | 0 | 0 | 0 | 0 | 0 | 0 | 0 | 0 | 0 | 0 | 0 | 0 | 0 | 0 | 0 | 0 | 0 | 0 | 0 | 0 | 0 | 0 | 0 | 0 | 0 | 0 | 0 | 0 | 0 | 0 | 0 | 0 | 0 | 0 | 0 | 0 | 0 | 0 | 0 | 0 | 0 | 0 | 0 | 0 | 0
Gas-Fired Combination Heat Pump Conversion_Education_New_Gas-fired heat pump, COP 1.3 | Gas-Fired Combination Heat Pump Conversion_Education_New | Gas-Fired Combination Heat Pump Conversion_Commercial_New_Federal standard gas-fired central heating and DHW system_Gas-fired heat pump, COP 1.3 | Commercial | Education | New | Space Heating | Natural Gas | Gas-Fired Combination Heat Pump Conversion | NEQ | Federal standard gas-fired central heating and DHW system | 20 | 20 | 20 | 0 | 0 | 0 | 0 | 0.1 | Retro1Slow | 0.012666666666666666 | TBD | A | WCM464 | 0.7 | 0.42 | kBtuh heat | 0.0321 | 0 | 0 | 0 | 0 | AEO 2021 - gas_eng-driven_RTHP-heat 2017 typical | EIA - Technology Forecast Updates. Appendix A. U.S. Energy Information Administration. March 3, 2023.¦ Technical Support Documents for Baseline Costs | AEG Analysis, Comparison of Baseline TE vs COP | 0 | 0 | 195.1704 | Federal standard gas-fired central heating and DHW system | Federal standard gas-fired central heating and DHW system | Federal standard gas-fired central heating and DHW system | Federal standard gas-fired central heating and DHW system | Federal standard gas-fired central heating and DHW system | Federal standard gas-fired central heating and DHW system | Federal standard gas-fired central heating and DHW system | Federal standard gas-fired central heating and DHW system | Federal standard gas-fired central heating and DHW system | Federal standard gas-fired central heating and DHW system | Federal standard gas-fired central heating and DHW system | Federal standard gas-fired central heating and DHW system | Federal standard gas-fired central heating and DHW system | Federal standard gas-fired central heating and DHW system | Federal standard gas-fired central heating and DHW system | Federal standard gas-fired central heating and DHW system | Federal standard gas-fired central heating and DHW system | Federal standard gas-fired central heating and DHW system | Federal standard gas-fired central heating and DHW system | Federal standard gas-fired central heating and DHW system | Federal standard gas-fired central heating and DHW system | Federal standard gas-fired central heating and DHW system | Federal standard gas-fired central heating and DHW system | Federal standard gas-fired central heating and DHW system | Federal standard gas-fired central heating and DHW system | Federal standard gas-fired central heating and DHW system | Federal standard gas-fired central heating and DHW system | Federal standard gas-fired central heating and DHW system | 0 | 0 | 0 | 0 | 0 | 0 | 0 | 0 | 0 | 0 | 0 | 0 | 0 | 0 | 0 | 0 | 0 | 0 | 0 | 0 | 0 | 0 | 0 | 0 | 0 | 0 | 0 | 0 | 0 | 0 | 0 | 0 | 0 | 0 | 0 | 0 | 0 | 0 | 0 | 0 | 0 | 0 | 0 | 0 | 0 | 0 | 0 | 0 | 0 | 0 | 0 | 0 | 0 | 0 | 0 | 0 | 0 | 0 | 0 | 0 | 0 | 0 | 0 | 0 | 0 | 0 | 0 | 0 | 0 | 0 | 0 | 0 | 0 | 0 | 0 | 0 | 0 | 0 | 0 | 0 | 0 | 0 | 0 | 0 | 0 | 0 | 0 | 0 | 0 | 0 | 0 | 0 | 0 | 0 | 0 | 0 | 0 | 0 | 0 | 0 | 0 | 0 | 0 | 0 | 0 | 0 | 0 | 0 | 0 | 0 | 0 | 0 | Gas-fired heat pump, COP 1.3 | Gas-fired heat pump, COP 1.3 | Gas-fired heat pump, COP 1.3 | Gas-fired heat pump, COP 1.3 | Gas-fired heat pump, COP 1.3 | Gas-fired heat pump, COP 1.3 | Gas-fired heat pump, COP 1.3 | Gas-fired heat pump, COP 1.3 | Gas-fired heat pump, COP 1.3 | Gas-fired heat pump, COP 1.3 | Gas-fired heat pump, COP 1.3 | Gas-fired heat pump, COP 1.3 | Gas-fired heat pump, COP 1.3 | Gas-fired heat pump, COP 1.3 | Gas-fired heat pump, COP 1.3 | Gas-fired heat pump, COP 1.3 | Gas-fired heat pump, COP 1.3 | Gas-fired heat pump, COP 1.3 | Gas-fired heat pump, COP 1.3 | Gas-fired heat pump, COP 1.3 | Gas-fired heat pump, COP 1.3 | Gas-fired heat pump, COP 1.3 | Gas-fired heat pump, COP 1.3 | Gas-fired heat pump, COP 1.3 | Gas-fired heat pump, COP 1.3 | Gas-fired heat pump, COP 1.3 | Gas-fired heat pump, COP 1.3 | Gas-fired heat pump, COP 1.3 | 195.1704 | 195.1704 | 195.1704 | 195.1704 | 195.1704 | 195.1704 | 195.1704 | 195.1704 | 195.1704 | 195.1704 | 195.1704 | 195.1704 | 195.1704 | 195.1704 | 195.1704 | 195.1704 | 195.1704 | 195.1704 | 195.1704 | 195.1704 | 195.1704 | 195.1704 | 195.1704 | 195.1704 | 195.1704 | 195.1704 | 195.1704 | 195.1704 | 0 | 0 | 0 | 0 | 0 | 0 | 0 | 0 | 0 | 0 | 0 | 0 | 0 | 0 | 0 | 0 | 0 | 0 | 0 | 0 | 0 | 0 | 0 | 0 | 0 | 0 | 0 | 0 | 0 | 0 | 0 | 0 | 0 | 0 | 0 | 0 | 0 | 0 | 0 | 0 | 0 | 0 | 0 | 0 | 0 | 0 | 0 | 0 | 0 | 0 | 0 | 0 | 0 | 0 | 0 | 0 | 0 | 0 | 0 | 0 | 0 | 0 | 0 | 0 | 0 | 0 | 0 | 0 | 0 | 0 | 0 | 0 | 0 | 0 | 0 | 0 | 0 | 0 | 0 | 0 | 0 | 0 | 0 | 0 | 0 | 0 | 0 | 0 | 0 | 0 | 0 | 0 | 0 | 0 | 0 | 0 | 0 | 0 | 0 | 0 | 0 | 0 | 0 | 0 | 0 | 0 | 0 | 0 | 0 | 0 | 0 | 0 | 0 | 0 | 0 | 0 | 0 | 0 | 0 | 0 | 0 | 0 | 0 | 0 | 0 | 0 | 0 | 0 | 0 | 0 | 0 | 0 | 0 | 0 | 0 | 0 | 0 | 0 | 0 | 0 | Gas-fired heat pump, COP 1.3 | Gas-fired heat pump, COP 1.3 | Gas-fired heat pump, COP 1.3 | Gas-fired heat pump, COP 1.3 | Gas-fired heat pump, COP 1.3 | Gas-fired heat pump, COP 1.3 | Gas-fired heat pump, COP 1.3 | Gas-fired heat pump, COP 1.3 | Gas-fired heat pump, COP 1.3 | Gas-fired heat pump, COP 1.3 | Gas-fired heat pump, COP 1.3 | Gas-fired heat pump, COP 1.3 | Gas-fired heat pump, COP 1.3 | Gas-fired heat pump, COP 1.3 | Gas-fired heat pump, COP 1.3 | Gas-fired heat pump, COP 1.3 | Gas-fired heat pump, COP 1.3 | Gas-fired heat pump, COP 1.3 | Gas-fired heat pump, COP 1.3 | Gas-fired heat pump, COP 1.3 | Gas-fired heat pump, COP 1.3 | Gas-fired heat pump, COP 1.3 | Gas-fired heat pump, COP 1.3 | Gas-fired heat pump, COP 1.3 | Gas-fired heat pump, COP 1.3 | Gas-fired heat pump, COP 1.3 | Gas-fired heat pump, COP 1.3 | Gas-fired heat pump, COP 1.3 | 195.1704 | 195.1704 | 195.1704 | 195.1704 | 195.1704 | 195.1704 | 195.1704 | 195.1704 | 195.1704 | 195.1704 | 195.1704 | 195.1704 | 195.1704 | 195.1704 | 195.1704 | 195.1704 | 195.1704 | 195.1704 | 195.1704 | 195.1704 | 195.1704 | 195.1704 | 195.1704 | 195.1704 | 195.1704 | 195.1704 | 195.1704 | 195.1704 | 0 | 0 | 0 | 0 | 0 | 0 | 0 | 0 | 0 | 0 | 0 | 0 | 0 | 0 | 0 | 0 | 0 | 0 | 0 | 0 | 0 | 0 | 0 | 0 | 0 | 0 | 0 | 0 | 0 | 0 | 0 | 0 | 0 | 0 | 0 | 0 | 0 | 0 | 0 | 0 | 0 | 0 | 0 | 0 | 0 | 0 | 0 | 0 | 0 | 0 | 0 | 0 | 0 | 0 | 0 | 0 | 0 | 0 | 0 | 0 | 0 | 0 | 0 | 0 | 0 | 0 | 0 | 0 | 0 | 0 | 0 | 0 | 0 | 0 | 0 | 0 | 0 | 0 | 0 | 0 | 0 | 0 | 0 | 0 | 0 | 0 | 0 | 0 | 0 | 0 | 0 | 0 | 0 | 0 | 0 | 0 | 0 | 0 | 0 | 0 | 0 | 0 | 0 | 0 | 0 | 0 | 0 | 0 | 0 | 0 | 0 | 0 | 0 | 0
Commercial Laundry - ENERGY STAR Washer (8.0)_Healthcare_New_EnergyStar Front Loading Clothers Washer | Commercial Laundry - ENERGY STAR Washer (8.0)_Healthcare_New | Commercial Laundry - ENERGY STAR Washer (8.0)_Commercial_New_Federal Standard Front-Loading Clothes Washer_EnergyStar Front Loading Clothers Washer | Commercial | Healthcare | New | Miscellaneous | Natural Gas | Commercial Laundry - ENERGY STAR Washer (8.0) | NEQ | Federal Standard Front-Loading Clothes Washer | 11 | 11 | 11 | 0 | 0 | 0 | 0.08 | 0.2 | Retro5Med | 8.35569166605469E-06 | TBD | A | WCM589 | 0.7 | 0.42 | Washer | 0.0321 | 0 | 0 | 0 | 0 | Regional Technical Forum. Commercial Clothes Washers - Unit Energy Savings Workbook, Version 7.1. Northwest Power and Conservation Council. July 18, 2023 | Regional Technical Forum. Commercial Clothes Washers - Unit Energy Savings Workbook, Version 7.1. Northwest Power and Conservation Council. July 18, 2023 | Regional Technical Forum. Commercial Clothes Washers - Unit Energy Savings Workbook, Version 7.1. Northwest Power and Conservation Council. July 18, 2023 | 0 | 0 | 668.9719 | Federal Standard Front-Loading Clothes Washer | Federal Standard Front-Loading Clothes Washer | Federal Standard Front-Loading Clothes Washer | Federal Standard Front-Loading Clothes Washer | Federal Standard Front-Loading Clothes Washer | Federal Standard Front-Loading Clothes Washer | Federal Standard Front-Loading Clothes Washer | Federal Standard Front-Loading Clothes Washer | Federal Standard Front-Loading Clothes Washer | Federal Standard Front-Loading Clothes Washer | Federal Standard Front-Loading Clothes Washer | Federal Standard Front-Loading Clothes Washer | Federal Standard Front-Loading Clothes Washer | Federal Standard Front-Loading Clothes Washer | Federal Standard Front-Loading Clothes Washer | Federal Standard Front-Loading Clothes Washer | Federal Standard Front-Loading Clothes Washer | Federal Standard Front-Loading Clothes Washer | Federal Standard Front-Loading Clothes Washer | Federal Standard Front-Loading Clothes Washer | Federal Standard Front-Loading Clothes Washer | Federal Standard Front-Loading Clothes Washer | Federal Standard Front-Loading Clothes Washer | Federal Standard Front-Loading Clothes Washer | Federal Standard Front-Loading Clothes Washer | Federal Standard Front-Loading Clothes Washer | Federal Standard Front-Loading Clothes Washer | Federal Standard Front-Loading Clothes Washer | 0 | 0 | 0 | 0 | 0 | 0 | 0 | 0 | 0 | 0 | 0 | 0 | 0 | 0 | 0 | 0 | 0 | 0 | 0 | 0 | 0 | 0 | 0 | 0 | 0 | 0 | 0 | 0 | 0 | 0 | 0 | 0 | 0 | 0 | 0 | 0 | 0 | 0 | 0 | 0 | 0 | 0 | 0 | 0 | 0 | 0 | 0 | 0 | 0 | 0 | 0 | 0 | 0 | 0 | 0 | 0 | 0 | 0 | 0 | 0 | 0 | 0 | 0 | 0 | 0 | 0 | 0 | 0 | 0 | 0 | 0 | 0 | 0 | 0 | 0 | 0 | 0 | 0 | 0 | 0 | 0 | 0 | 0 | 0 | 0 | 0 | 0 | 0 | 0 | 0 | 0 | 0 | 0 | 0 | 0 | 0 | 0 | 0 | 0 | 0 | 0 | 0 | 0 | 0 | 0 | 0 | 0 | 0 | 0 | 0 | 0 | 0 | EnergyStar Front Loading Clothers Washer | EnergyStar Front Loading Clothers Washer | EnergyStar Front Loading Clothers Washer | EnergyStar Front Loading Clothers Washer | EnergyStar Front Loading Clothers Washer | EnergyStar Front Loading Clothers Washer | EnergyStar Front Loading Clothers Washer | EnergyStar Front Loading Clothers Washer | EnergyStar Front Loading Clothers Washer | EnergyStar Front Loading Clothers Washer | EnergyStar Front Loading Clothers Washer | EnergyStar Front Loading Clothers Washer | EnergyStar Front Loading Clothers Washer | EnergyStar Front Loading Clothers Washer | EnergyStar Front Loading Clothers Washer | EnergyStar Front Loading Clothers Washer | EnergyStar Front Loading Clothers Washer | EnergyStar Front Loading Clothers Washer | EnergyStar Front Loading Clothers Washer | EnergyStar Front Loading Clothers Washer | EnergyStar Front Loading Clothers Washer | EnergyStar Front Loading Clothers Washer | EnergyStar Front Loading Clothers Washer | EnergyStar Front Loading Clothers Washer | EnergyStar Front Loading Clothers Washer | EnergyStar Front Loading Clothers Washer | EnergyStar Front Loading Clothers Washer | EnergyStar Front Loading Clothers Washer | 668.9719 | 668.9719 | 668.9719 | 668.9719 | 668.9719 | 668.9719 | 668.9719 | 668.9719 | 668.9719 | 668.9719 | 668.9719 | 668.9719 | 668.9719 | 668.9719 | 668.9719 | 668.9719 | 668.9719 | 668.9719 | 668.9719 | 668.9719 | 668.9719 | 668.9719 | 668.9719 | 668.9719 | 668.9719 | 668.9719 | 668.9719 | 668.9719 | 0 | 0 | 0 | 0 | 0 | 0 | 0 | 0 | 0 | 0 | 0 | 0 | 0 | 0 | 0 | 0 | 0 | 0 | 0 | 0 | 0 | 0 | 0 | 0 | 0 | 0 | 0 | 0 | 0 | 0 | 0 | 0 | 0 | 0 | 0 | 0 | 0 | 0 | 0 | 0 | 0 | 0 | 0 | 0 | 0 | 0 | 0 | 0 | 0 | 0 | 0 | 0 | 0 | 0 | 0 | 0 | 0 | 0 | 0 | 0 | 0 | 0 | 0 | 0 | 0 | 0 | 0 | 0 | 0 | 0 | 0 | 0 | 0 | 0 | 0 | 0 | 0 | 0 | 0 | 0 | 0 | 0 | 0 | 0 | 0 | 0 | 0 | 0 | 0 | 0 | 0 | 0 | 0 | 0 | 0 | 0 | 0 | 0 | 0 | 0 | 0 | 0 | 0 | 0 | 0 | 0 | 0 | 0 | 0 | 0 | 0 | 0 | 0 | 0 | 0 | 0 | 0 | 0 | 0 | 0 | 0 | 0 | 0 | 0 | 0 | 0 | 0 | 0 | 0 | 0 | 0 | 0 | 0 | 0 | 0 | 0 | 0 | 0 | 0 | 0 | EnergyStar Front Loading Clothers Washer | EnergyStar Front Loading Clothers Washer | EnergyStar Front Loading Clothers Washer | EnergyStar Front Loading Clothers Washer | EnergyStar Front Loading Clothers Washer | EnergyStar Front Loading Clothers Washer | EnergyStar Front Loading Clothers Washer | EnergyStar Front Loading Clothers Washer | EnergyStar Front Loading Clothers Washer | EnergyStar Front Loading Clothers Washer | EnergyStar Front Loading Clothers Washer | EnergyStar Front Loading Clothers Washer | EnergyStar Front Loading Clothers Washer | EnergyStar Front Loading Clothers Washer | EnergyStar Front Loading Clothers Washer | EnergyStar Front Loading Clothers Washer | EnergyStar Front Loading Clothers Washer | EnergyStar Front Loading Clothers Washer | EnergyStar Front Loading Clothers Washer | EnergyStar Front Loading Clothers Washer | EnergyStar Front Loading Clothers Washer | EnergyStar Front Loading Clothers Washer | EnergyStar Front Loading Clothers Washer | EnergyStar Front Loading Clothers Washer | EnergyStar Front Loading Clothers Washer | EnergyStar Front Loading Clothers Washer | EnergyStar Front Loading Clothers Washer | EnergyStar Front Loading Clothers Washer | 668.9719 | 668.9719 | 668.9719 | 668.9719 | 668.9719 | 668.9719 | 668.9719 | 668.9719 | 668.9719 | 668.9719 | 668.9719 | 668.9719 | 668.9719 | 668.9719 | 668.9719 | 668.9719 | 668.9719 | 668.9719 | 668.9719 | 668.9719 | 668.9719 | 668.9719 | 668.9719 | 668.9719 | 668.9719 | 668.9719 | 668.9719 | 668.9719 | 0 | 0 | 0 | 0 | 0 | 0 | 0 | 0 | 0 | 0 | 0 | 0 | 0 | 0 | 0 | 0 | 0 | 0 | 0 | 0 | 0 | 0 | 0 | 0 | 0 | 0 | 0 | 0 | 0 | 0 | 0 | 0 | 0 | 0 | 0 | 0 | 0 | 0 | 0 | 0 | 0 | 0 | 0 | 0 | 0 | 0 | 0 | 0 | 0 | 0 | 0 | 0 | 0 | 0 | 0 | 0 | 0 | 0 | 0 | 0 | 0 | 0 | 0 | 0 | 0 | 0 | 0 | 0 | 0 | 0 | 0 | 0 | 0 | 0 | 0 | 0 | 0 | 0 | 0 | 0 | 0 | 0 | 0 | 0 | 0 | 0 | 0 | 0 | 0 | 0 | 0 | 0 | 0 | 0 | 0 | 0 | 0 | 0 | 0 | 0 | 0 | 0 | 0 | 0 | 0 | 0 | 0 | 0 | 0 | 0 | 0 | 0 | 0 | 0
Commercial Laundry - Dryer Efficiency Retrofit_Healthcare_New_Commercial gas dryer retrofitted with a two-stage modulating gas valve kit | Commercial Laundry - Dryer Efficiency Retrofit_Healthcare_New | Commercial Laundry - Dryer Efficiency Retrofit_Commercial_New_Commercial gas dryer with no modulating capabilities_Commercial gas dryer retrofitted with a two-stage modulating gas valve kit | Commercial | Healthcare | New | Miscellaneous | Natural Gas | Commercial Laundry - Dryer Efficiency Retrofit | NEQ | Commercial gas dryer with no modulating capabilities | 10 | 10 | 10 | 613.19 | 0 | 0 | 0.042 | 0.07 | Retro5Med | 8.35569166605469E-06 | TBD | A | WCM590 | 0.7 | 0.42 | Washer | 0.0321 | 0 | 0 | 0 | 0 | IL TRM v13 - 4.9.3 - Modulating Commercial Gas Clothes Dryer - CI-MSC-MODD-V02-230101 ¦ IL TRM v13 - 4.9.9 - Commercial Clothes Dryer Moisture Sensor - CI-MSC-CDMS-V02-230101 | IL TRM v13 - 4.9.3 - Modulating Commercial Gas Clothes Dryer - CI-MSC-MODD-V02-230101 ¦ IL TRM v13 - 4.9.9 - Commercial Clothes Dryer Moisture Sensor - CI-MSC-CDMS-V02-230101 | IL TRM v13 - 4.9.3 - Modulating Commercial Gas Clothes Dryer - CI-MSC-MODD-V02-230101 ¦ IL TRM v13 - 4.9.9 - Commercial Clothes Dryer Moisture Sensor - CI-MSC-CDMS-V02-230101 | 0 | 0 | 799.6811 | Commercial gas dryer with no modulating capabilities | Commercial gas dryer with no modulating capabilities | Commercial gas dryer with no modulating capabilities | Commercial gas dryer with no modulating capabilities | Commercial gas dryer with no modulating capabilities | Commercial gas dryer with no modulating capabilities | Commercial gas dryer with no modulating capabilities | Commercial gas dryer with no modulating capabilities | Commercial gas dryer with no modulating capabilities | Commercial gas dryer with no modulating capabilities | Commercial gas dryer with no modulating capabilities | Commercial gas dryer with no modulating capabilities | Commercial gas dryer with no modulating capabilities | Commercial gas dryer with no modulating capabilities | Commercial gas dryer with no modulating capabilities | Commercial gas dryer with no modulating capabilities | Commercial gas dryer with no modulating capabilities | Commercial gas dryer with no modulating capabilities | Commercial gas dryer with no modulating capabilities | Commercial gas dryer with no modulating capabilities | Commercial gas dryer with no modulating capabilities | Commercial gas dryer with no modulating capabilities | Commercial gas dryer with no modulating capabilities | Commercial gas dryer with no modulating capabilities | Commercial gas dryer with no modulating capabilities | Commercial gas dryer with no modulating capabilities | Commercial gas dryer with no modulating capabilities | Commercial gas dryer with no modulating capabilities | 0 | 0 | 0 | 0 | 0 | 0 | 0 | 0 | 0 | 0 | 0 | 0 | 0 | 0 | 0 | 0 | 0 | 0 | 0 | 0 | 0 | 0 | 0 | 0 | 0 | 0 | 0 | 0 | 0 | 0 | 0 | 0 | 0 | 0 | 0 | 0 | 0 | 0 | 0 | 0 | 0 | 0 | 0 | 0 | 0 | 0 | 0 | 0 | 0 | 0 | 0 | 0 | 0 | 0 | 0 | 0 | 0 | 0 | 0 | 0 | 0 | 0 | 0 | 0 | 0 | 0 | 0 | 0 | 0 | 0 | 0 | 0 | 0 | 0 | 0 | 0 | 0 | 0 | 0 | 0 | 0 | 0 | 0 | 0 | 0 | 0 | 0 | 0 | 0 | 0 | 0 | 0 | 0 | 0 | 0 | 0 | 0 | 0 | 0 | 0 | 0 | 0 | 0 | 0 | 0 | 0 | 0 | 0 | 0 | 0 | 0 | 0 | Commercial gas dryer retrofitted with a two-stage modulating gas valve kit | Commercial gas dryer retrofitted with a two-stage modulating gas valve kit | Commercial gas dryer retrofitted with a two-stage modulating gas valve kit | Commercial gas dryer retrofitted with a two-stage modulating gas valve kit | Commercial gas dryer retrofitted with a two-stage modulating gas valve kit | Commercial gas dryer retrofitted with a two-stage modulating gas valve kit | Commercial gas dryer retrofitted with a two-stage modulating gas valve kit | Commercial gas dryer retrofitted with a two-stage modulating gas valve kit | Commercial gas dryer retrofitted with a two-stage modulating gas valve kit | Commercial gas dryer retrofitted with a two-stage modulating gas valve kit | Commercial gas dryer retrofitted with a two-stage modulating gas valve kit | Commercial gas dryer retrofitted with a two-stage modulating gas valve kit | Commercial gas dryer retrofitted with a two-stage modulating gas valve kit | Commercial gas dryer retrofitted with a two-stage modulating gas valve kit | Commercial gas dryer retrofitted with a two-stage modulating gas valve kit | Commercial gas dryer retrofitted with a two-stage modulating gas valve kit | Commercial gas dryer retrofitted with a two-stage modulating gas valve kit | Commercial gas dryer retrofitted with a two-stage modulating gas valve kit | Commercial gas dryer retrofitted with a two-stage modulating gas valve kit | Commercial gas dryer retrofitted with a two-stage modulating gas valve kit | Commercial gas dryer retrofitted with a two-stage modulating gas valve kit | Commercial gas dryer retrofitted with a two-stage modulating gas valve kit | Commercial gas dryer retrofitted with a two-stage modulating gas valve kit | Commercial gas dryer retrofitted with a two-stage modulating gas valve kit | Commercial gas dryer retrofitted with a two-stage modulating gas valve kit | Commercial gas dryer retrofitted with a two-stage modulating gas valve kit | Commercial gas dryer retrofitted with a two-stage modulating gas valve kit | Commercial gas dryer retrofitted with a two-stage modulating gas valve kit | 799.6811 | 799.6811 | 799.6811 | 799.6811 | 799.6811 | 799.6811 | 799.6811 | 799.6811 | 799.6811 | 799.6811 | 799.6811 | 799.6811 | 799.6811 | 799.6811 | 799.6811 | 799.6811 | 799.6811 | 799.6811 | 799.6811 | 799.6811 | 799.6811 | 799.6811 | 799.6811 | 799.6811 | 799.6811 | 799.6811 | 799.6811 | 799.6811 | 613.19 | 613.19 | 613.19 | 613.19 | 613.19 | 613.19 | 613.19 | 613.19 | 613.19 | 613.19 | 613.19 | 613.19 | 613.19 | 613.19 | 613.19 | 613.19 | 613.19 | 613.19 | 613.19 | 613.19 | 613.19 | 613.19 | 613.19 | 613.19 | 613.19 | 613.19 | 613.19 | 613.19 | 0 | 0 | 0 | 0 | 0 | 0 | 0 | 0 | 0 | 0 | 0 | 0 | 0 | 0 | 0 | 0 | 0 | 0 | 0 | 0 | 0 | 0 | 0 | 0 | 0 | 0 | 0 | 0 | 0 | 0 | 0 | 0 | 0 | 0 | 0 | 0 | 0 | 0 | 0 | 0 | 0 | 0 | 0 | 0 | 0 | 0 | 0 | 0 | 0 | 0 | 0 | 0 | 0 | 0 | 0 | 0 | 0 | 0 | 0 | 0 | 0 | 0 | 0 | 0 | 0 | 0 | 0 | 0 | 0 | 0 | 0 | 0 | 0 | 0 | 0 | 0 | 0 | 0 | 0 | 0 | 0 | 0 | 0 | 0 | 0 | 0 | 0 | 0 | 0 | 0 | 0 | 0 | 0 | 0 | 0 | 0 | 0 | 0 | 0 | 0 | 0 | 0 | 0 | 0 | 0 | 0 | 0 | 0 | 0 | 0 | 0 | 0 | Commercial gas dryer retrofitted with a two-stage modulating gas valve kit | Commercial gas dryer retrofitted with a two-stage modulating gas valve kit | Commercial gas dryer retrofitted with a two-stage modulating gas valve kit | Commercial gas dryer retrofitted with a two-stage modulating gas valve kit | Commercial gas dryer retrofitted with a two-stage modulating gas valve kit | Commercial gas dryer retrofitted with a two-stage modulating gas valve kit | Commercial gas dryer retrofitted with a two-stage modulating gas valve kit | Commercial gas dryer retrofitted with a two-stage modulating gas valve kit | Commercial gas dryer retrofitted with a two-stage modulating gas valve kit | Commercial gas dryer retrofitted with a two-stage modulating gas valve kit | Commercial gas dryer retrofitted with a two-stage modulating gas valve kit | Commercial gas dryer retrofitted with a two-stage modulating gas valve kit | Commercial gas dryer retrofitted with a two-stage modulating gas valve kit | Commercial gas dryer retrofitted with a two-stage modulating gas valve kit | Commercial gas dryer retrofitted with a two-stage modulating gas valve kit | Commercial gas dryer retrofitted with a two-stage modulating gas valve kit | Commercial gas dryer retrofitted with a two-stage modulating gas valve kit | Commercial gas dryer retrofitted with a two-stage modulating gas valve kit | Commercial gas dryer retrofitted with a two-stage modulating gas valve kit | Commercial gas dryer retrofitted with a two-stage modulating gas valve kit | Commercial gas dryer retrofitted with a two-stage modulating gas valve kit | Commercial gas dryer retrofitted with a two-stage modulating gas valve kit | Commercial gas dryer retrofitted with a two-stage modulating gas valve kit | Commercial gas dryer retrofitted with a two-stage modulating gas valve kit | Commercial gas dryer retrofitted with a two-stage modulating gas valve kit | Commercial gas dryer retrofitted with a two-stage modulating gas valve kit | Commercial gas dryer retrofitted with a two-stage modulating gas valve kit | Commercial gas dryer retrofitted with a two-stage modulating gas valve kit | 799.6811 | 799.6811 | 799.6811 | 799.6811 | 799.6811 | 799.6811 | 799.6811 | 799.6811 | 799.6811 | 799.6811 | 799.6811 | 799.6811 | 799.6811 | 799.6811 | 799.6811 | 799.6811 | 799.6811 | 799.6811 | 799.6811 | 799.6811 | 799.6811 | 799.6811 | 799.6811 | 799.6811 | 799.6811 | 799.6811 | 799.6811 | 799.6811 | 613.19 | 613.19 | 613.19 | 613.19 | 613.19 | 613.19 | 613.19 | 613.19 | 613.19 | 613.19 | 613.19 | 613.19 | 613.19 | 613.19 | 613.19 | 613.19 | 613.19 | 613.19 | 613.19 | 613.19 | 613.19 | 613.19 | 613.19 | 613.19 | 613.19 | 613.19 | 613.19 | 613.19 | 0 | 0 | 0 | 0 | 0 | 0 | 0 | 0 | 0 | 0 | 0 | 0 | 0 | 0 | 0 | 0 | 0 | 0 | 0 | 0 | 0 | 0 | 0 | 0 | 0 | 0 | 0 | 0 | 0 | 0 | 0 | 0 | 0 | 0 | 0 | 0 | 0 | 0 | 0 | 0 | 0 | 0 | 0 | 0 | 0 | 0 | 0 | 0 | 0 | 0 | 0 | 0 | 0 | 0 | 0 | 0 | 0 | 0 | 0 | 0 | 0 | 0 | 0 | 0 | 0 | 0 | 0 | 0 | 0 | 0 | 0 | 0 | 0 | 0 | 0 | 0 | 0 | 0 | 0 | 0 | 0 | 0 | 0 | 0 | 0 | 0
Advanced New Construction Designs_Healthcare_Existing_Not Applicable Segment or Vintage | Advanced New Construction Designs_Healthcare_Existing | Advanced New Construction Designs_Commercial_Existing_Not Applicable Segment or Vintage_Not Applicable Segment or Vintage | Commercial | Healthcare | Existing | Water Heating | Natural Gas | Advanced New Construction Designs | NEQ | Not Applicable Segment or Vintage | 20 | 20 | 20 | 0 | 0 | 0 | 0.25 | 0.75 | RetroEven20 | 0.03333333333333333 | TBD | A | WCM546 | 0.7 | 0.42 | sqft | 0.0321 | 0 | 0 | 0 | 0 | Not Applicable Segment or Vintage | Not Applicable Segment or Vintage | Not Applicable Segment or Vintage | 0 | 0 | 0 | Not Applicable Segment or Vintage | Not Applicable Segment or Vintage | Not Applicable Segment or Vintage | Not Applicable Segment or Vintage | Not Applicable Segment or Vintage | Not Applicable Segment or Vintage | Not Applicable Segment or Vintage | Not Applicable Segment or Vintage | Not Applicable Segment or Vintage | Not Applicable Segment or Vintage | Not Applicable Segment or Vintage | Not Applicable Segment or Vintage | Not Applicable Segment or Vintage | Not Applicable Segment or Vintage | Not Applicable Segment or Vintage | Not Applicable Segment or Vintage | Not Applicable Segment or Vintage | Not Applicable Segment or Vintage | Not Applicable Segment or Vintage | Not Applicable Segment or Vintage | Not Applicable Segment or Vintage | Not Applicable Segment or Vintage | Not Applicable Segment or Vintage | Not Applicable Segment or Vintage | Not Applicable Segment or Vintage | Not Applicable Segment or Vintage | Not Applicable Segment or Vintage | Not Applicable Segment or Vintage | 0 | 0 | 0 | 0 | 0 | 0 | 0 | 0 | 0 | 0 | 0 | 0 | 0 | 0 | 0 | 0 | 0 | 0 | 0 | 0 | 0 | 0 | 0 | 0 | 0 | 0 | 0 | 0 | 0 | 0 | 0 | 0 | 0 | 0 | 0 | 0 | 0 | 0 | 0 | 0 | 0 | 0 | 0 | 0 | 0 | 0 | 0 | 0 | 0 | 0 | 0 | 0 | 0 | 0 | 0 | 0 | 0 | 0 | 0 | 238749.5018752523 | 238749.50187525223 | 238749.50187525223 | 238749.50187525223 | 238749.50187525223 | 238749.50187525223 | 238749.50187525223 | 238749.50187525223 | 238749.50187525223 | 238749.5018752523 | 238749.50187525223 | 238749.50187525223 | 238749.50187525223 | 238749.5018752522 | 238749.5018752522 | 238749.50187525223 | 238749.50187525214 | 238749.5018752522 | 238749.5018752522 | 159166.33458350142 | 6.462348535570529E-27 | 6.462348535570529E-27 | 6.462348535570529E-27 | 6.462348535570529E-27 | 6.462348535570529E-27 | 0 | 0 | 0 | 238749.5018752523 | 477499.0037505045 | 716248.5056257567 | 954998.0075010089 | 1193747.5093762612 | 1432497.0112515134 | 1671246.5131267656 | 1909996.0150020178 | 2148745.5168772703 | 2387495.0187525228 | 2626244.520627775 | 2864994.0225030277 | 3103743.52437828 | 3342493.026253532 | 3581242.528128784 | 3819992.0300040366 | 4058741.5318792886 | 4297491.033754541 | 4536240.535629793 | 4695406.870213294 | 4695406.870213294 | 4695406.870213294 | 4695406.870213294 | 4695406.870213294 | 4695406.870213294 | Not Applicable Segment or Vintage | Not Applicable Segment or Vintage | Not Applicable Segment or Vintage | Not Applicable Segment or Vintage | Not Applicable Segment or Vintage | Not Applicable Segment or Vintage | Not Applicable Segment or Vintage | Not Applicable Segment or Vintage | Not Applicable Segment or Vintage | Not Applicable Segment or Vintage | Not Applicable Segment or Vintage | Not Applicable Segment or Vintage | Not Applicable Segment or Vintage | Not Applicable Segment or Vintage | Not Applicable Segment or Vintage | Not Applicable Segment or Vintage | Not Applicable Segment or Vintage | Not Applicable Segment or Vintage | Not Applicable Segment or Vintage | Not Applicable Segment or Vintage | Not Applicable Segment or Vintage | Not Applicable Segment or Vintage | Not Applicable Segment or Vintage | Not Applicable Segment or Vintage | Not Applicable Segment or Vintage | Not Applicable Segment or Vintage | Not Applicable Segment or Vintage | Not Applicable Segment or Vintage | 0 | 0 | 0 | 0 | 0 | 0 | 0 | 0 | 0 | 0 | 0 | 0 | 0 | 0 | 0 | 0 | 0 | 0 | 0 | 0 | 0 | 0 | 0 | 0 | 0 | 0 | 0 | 0 | 0 | 0 | 0 | 0 | 0 | 0 | 0 | 0 | 0 | 0 | 0 | 0 | 0 | 0 | 0 | 0 | 0 | 0 | 0 | 0 | 0 | 0 | 0 | 0 | 0 | 0 | 0 | 0 | 0 | 0 | 0 | 0 | 0 | 0 | 0 | 0 | 0 | 0 | 0 | 0 | 0 | 0 | 0 | 0 | 0 | 0 | 0 | 0 | 0 | 0 | 0 | 0 | 0 | 0 | 0 | 0 | 0 | 0 | 0 | 0 | 0 | 0 | 0 | 0 | 0 | 0 | 0 | 0 | 0 | 0 | 0 | 0 | 0 | 0 | 0 | 0 | 0 | 0 | 0 | 0 | 0 | 0 | 0 | 0 | 0 | 0 | 0 | 0 | 0 | 0 | 0 | 0 | 0 | 0 | 0 | 0 | 0 | 0 | 0 | 0 | 0 | 0 | 0 | 0 | 0 | 0 | 0 | 0 | 0 | 0 | 0 | 0 | 0 | 0 | 0 | 0 | 0 | 0 | 0 | 0 | 0 | 0 | 0 | 0 | 0 | 0 | 0 | 0 | 0 | 0 | 0 | 0 | 0 | 0 | 0 | 0 | 0 | 0 | 0 | 0 | Not Applicable Segment or Vintage | Not Applicable Segment or Vintage | Not Applicable Segment or Vintage | Not Applicable Segment or Vintage | Not Applicable Segment or Vintage | Not Applicable Segment or Vintage | Not Applicable Segment or Vintage | Not Applicable Segment or Vintage | Not Applicable Segment or Vintage | Not Applicable Segment or Vintage | Not Applicable Segment or Vintage | Not Applicable Segment or Vintage | Not Applicable Segment or Vintage | Not Applicable Segment or Vintage | Not Applicable Segment or Vintage | Not Applicable Segment or Vintage | Not Applicable Segment or Vintage | Not Applicable Segment or Vintage | Not Applicable Segment or Vintage | Not Applicable Segment or Vintage | Not Applicable Segment or Vintage | Not Applicable Segment or Vintage | Not Applicable Segment or Vintage | Not Applicable Segment or Vintage | Not Applicable Segment or Vintage | Not Applicable Segment or Vintage | Not Applicable Segment or Vintage | Not Applicable Segment or Vintage | 0 | 0 | 0 | 0 | 0 | 0 | 0 | 0 | 0 | 0 | 0 | 0 | 0 | 0 | 0 | 0 | 0 | 0 | 0 | 0 | 0 | 0 | 0 | 0 | 0 | 0 | 0 | 0 | 0 | 0 | 0 | 0 | 0 | 0 | 0 | 0 | 0 | 0 | 0 | 0 | 0 | 0 | 0 | 0 | 0 | 0 | 0 | 0 | 0 | 0 | 0 | 0 | 0 | 0 | 0 | 0 | 0 | 0 | 0 | 0 | 0 | 0 | 0 | 0 | 0 | 0 | 0 | 0 | 0 | 0 | 0 | 0 | 0 | 0 | 0 | 0 | 0 | 0 | 0 | 0 | 0 | 0 | 0 | 0 | 0 | 0 | 0 | 0 | 0 | 0 | 0 | 0 | 0 | 0 | 0 | 0 | 0 | 0 | 0 | 0 | 0 | 0 | 0 | 0 | 0 | 0 | 0 | 0 | 0 | 0 | 0 | 0 | 0 | 0 | 0 | 0 | 0 | 0 | 0 | 0 | 0 | 0 | 0 | 0 | 0 | 0 | 0 | 0 | 0 | 0 | 0 | 0 | 0 | 0 | 0 | 0 | 0 | 0 | 0 | 0 | 0 | 0
Water Heater - Drainwater Heat Recovery_Healthcare_New_DWHR unit retrofitted to the main drain which includes outlets from showers, sinks and other fixtures too. | Water Heater - Drainwater Heat Recovery_Healthcare_New | Water Heater - Drainwater Heat Recovery_Commercial_New_Storage type water heater without DWHR devices_DWHR unit retrofitted to the main drain which includes outlets from showers, sinks and other fixtures too. | Commercial | Healthcare | New | Water Heating | Natural Gas | Water Heater - Drainwater Heat Recovery | NEQ | Storage type water heater without DWHR devices | 30 | 30 | 30 | 2.7164 | 0 | 0 | 0 | 0.25 | Retro1Slow | 0.012666666666666666 | TBD | A | WCM583 | 0.7 | 0.42 | showerhead | 0.0321 | 0 | 0 | 0 | 0 | IL TRM v12 - 5.4.11 - Drain Water Heat Recovery - RS-DHW-DWHR-V04-240101 | IL TRM v12 - 5.4.11 - Drain Water Heat Recovery - RS-DHW-DWHR-V04-240101 ¦ Cost adjusted for retrofit applications to account for expected increase in cost. | IL TRM v12 - 5.4.11 - Drain Water Heat Recovery - RS-DHW-DWHR-V04-240101 ¦ AEG adjusted with Regional Technical Forum research | 0 | 0 | 986.4961 | Storage type water heater without DWHR devices | Storage type water heater without DWHR devices | Storage type water heater without DWHR devices | Storage type water heater without DWHR devices | Storage type water heater without DWHR devices | Storage type water heater without DWHR devices | Storage type water heater without DWHR devices | Storage type water heater without DWHR devices | Storage type water heater without DWHR devices | Storage type water heater without DWHR devices | Storage type water heater without DWHR devices | Storage type water heater without DWHR devices | Storage type water heater without DWHR devices | Storage type water heater without DWHR devices | Storage type water heater without DWHR devices | Storage type water heater without DWHR devices | Storage type water heater without DWHR devices | Storage type water heater without DWHR devices | Storage type water heater without DWHR devices | Storage type water heater without DWHR devices | Storage type water heater without DWHR devices | Storage type water heater without DWHR devices | Storage type water heater without DWHR devices | Storage type water heater without DWHR devices | Storage type water heater without DWHR devices | Storage type water heater without DWHR devices | Storage type water heater without DWHR devices | Storage type water heater without DWHR devices | 0 | 0 | 0 | 0 | 0 | 0 | 0 | 0 | 0 | 0 | 0 | 0 | 0 | 0 | 0 | 0 | 0 | 0 | 0 | 0 | 0 | 0 | 0 | 0 | 0 | 0 | 0 | 0 | 0 | 0 | 0 | 0 | 0 | 0 | 0 | 0 | 0 | 0 | 0 | 0 | 0 | 0 | 0 | 0 | 0 | 0 | 0 | 0 | 0 | 0 | 0 | 0 | 0 | 0 | 0 | 0 | 0 | 0 | 0 | 0 | 0 | 0 | 0 | 0 | 0 | 0 | 0 | 0 | 0 | 0 | 0 | 0 | 0 | 0 | 0 | 0 | 0 | 0 | 0 | 0 | 0 | 0 | 0 | 0 | 0 | 0 | 0 | 0 | 0 | 0 | 0 | 0 | 0 | 0 | 0 | 0 | 0 | 0 | 0 | 0 | 0 | 0 | 0 | 0 | 0 | 0 | 0 | 0 | 0 | 0 | 0 | 0 | DWHR unit retrofitted to the main drain which includes outlets from showers, sinks and other fixtures too. | DWHR unit retrofitted to the main drain which includes outlets from showers, sinks and other fixtures too. | DWHR unit retrofitted to the main drain which includes outlets from showers, sinks and other fixtures too. | DWHR unit retrofitted to the main drain which includes outlets from showers, sinks and other fixtures too. | DWHR unit retrofitted to the main drain which includes outlets from showers, sinks and other fixtures too. | DWHR unit retrofitted to the main drain which includes outlets from showers, sinks and other fixtures too. | DWHR unit retrofitted to the main drain which includes outlets from showers, sinks and other fixtures too. | DWHR unit retrofitted to the main drain which includes outlets from showers, sinks and other fixtures too. | DWHR unit retrofitted to the main drain which includes outlets from showers, sinks and other fixtures too. | DWHR unit retrofitted to the main drain which includes outlets from showers, sinks and other fixtures too. | DWHR unit retrofitted to the main drain which includes outlets from showers, sinks and other fixtures too. | DWHR unit retrofitted to the main drain which includes outlets from showers, sinks and other fixtures too. | DWHR unit retrofitted to the main drain which includes outlets from showers, sinks and other fixtures too. | DWHR unit retrofitted to the main drain which includes outlets from showers, sinks and other fixtures too. | DWHR unit retrofitted to the main drain which includes outlets from showers, sinks and other fixtures too. | DWHR unit retrofitted to the main drain which includes outlets from showers, sinks and other fixtures too. | DWHR unit retrofitted to the main drain which includes outlets from showers, sinks and other fixtures too. | DWHR unit retrofitted to the main drain which includes outlets from showers, sinks and other fixtures too. | DWHR unit retrofitted to the main drain which includes outlets from showers, sinks and other fixtures too. | DWHR unit retrofitted to the main drain which includes outlets from showers, sinks and other fixtures too. | DWHR unit retrofitted to the main drain which includes outlets from showers, sinks and other fixtures too. | DWHR unit retrofitted to the main drain which includes outlets from showers, sinks and other fixtures too. | DWHR unit retrofitted to the main drain which includes outlets from showers, sinks and other fixtures too. | DWHR unit retrofitted to the main drain which includes outlets from showers, sinks and other fixtures too. | DWHR unit retrofitted to the main drain which includes outlets from showers, sinks and other fixtures too. | DWHR unit retrofitted to the main drain which includes outlets from showers, sinks and other fixtures too. | DWHR unit retrofitted to the main drain which includes outlets from showers, sinks and other fixtures too. | DWHR unit retrofitted to the main drain which includes outlets from showers, sinks and other fixtures too. | 986.4961 | 986.4961 | 986.4961 | 986.4961 | 986.4961 | 986.4961 | 986.4961 | 986.4961 | 986.4961 | 986.4961 | 986.4961 | 986.4961 | 986.4961 | 986.4961 | 986.4961 | 986.4961 | 986.4961 | 986.4961 | 986.4961 | 986.4961 | 986.4961 | 986.4961 | 986.4961 | 986.4961 | 986.4961 | 986.4961 | 986.4961 | 986.4961 | 2.7164 | 2.7164 | 2.7164 | 2.7164 | 2.7164 | 2.7164 | 2.7164 | 2.7164 | 2.7164 | 2.7164 | 2.7164 | 2.7164 | 2.7164 | 2.7164 | 2.7164 | 2.7164 | 2.7164 | 2.7164 | 2.7164 | 2.7164 | 2.7164 | 2.7164 | 2.7164 | 2.7164 | 2.7164 | 2.7164 | 2.7164 | 2.7164 | 0 | 0 | 0 | 0 | 0 | 0 | 0 | 0 | 0 | 0 | 0 | 0 | 0 | 0 | 0 | 0 | 0 | 0 | 0 | 0 | 0 | 0 | 0 | 0 | 0 | 0 | 0 | 0 | 0 | 0 | 0 | 0 | 0 | 0 | 0 | 0 | 0 | 0 | 0 | 0 | 0 | 0 | 0 | 0 | 0 | 0 | 0 | 0 | 0 | 0 | 0 | 0 | 0 | 0 | 0 | 0 | 0 | 0 | 0 | 0 | 0 | 0 | 0 | 0 | 0 | 0 | 0 | 0 | 0 | 0 | 0 | 0 | 0 | 0 | 0 | 0 | 0 | 0 | 0 | 0 | 0 | 0 | 0 | 0 | 0 | 0 | 0 | 0 | 0 | 0 | 0 | 0 | 0 | 0 | 0 | 0 | 0 | 0 | 0 | 0 | 0 | 0 | 0 | 0 | 0 | 0 | 0 | 0 | 0 | 0 | 0 | 0 | DWHR unit retrofitted to the main drain which includes outlets from showers, sinks and other fixtures too. | DWHR unit retrofitted to the main drain which includes outlets from showers, sinks and other fixtures too. | DWHR unit retrofitted to the main drain which includes outlets from showers, sinks and other fixtures too. | DWHR unit retrofitted to the main drain which includes outlets from showers, sinks and other fixtures too. | DWHR unit retrofitted to the main drain which includes outlets from showers, sinks and other fixtures too. | DWHR unit retrofitted to the main drain which includes outlets from showers, sinks and other fixtures too. | DWHR unit retrofitted to the main drain which includes outlets from showers, sinks and other fixtures too. | DWHR unit retrofitted to the main drain which includes outlets from showers, sinks and other fixtures too. | DWHR unit retrofitted to the main drain which includes outlets from showers, sinks and other fixtures too. | DWHR unit retrofitted to the main drain which includes outlets from showers, sinks and other fixtures too. | DWHR unit retrofitted to the main drain which includes outlets from showers, sinks and other fixtures too. | DWHR unit retrofitted to the main drain which includes outlets from showers, sinks and other fixtures too. | DWHR unit retrofitted to the main drain which includes outlets from showers, sinks and other fixtures too. | DWHR unit retrofitted to the main drain which includes outlets from showers, sinks and other fixtures too. | DWHR unit retrofitted to the main drain which includes outlets from showers, sinks and other fixtures too. | DWHR unit retrofitted to the main drain which includes outlets from showers, sinks and other fixtures too. | DWHR unit retrofitted to the main drain which includes outlets from showers, sinks and other fixtures too. | DWHR unit retrofitted to the main drain which includes outlets from showers, sinks and other fixtures too. | DWHR unit retrofitted to the main drain which includes outlets from showers, sinks and other fixtures too. | DWHR unit retrofitted to the main drain which includes outlets from showers, sinks and other fixtures too. | DWHR unit retrofitted to the main drain which includes outlets from showers, sinks and other fixtures too. | DWHR unit retrofitted to the main drain which includes outlets from showers, sinks and other fixtures too. | DWHR unit retrofitted to the main drain which includes outlets from showers, sinks and other fixtures too. | DWHR unit retrofitted to the main drain which includes outlets from showers, sinks and other fixtures too. | DWHR unit retrofitted to the main drain which includes outlets from showers, sinks and other fixtures too. | DWHR unit retrofitted to the main drain which includes outlets from showers, sinks and other fixtures too. | DWHR unit retrofitted to the main drain which includes outlets from showers, sinks and other fixtures too. | DWHR unit retrofitted to the main drain which includes outlets from showers, sinks and other fixtures too. | 986.4961 | 986.4961 | 986.4961 | 986.4961 | 986.4961 | 986.4961 | 986.4961 | 986.4961 | 986.4961 | 986.4961 | 986.4961 | 986.4961 | 986.4961 | 986.4961 | 986.4961 | 986.4961 | 986.4961 | 986.4961 | 986.4961 | 986.4961 | 986.4961 | 986.4961 | 986.4961 | 986.4961 | 986.4961 | 986.4961 | 986.4961 | 986.4961 | 2.7164 | 2.7164 | 2.7164 | 2.7164 | 2.7164 | 2.7164 | 2.7164 | 2.7164 | 2.7164 | 2.7164 | 2.7164 | 2.7164 | 2.7164 | 2.7164 | 2.7164 | 2.7164 | 2.7164 | 2.7164 | 2.7164 | 2.7164 | 2.7164 | 2.7164 | 2.7164 | 2.7164 | 2.7164 | 2.7164 | 2.7164 | 2.7164 | 0 | 0 | 0 | 0 | 0 | 0 | 0 | 0 | 0 | 0 | 0 | 0 | 0 | 0 | 0 | 0 | 0 | 0 | 0 | 0 | 0 | 0 | 0 | 0 | 0 | 0 | 0 | 0 | 0 | 0 | 0 | 0 | 0 | 0 | 0 | 0 | 0 | 0 | 0 | 0 | 0 | 0 | 0 | 0 | 0 | 0 | 0 | 0 | 0 | 0 | 0 | 0 | 0 | 0 | 0 | 0 | 0 | 0 | 0 | 0 | 0 | 0 | 0 | 0 | 0 | 0 | 0 | 0 | 0 | 0 | 0 | 0 | 0 | 0 | 0 | 0 | 0 | 0 | 0 | 0 | 0 | 0 | 0 | 0 | 0 | 0
Water Heater - Pipe Insulation_Healthcare_New_Not Applicable Segment or Vintage | Water Heater - Pipe Insulation_Healthcare_New | Water Heater - Pipe Insulation_Commercial_New_Not Applicable Segment or Vintage_Not Applicable Segment or Vintage | Commercial | Healthcare | New | Water Heating | Natural Gas | Water Heater - Pipe Insulation | NEQ | Not Applicable Segment or Vintage | 15 | 15 | 15 | 0 | 0 | 0 | 0 | 0 | Retro3Slow | 0.004128203794943829 | TBD | A | WCM584 | 0.7 | 0.42 | sqft | 0.0321 | 0 | 0 | 0 | 0 | Not Applicable Segment or Vintage | Not Applicable Segment or Vintage | Not Applicable Segment or Vintage | 0 | 0 | 0 | Not Applicable Segment or Vintage | Not Applicable Segment or Vintage | Not Applicable Segment or Vintage | Not Applicable Segment or Vintage | Not Applicable Segment or Vintage | Not Applicable Segment or Vintage | Not Applicable Segment or Vintage | Not Applicable Segment or Vintage | Not Applicable Segment or Vintage | Not Applicable Segment or Vintage | Not Applicable Segment or Vintage | Not Applicable Segment or Vintage | Not Applicable Segment or Vintage | Not Applicable Segment or Vintage | Not Applicable Segment or Vintage | Not Applicable Segment or Vintage | Not Applicable Segment or Vintage | Not Applicable Segment or Vintage | Not Applicable Segment or Vintage | Not Applicable Segment or Vintage | Not Applicable Segment or Vintage | Not Applicable Segment or Vintage | Not Applicable Segment or Vintage | Not Applicable Segment or Vintage | Not Applicable Segment or Vintage | Not Applicable Segment or Vintage | Not Applicable Segment or Vintage | Not Applicable Segment or Vintage | 0 | 0 | 0 | 0 | 0 | 0 | 0 | 0 | 0 | 0 | 0 | 0 | 0 | 0 | 0 | 0 | 0 | 0 | 0 | 0 | 0 | 0 | 0 | 0 | 0 | 0 | 0 | 0 | 0 | 0 | 0 | 0 | 0 | 0 | 0 | 0 | 0 | 0 | 0 | 0 | 0 | 0 | 0 | 0 | 0 | 0 | 0 | 0 | 0 | 0 | 0 | 0 | 0 | 0 | 0 | 0 | 0 | 0 | 0 | 0 | 0 | 0 | 0 | 0 | 0 | 0 | 0 | 0 | 0 | 0 | 0 | 0 | 0 | 0 | 0 | 0 | 0 | 0 | 0 | 0 | 0 | 0 | 0 | 0 | 0 | 0 | 0 | 0 | 0 | 0 | 0 | 0 | 0 | 0 | 0 | 0 | 0 | 0 | 0 | 0 | 0 | 0 | 0 | 0 | 0 | 0 | 0 | 0 | 0 | 0 | 0 | 0 | Not Applicable Segment or Vintage | Not Applicable Segment or Vintage | Not Applicable Segment or Vintage | Not Applicable Segment or Vintage | Not Applicable Segment or Vintage | Not Applicable Segment or Vintage | Not Applicable Segment or Vintage | Not Applicable Segment or Vintage | Not Applicable Segment or Vintage | Not Applicable Segment or Vintage | Not Applicable Segment or Vintage | Not Applicable Segment or Vintage | Not Applicable Segment or Vintage | Not Applicable Segment or Vintage | Not Applicable Segment or Vintage | Not Applicable Segment or Vintage | Not Applicable Segment or Vintage | Not Applicable Segment or Vintage | Not Applicable Segment or Vintage | Not Applicable Segment or Vintage | Not Applicable Segment or Vintage | Not Applicable Segment or Vintage | Not Applicable Segment or Vintage | Not Applicable Segment or Vintage | Not Applicable Segment or Vintage | Not Applicable Segment or Vintage | Not Applicable Segment or Vintage | Not Applicable Segment or Vintage | 0 | 0 | 0 | 0 | 0 | 0 | 0 | 0 | 0 | 0 | 0 | 0 | 0 | 0 | 0 | 0 | 0 | 0 | 0 | 0 | 0 | 0 | 0 | 0 | 0 | 0 | 0 | 0 | 0 | 0 | 0 | 0 | 0 | 0 | 0 | 0 | 0 | 0 | 0 | 0 | 0 | 0 | 0 | 0 | 0 | 0 | 0 | 0 | 0 | 0 | 0 | 0 | 0 | 0 | 0 | 0 | 0 | 0 | 0 | 0 | 0 | 0 | 0 | 0 | 0 | 0 | 0 | 0 | 0 | 0 | 0 | 0 | 0 | 0 | 0 | 0 | 0 | 0 | 0 | 0 | 0 | 0 | 0 | 0 | 0 | 0 | 0 | 0 | 0 | 0 | 0 | 0 | 0 | 0 | 0 | 0 | 0 | 0 | 0 | 0 | 0 | 0 | 0 | 0 | 0 | 0 | 0 | 0 | 0 | 0 | 0 | 0 | 0 | 0 | 0 | 0 | 0 | 0 | 0 | 0 | 0 | 0 | 0 | 0 | 0 | 0 | 0 | 0 | 0 | 0 | 0 | 0 | 0 | 0 | 0 | 0 | 0 | 0 | 0 | 0 | 0 | 0 | 0 | 0 | 0 | 0 | 0 | 0 | 0 | 0 | 0 | 0 | 0 | 0 | 0 | 0 | 0 | 0 | 0 | 0 | 0 | 0 | 0 | 0 | 0 | 0 | 0 | 0 | Not Applicable Segment or Vintage | Not Applicable Segment or Vintage | Not Applicable Segment or Vintage | Not Applicable Segment or Vintage | Not Applicable Segment or Vintage | Not Applicable Segment or Vintage | Not Applicable Segment or Vintage | Not Applicable Segment or Vintage | Not Applicable Segment or Vintage | Not Applicable Segment or Vintage | Not Applicable Segment or Vintage | Not Applicable Segment or Vintage | Not Applicable Segment or Vintage | Not Applicable Segment or Vintage | Not Applicable Segment or Vintage | Not Applicable Segment or Vintage | Not Applicable Segment or Vintage | Not Applicable Segment or Vintage | Not Applicable Segment or Vintage | Not Applicable Segment or Vintage | Not Applicable Segment or Vintage | Not Applicable Segment or Vintage | Not Applicable Segment or Vintage | Not Applicable Segment or Vintage | Not Applicable Segment or Vintage | Not Applicable Segment or Vintage | Not Applicable Segment or Vintage | Not Applicable Segment or Vintage | 0 | 0 | 0 | 0 | 0 | 0 | 0 | 0 | 0 | 0 | 0 | 0 | 0 | 0 | 0 | 0 | 0 | 0 | 0 | 0 | 0 | 0 | 0 | 0 | 0 | 0 | 0 | 0 | 0 | 0 | 0 | 0 | 0 | 0 | 0 | 0 | 0 | 0 | 0 | 0 | 0 | 0 | 0 | 0 | 0 | 0 | 0 | 0 | 0 | 0 | 0 | 0 | 0 | 0 | 0 | 0 | 0 | 0 | 0 | 0 | 0 | 0 | 0 | 0 | 0 | 0 | 0 | 0 | 0 | 0 | 0 | 0 | 0 | 0 | 0 | 0 | 0 | 0 | 0 | 0 | 0 | 0 | 0 | 0 | 0 | 0 | 0 | 0 | 0 | 0 | 0 | 0 | 0 | 0 | 0 | 0 | 0 | 0 | 0 | 0 | 0 | 0 | 0 | 0 | 0 | 0 | 0 | 0 | 0 | 0 | 0 | 0 | 0 | 0 | 0 | 0 | 0 | 0 | 0 | 0 | 0 | 0 | 0 | 0 | 0 | 0 | 0 | 0 | 0 | 0 | 0 | 0 | 0 | 0 | 0 | 0 | 0 | 0 | 0 | 0 | 0 | 0
Water Heater - Thermostatic Shower Restriction Valve_Healthcare_New_Showerhead with restrictor valve | Water Heater - Thermostatic Shower Restriction Valve_Healthcare_New | Water Heater - Thermostatic Shower Restriction Valve_Commercial_New_Typical showerhead without valve_Showerhead with restrictor valve | Commercial | Healthcare | New | Water Heating | Natural Gas | Water Heater - Thermostatic Shower Restriction Valve | NEQ | Typical showerhead without valve | 6 | 6 | 6 | 1.8 | 0 | 0 | 0.002 | 0.1 | Retro12Med | 3.879925052500492E-06 | TBD | A | WCM581 | 0.7 | 0.42 | showerhead | 0.0321 | 0 | 0 | 0 | 0 | Regional Technical Forum. Thermostatic Shower Restriction Valve - UES Workbook, Version 6.1. Northwest Power and Conservation Council. August 29, 2023 | Regional Technical Forum. Thermostatic Shower Restriction Valve - UES Workbook, Version 6.1. Northwest Power and Conservation Council. August 29, 2023 | Regional Technical Forum. Thermostatic Shower Restriction Valve - UES Workbook, Version 6.1. Northwest Power and Conservation Council. August 29, 2023 | 0 | 0 | 34.4397 | Typical showerhead without valve | Typical showerhead without valve | Typical showerhead without valve | Typical showerhead without valve | Typical showerhead without valve | Typical showerhead without valve | Typical showerhead without valve | Typical showerhead without valve | Typical showerhead without valve | Typical showerhead without valve | Typical showerhead without valve | Typical showerhead without valve | Typical showerhead without valve | Typical showerhead without valve | Typical showerhead without valve | Typical showerhead without valve | Typical showerhead without valve | Typical showerhead without valve | Typical showerhead without valve | Typical showerhead without valve | Typical showerhead without valve | Typical showerhead without valve | Typical showerhead without valve | Typical showerhead without valve | Typical showerhead without valve | Typical showerhead without valve | Typical showerhead without valve | Typical showerhead without valve | 0 | 0 | 0 | 0 | 0 | 0 | 0 | 0 | 0 | 0 | 0 | 0 | 0 | 0 | 0 | 0 | 0 | 0 | 0 | 0 | 0 | 0 | 0 | 0 | 0 | 0 | 0 | 0 | 0 | 0 | 0 | 0 | 0 | 0 | 0 | 0 | 0 | 0 | 0 | 0 | 0 | 0 | 0 | 0 | 0 | 0 | 0 | 0 | 0 | 0 | 0 | 0 | 0 | 0 | 0 | 0 | 0 | 0 | 0 | 0 | 0 | 0 | 0 | 0 | 0 | 0 | 0 | 0 | 0 | 0 | 0 | 0 | 0 | 0 | 0 | 0 | 0 | 0 | 0 | 0 | 0 | 0 | 0 | 0 | 0 | 0 | 0 | 0 | 0 | 0 | 0 | 0 | 0 | 0 | 0 | 0 | 0 | 0 | 0 | 0 | 0 | 0 | 0 | 0 | 0 | 0 | 0 | 0 | 0 | 0 | 0 | 0 | Showerhead with restrictor valve | Showerhead with restrictor valve | Showerhead with restrictor valve | Showerhead with restrictor valve | Showerhead with restrictor valve | Showerhead with restrictor valve | Showerhead with restrictor valve | Showerhead with restrictor valve | Showerhead with restrictor valve | Showerhead with restrictor valve | Showerhead with restrictor valve | Showerhead with restrictor valve | Showerhead with restrictor valve | Showerhead with restrictor valve | Showerhead with restrictor valve | Showerhead with restrictor valve | Showerhead with restrictor valve | Showerhead with restrictor valve | Showerhead with restrictor valve | Showerhead with restrictor valve | Showerhead with restrictor valve | Showerhead with restrictor valve | Showerhead with restrictor valve | Showerhead with restrictor valve | Showerhead with restrictor valve | Showerhead with restrictor valve | Showerhead with restrictor valve | Showerhead with restrictor valve | 34.4397 | 34.4397 | 34.4397 | 34.4397 | 34.4397 | 34.4397 | 34.4397 | 34.4397 | 34.4397 | 34.4397 | 34.4397 | 34.4397 | 34.4397 | 34.4397 | 34.4397 | 34.4397 | 34.4397 | 34.4397 | 34.4397 | 34.4397 | 34.4397 | 34.4397 | 34.4397 | 34.4397 | 34.4397 | 34.4397 | 34.4397 | 34.4397 | 1.8 | 1.8 | 1.8 | 1.8 | 1.8 | 1.8 | 1.8 | 1.8 | 1.8 | 1.8 | 1.8 | 1.8 | 1.8 | 1.8 | 1.8 | 1.8 | 1.8 | 1.8 | 1.8 | 1.8 | 1.8 | 1.8 | 1.8 | 1.8 | 1.8 | 1.8 | 1.8 | 1.8 | 0 | 0 | 0 | 0 | 0 | 0 | 0 | 0 | 0 | 0 | 0 | 0 | 0 | 0 | 0 | 0 | 0 | 0 | 0 | 0 | 0 | 0 | 0 | 0 | 0 | 0 | 0 | 0 | 0 | 0 | 0 | 0 | 0 | 0 | 0 | 0 | 0 | 0 | 0 | 0 | 0 | 0 | 0 | 0 | 0 | 0 | 0 | 0 | 0 | 0 | 0 | 0 | 0 | 0 | 0 | 0 | 0 | 0 | 0 | 0 | 0 | 0 | 0 | 0 | 0 | 0 | 0 | 0 | 0 | 0 | 0 | 0 | 0 | 0 | 0 | 0 | 0 | 0 | 0 | 0 | 0 | 0 | 0 | 0 | 0 | 0 | 0 | 0 | 0 | 0 | 0 | 0 | 0 | 0 | 0 | 0 | 0 | 0 | 0 | 0 | 0 | 0 | 0 | 0 | 0 | 0 | 0 | 0 | 0 | 0 | 0 | 0 | Showerhead with restrictor valve | Showerhead with restrictor valve | Showerhead with restrictor valve | Showerhead with restrictor valve | Showerhead with restrictor valve | Showerhead with restrictor valve | Showerhead with restrictor valve | Showerhead with restrictor valve | Showerhead with restrictor valve | Showerhead with restrictor valve | Showerhead with restrictor valve | Showerhead with restrictor valve | Showerhead with restrictor valve | Showerhead with restrictor valve | Showerhead with restrictor valve | Showerhead with restrictor valve | Showerhead with restrictor valve | Showerhead with restrictor valve | Showerhead with restrictor valve | Showerhead with restrictor valve | Showerhead with restrictor valve | Showerhead with restrictor valve | Showerhead with restrictor valve | Showerhead with restrictor valve | Showerhead with restrictor valve | Showerhead with restrictor valve | Showerhead with restrictor valve | Showerhead with restrictor valve | 34.4397 | 34.4397 | 34.4397 | 34.4397 | 34.4397 | 34.4397 | 34.4397 | 34.4397 | 34.4397 | 34.4397 | 34.4397 | 34.4397 | 34.4397 | 34.4397 | 34.4397 | 34.4397 | 34.4397 | 34.4397 | 34.4397 | 34.4397 | 34.4397 | 34.4397 | 34.4397 | 34.4397 | 34.4397 | 34.4397 | 34.4397 | 34.4397 | 1.8 | 1.8 | 1.8 | 1.8 | 1.8 | 1.8 | 1.8 | 1.8 | 1.8 | 1.8 | 1.8 | 1.8 | 1.8 | 1.8 | 1.8 | 1.8 | 1.8 | 1.8 | 1.8 | 1.8 | 1.8 | 1.8 | 1.8 | 1.8 | 1.8 | 1.8 | 1.8 | 1.8 | 0 | 0 | 0 | 0 | 0 | 0 | 0 | 0 | 0 | 0 | 0 | 0 | 0 | 0 | 0 | 0 | 0 | 0 | 0 | 0 | 0 | 0 | 0 | 0 | 0 | 0 | 0 | 0 | 0 | 0 | 0 | 0 | 0 | 0 | 0 | 0 | 0 | 0 | 0 | 0 | 0 | 0 | 0 | 0 | 0 | 0 | 0 | 0 | 0 | 0 | 0 | 0 | 0 | 0 | 0 | 0 | 0 | 0 | 0 | 0 | 0 | 0 | 0 | 0 | 0 | 0 | 0 | 0 | 0 | 0 | 0 | 0 | 0 | 0 | 0 | 0 | 0 | 0 | 0 | 0 | 0 | 0 | 0 | 0 | 0 | 0
Advanced New Construction Designs_Healthcare_New_Advanced new construction buildings exceeding ASHRAE 90.1 requirements using integrated design approach. | Advanced New Construction Designs_Healthcare_New | Advanced New Construction Designs_Commercial_New_New construction building meeting current code._Advanced new construction buildings exceeding ASHRAE 90.1 requirements using integrated design approach. | Commercial | Healthcare | New | Water Heating | Natural Gas | Advanced New Construction Designs | NEQ | New construction building meeting current code. | 30 | 30 | 30 | 0 | 0 | 0 | 0.25 | 0.75 | RetroEven20 | 0.03333333333333333 | TBD | A | WCM596 | 0.7 | 0.42 | sqft cond | 0.0321 | 0 | 0 | 0 | 0 | Pacific Northwest National Laboratory. Expanded Energy Credits in Energy Codes. PNNL-31572. July 2021. | The Technical Feasibility of Zero Net Energy Buildings in California, CALMAC Study ID - PGE0326.01. December 2012. | Pacific Northwest National Laboratory. Expanded Energy Credits in Energy Codes. PNNL-31572. July 2021. | 0 | 0 | 4.4221 | New construction building meeting current code. | New construction building meeting current code. | New construction building meeting current code. | New construction building meeting current code. | New construction building meeting current code. | New construction building meeting current code. | New construction building meeting current code. | New construction building meeting current code. | New construction building meeting current code. | New construction building meeting current code. | New construction building meeting current code. | New construction building meeting current code. | New construction building meeting current code. | New construction building meeting current code. | New construction building meeting current code. | New construction building meeting current code. | New construction building meeting current code. | New construction building meeting current code. | New construction building meeting current code. | New construction building meeting current code. | New construction building meeting current code. | New construction building meeting current code. | New construction building meeting current code. | New construction building meeting current code. | New construction building meeting current code. | New construction building meeting current code. | New construction building meeting current code. | New construction building meeting current code. | 0 | 0 | 0 | 0 | 0 | 0 | 0 | 0 | 0 | 0 | 0 | 0 | 0 | 0 | 0 | 0 | 0 | 0 | 0 | 0 | 0 | 0 | 0 | 0 | 0 | 0 | 0 | 0 | 0 | 0 | 0 | 0 | 0 | 0 | 0 | 0 | 0 | 0 | 0 | 0 | 0 | 0 | 0 | 0 | 0 | 0 | 0 | 0 | 0 | 0 | 0 | 0 | 0 | 0 | 0 | 0 | 0 | 0 | 0 | 0 | 0 | 0 | 0 | 0 | 0 | 0 | 0 | 0 | 0 | 0 | 0 | 0 | 0 | 0 | 0 | 0 | 0 | 0 | 0 | 0 | 0 | 0 | 0 | 0 | 0 | 0 | 0 | 0 | 0 | 0 | 0 | 0 | 0 | 0 | 0 | 0 | 0 | 0 | 0 | 0 | 0 | 0 | 0 | 0 | 0 | 0 | 0 | 0 | 0 | 0 | 0 | 0 | Advanced new construction buildings exceeding ASHRAE 90.1 requirements using integrated design approach. | Advanced new construction buildings exceeding ASHRAE 90.1 requirements using integrated design approach. | Advanced new construction buildings exceeding ASHRAE 90.1 requirements using integrated design approach. | Advanced new construction buildings exceeding ASHRAE 90.1 requirements using integrated design approach. | Advanced new construction buildings exceeding ASHRAE 90.1 requirements using integrated design approach. | Advanced new construction buildings exceeding ASHRAE 90.1 requirements using integrated design approach. | Advanced new construction buildings exceeding ASHRAE 90.1 requirements using integrated design approach. | Advanced new construction buildings exceeding ASHRAE 90.1 requirements using integrated design approach. | Advanced new construction buildings exceeding ASHRAE 90.1 requirements using integrated design approach. | Advanced new construction buildings exceeding ASHRAE 90.1 requirements using integrated design approach. | Advanced new construction buildings exceeding ASHRAE 90.1 requirements using integrated design approach. | Advanced new construction buildings exceeding ASHRAE 90.1 requirements using integrated design approach. | Advanced new construction buildings exceeding ASHRAE 90.1 requirements using integrated design approach. | Advanced new construction buildings exceeding ASHRAE 90.1 requirements using integrated design approach. | Advanced new construction buildings exceeding ASHRAE 90.1 requirements using integrated design approach. | Advanced new construction buildings exceeding ASHRAE 90.1 requirements using integrated design approach. | Advanced new construction buildings exceeding ASHRAE 90.1 requirements using integrated design approach. | Advanced new construction buildings exceeding ASHRAE 90.1 requirements using integrated design approach. | Advanced new construction buildings exceeding ASHRAE 90.1 requirements using integrated design approach. | Advanced new construction buildings exceeding ASHRAE 90.1 requirements using integrated design approach. | Advanced new construction buildings exceeding ASHRAE 90.1 requirements using integrated design approach. | Advanced new construction buildings exceeding ASHRAE 90.1 requirements using integrated design approach. | Advanced new construction buildings exceeding ASHRAE 90.1 requirements using integrated design approach. | Advanced new construction buildings exceeding ASHRAE 90.1 requirements using integrated design approach. | Advanced new construction buildings exceeding ASHRAE 90.1 requirements using integrated design approach. | Advanced new construction buildings exceeding ASHRAE 90.1 requirements using integrated design approach. | Advanced new construction buildings exceeding ASHRAE 90.1 requirements using integrated design approach. | Advanced new construction buildings exceeding ASHRAE 90.1 requirements using integrated design approach. | 4.4221 | 4.4221 | 4.4221 | 4.4221 | 4.4221 | 4.4221 | 4.4221 | 4.4221 | 4.4221 | 4.4221 | 4.4221 | 4.4221 | 4.4221 | 4.4221 | 4.4221 | 4.4221 | 4.4221 | 4.4221 | 4.4221 | 4.4221 | 4.4221 | 4.4221 | 4.4221 | 4.4221 | 4.4221 | 4.4221 | 4.4221 | 4.4221 | 0 | 0 | 0 | 0 | 0 | 0 | 0 | 0 | 0 | 0 | 0 | 0 | 0 | 0 | 0 | 0 | 0 | 0 | 0 | 0 | 0 | 0 | 0 | 0 | 0 | 0 | 0 | 0 | 0 | 0 | 0 | 0 | 0 | 0 | 0 | 0 | 0 | 0 | 0 | 0 | 0 | 0 | 0 | 0 | 0 | 0 | 0 | 0 | 0 | 0 | 0 | 0 | 0 | 0 | 0 | 0 | 0 | 0 | 0 | 0 | 0 | 0 | 0 | 0 | 0 | 0 | 0 | 0 | 0 | 0 | 0 | 0 | 0 | 0 | 0 | 0 | 0 | 0 | 0 | 0 | 0 | 0 | 0 | 0 | 0 | 0 | 0 | 0 | 0 | 0 | 0 | 0 | 0 | 0 | 0 | 0 | 0 | 0 | 0 | 0 | 0 | 0 | 0 | 0 | 0 | 0 | 0 | 0 | 0 | 0 | 0 | 0 | 0 | 0 | 0 | 0 | 0 | 0 | 0 | 0 | 0 | 0 | 0 | 0 | 0 | 0 | 0 | 0 | 0 | 0 | 0 | 0 | 0 | 0 | 0 | 0 | 0 | 0 | 0 | 0 | Advanced new construction buildings exceeding ASHRAE 90.1 requirements using integrated design approach. | Advanced new construction buildings exceeding ASHRAE 90.1 requirements using integrated design approach. | Advanced new construction buildings exceeding ASHRAE 90.1 requirements using integrated design approach. | Advanced new construction buildings exceeding ASHRAE 90.1 requirements using integrated design approach. | Advanced new construction buildings exceeding ASHRAE 90.1 requirements using integrated design approach. | Advanced new construction buildings exceeding ASHRAE 90.1 requirements using integrated design approach. | Advanced new construction buildings exceeding ASHRAE 90.1 requirements using integrated design approach. | Advanced new construction buildings exceeding ASHRAE 90.1 requirements using integrated design approach. | Advanced new construction buildings exceeding ASHRAE 90.1 requirements using integrated design approach. | Advanced new construction buildings exceeding ASHRAE 90.1 requirements using integrated design approach. | Advanced new construction buildings exceeding ASHRAE 90.1 requirements using integrated design approach. | Advanced new construction buildings exceeding ASHRAE 90.1 requirements using integrated design approach. | Advanced new construction buildings exceeding ASHRAE 90.1 requirements using integrated design approach. | Advanced new construction buildings exceeding ASHRAE 90.1 requirements using integrated design approach. | Advanced new construction buildings exceeding ASHRAE 90.1 requirements using integrated design approach. | Advanced new construction buildings exceeding ASHRAE 90.1 requirements using integrated design approach. | Advanced new construction buildings exceeding ASHRAE 90.1 requirements using integrated design approach. | Advanced new construction buildings exceeding ASHRAE 90.1 requirements using integrated design approach. | Advanced new construction buildings exceeding ASHRAE 90.1 requirements using integrated design approach. | Advanced new construction buildings exceeding ASHRAE 90.1 requirements using integrated design approach. | Advanced new construction buildings exceeding ASHRAE 90.1 requirements using integrated design approach. | Advanced new construction buildings exceeding ASHRAE 90.1 requirements using integrated design approach. | Advanced new construction buildings exceeding ASHRAE 90.1 requirements using integrated design approach. | Advanced new construction buildings exceeding ASHRAE 90.1 requirements using integrated design approach. | Advanced new construction buildings exceeding ASHRAE 90.1 requirements using integrated design approach. | Advanced new construction buildings exceeding ASHRAE 90.1 requirements using integrated design approach. | Advanced new construction buildings exceeding ASHRAE 90.1 requirements using integrated design approach. | Advanced new construction buildings exceeding ASHRAE 90.1 requirements using integrated design approach. | 4.4221 | 4.4221 | 4.4221 | 4.4221 | 4.4221 | 4.4221 | 4.4221 | 4.4221 | 4.4221 | 4.4221 | 4.4221 | 4.4221 | 4.4221 | 4.4221 | 4.4221 | 4.4221 | 4.4221 | 4.4221 | 4.4221 | 4.4221 | 4.4221 | 4.4221 | 4.4221 | 4.4221 | 4.4221 | 4.4221 | 4.4221 | 4.4221 | 0 | 0 | 0 | 0 | 0 | 0 | 0 | 0 | 0 | 0 | 0 | 0 | 0 | 0 | 0 | 0 | 0 | 0 | 0 | 0 | 0 | 0 | 0 | 0 | 0 | 0 | 0 | 0 | 0 | 0 | 0 | 0 | 0 | 0 | 0 | 0 | 0 | 0 | 0 | 0 | 0 | 0 | 0 | 0 | 0 | 0 | 0 | 0 | 0 | 0 | 0 | 0 | 0 | 0 | 0 | 0 | 0 | 0 | 0 | 0 | 0 | 0 | 0 | 0 | 0 | 0 | 0 | 0 | 0 | 0 | 0 | 0 | 0 | 0 | 0 | 0 | 0 | 0 | 0 | 0 | 0 | 0 | 0 | 0 | 0 | 0 | 0 | 0 | 0 | 0 | 0 | 0 | 0 | 0 | 0 | 0 | 0 | 0 | 0 | 0 | 0 | 0 | 0 | 0 | 0 | 0 | 0 | 0 | 0 | 0 | 0 | 0 | 0 | 0
Refrigeration - Heat Recovery_Healthcare_New_0 | Refrigeration - Heat Recovery_Healthcare_New | Refrigeration - Heat Recovery_Commercial_New_0_0 | Commercial | Healthcare | New | Water Heating | Natural Gas | Refrigeration - Heat Recovery | NEQ | 0 | 15 | 15 | 15 | 0 | 0 | 0 | 0 | 0.1 | Retro5Med | 8.35569166605469E-06 | TBD | A | WCM591 | 0.7 | 0.42 | Fridge Ton | 0.0321 | 0 | 0 | 0 | 0 | 2025 MEMD Non-Wx - 7.10.01.FESG16.v01 - Refrigeration Waste Heat Recovery - DWH - N-CO-KR-000528-G-XX-XX-XX-XX-02 | 2025 MEMD Non-Wx - 7.10.01.FESG16.v01 - Refrigeration Waste Heat Recovery - DWH - N-CO-KR-000528-G-XX-XX-XX-XX-02 | 2025 MEMD Non-Wx - 7.10.01.FESG16.v01 - Refrigeration Waste Heat Recovery - DWH - N-CO-KR-000528-G-XX-XX-XX-XX-02 | 0 | 0 | 254.8782 | 0 | 0 | 0 | 0 | 0 | 0 | 0 | 0 | 0 | 0 | 0 | 0 | 0 | 0 | 0 | 0 | 0 | 0 | 0 | 0 | 0 | 0 | 0 | 0 | 0 | 0 | 0 | 0 | 0 | 0 | 0 | 0 | 0 | 0 | 0 | 0 | 0 | 0 | 0 | 0 | 0 | 0 | 0 | 0 | 0 | 0 | 0 | 0 | 0 | 0 | 0 | 0 | 0 | 0 | 0 | 0 | 0 | 0 | 0 | 0 | 0 | 0 | 0 | 0 | 0 | 0 | 0 | 0 | 0 | 0 | 0 | 0 | 0 | 0 | 0 | 0 | 0 | 0 | 0 | 0 | 0 | 0 | 0 | 0 | 0 | 0 | 0 | 0 | 0 | 0 | 0 | 0 | 0 | 0 | 0 | 0 | 0 | 0 | 0 | 0 | 0 | 0 | 0 | 0 | 0 | 0 | 0 | 0 | 0 | 0 | 0 | 0 | 0 | 0 | 0 | 0 | 0 | 0 | 0 | 0 | 0 | 0 | 0 | 0 | 0 | 0 | 0 | 0 | 0 | 0 | 0 | 0 | 0 | 0 | 0 | 0 | 0 | 0 | 0 | 0 | 0 | 0 | 0 | 0 | 0 | 0 | 0 | 0 | 0 | 0 | 0 | 0 | 0 | 0 | 0 | 0 | 0 | 0 | 0 | 0 | 0 | 0 | 0 | 0 | 0 | 0 | 0 | 0 | 254.8782 | 254.8782 | 254.8782 | 254.8782 | 254.8782 | 254.8782 | 254.8782 | 254.8782 | 254.8782 | 254.8782 | 254.8782 | 254.8782 | 254.8782 | 254.8782 | 254.8782 | 254.8782 | 254.8782 | 254.8782 | 254.8782 | 254.8782 | 254.8782 | 254.8782 | 254.8782 | 254.8782 | 254.8782 | 254.8782 | 254.8782 | 254.8782 | 0 | 0 | 0 | 0 | 0 | 0 | 0 | 0 | 0 | 0 | 0 | 0 | 0 | 0 | 0 | 0 | 0 | 0 | 0 | 0 | 0 | 0 | 0 | 0 | 0 | 0 | 0 | 0 | 0 | 0 | 0 | 0 | 0 | 0 | 0 | 0 | 0 | 0 | 0 | 0 | 0 | 0 | 0 | 0 | 0 | 0 | 0 | 0 | 0 | 0 | 0 | 0 | 0 | 0 | 0 | 0 | 0 | 0 | 0 | 0 | 0 | 0 | 0 | 0 | 0 | 0 | 0 | 0 | 0 | 0 | 0 | 0 | 0 | 0 | 0 | 0 | 0 | 0 | 0 | 0 | 0 | 0 | 0 | 0 | 0 | 0 | 0 | 0 | 0 | 0 | 0 | 0 | 0 | 0 | 0 | 0 | 0 | 0 | 0 | 0 | 0 | 0 | 0 | 0 | 0 | 0 | 0 | 0 | 0 | 0 | 0 | 0 | 0 | 0 | 0 | 0 | 0 | 0 | 0 | 0 | 0 | 0 | 0 | 0 | 0 | 0 | 0 | 0 | 0 | 0 | 0 | 0 | 0 | 0 | 0 | 0 | 0 | 0 | 0 | 0 | 0 | 0 | 0 | 0 | 0 | 0 | 0 | 0 | 0 | 0 | 0 | 0 | 0 | 0 | 0 | 0 | 0 | 0 | 0 | 0 | 0 | 0 | 0 | 0 | 0 | 0 | 0 | 0 | 254.8782 | 254.8782 | 254.8782 | 254.8782 | 254.8782 | 254.8782 | 254.8782 | 254.8782 | 254.8782 | 254.8782 | 254.8782 | 254.8782 | 254.8782 | 254.8782 | 254.8782 | 254.8782 | 254.8782 | 254.8782 | 254.8782 | 254.8782 | 254.8782 | 254.8782 | 254.8782 | 254.8782 | 254.8782 | 254.8782 | 254.8782 | 254.8782 | 0 | 0 | 0 | 0 | 0 | 0 | 0 | 0 | 0 | 0 | 0 | 0 | 0 | 0 | 0 | 0 | 0 | 0 | 0 | 0 | 0 | 0 | 0 | 0 | 0 | 0 | 0 | 0 | 0 | 0 | 0 | 0 | 0 | 0 | 0 | 0 | 0 | 0 | 0 | 0 | 0 | 0 | 0 | 0 | 0 | 0 | 0 | 0 | 0 | 0 | 0 | 0 | 0 | 0 | 0 | 0 | 0 | 0 | 0 | 0 | 0 | 0 | 0 | 0 | 0 | 0 | 0 | 0 | 0 | 0 | 0 | 0 | 0 | 0 | 0 | 0 | 0 | 0 | 0 | 0 | 0 | 0 | 0 | 0 | 0 | 0 | 0 | 0 | 0 | 0 | 0 | 0 | 0 | 0 | 0 | 0 | 0 | 0 | 0 | 0 | 0 | 0 | 0 | 0 | 0 | 0 | 0 | 0 | 0 | 0 | 0 | 0 | 0 | 0
Retrocommissioning_Healthcare_New_Not Applicable Segment or Vintage | Retrocommissioning_Healthcare_New | Retrocommissioning_Commercial_New_Not Applicable Segment or Vintage_Not Applicable Segment or Vintage | Commercial | Healthcare | New | Water Heating | Natural Gas | Retrocommissioning | NEQ | Not Applicable Segment or Vintage | 3 | 3 | 3 | 0 | 0 | 0 | 0 | 0 | RetroEven20 | 0.03333333333333333 | TBD | A | WCM600 | 0.7 | 0.42 | sqft | 0.0321 | 0 | 0 | 0 | 0 | Not Applicable Segment or Vintage | Not Applicable Segment or Vintage | Not Applicable Segment or Vintage | 0 | 0 | 0 | Not Applicable Segment or Vintage | Not Applicable Segment or Vintage | Not Applicable Segment or Vintage | Not Applicable Segment or Vintage | Not Applicable Segment or Vintage | Not Applicable Segment or Vintage | Not Applicable Segment or Vintage | Not Applicable Segment or Vintage | Not Applicable Segment or Vintage | Not Applicable Segment or Vintage | Not Applicable Segment or Vintage | Not Applicable Segment or Vintage | Not Applicable Segment or Vintage | Not Applicable Segment or Vintage | Not Applicable Segment or Vintage | Not Applicable Segment or Vintage | Not Applicable Segment or Vintage | Not Applicable Segment or Vintage | Not Applicable Segment or Vintage | Not Applicable Segment or Vintage | Not Applicable Segment or Vintage | Not Applicable Segment or Vintage | Not Applicable Segment or Vintage | Not Applicable Segment or Vintage | Not Applicable Segment or Vintage | Not Applicable Segment or Vintage | Not Applicable Segment or Vintage | Not Applicable Segment or Vintage | 0 | 0 | 0 | 0 | 0 | 0 | 0 | 0 | 0 | 0 | 0 | 0 | 0 | 0 | 0 | 0 | 0 | 0 | 0 | 0 | 0 | 0 | 0 | 0 | 0 | 0 | 0 | 0 | 0 | 0 | 0 | 0 | 0 | 0 | 0 | 0 | 0 | 0 | 0 | 0 | 0 | 0 | 0 | 0 | 0 | 0 | 0 | 0 | 0 | 0 | 0 | 0 | 0 | 0 | 0 | 0 | 0 | 0 | 0 | 0 | 0 | 0 | 0 | 0 | 0 | 0 | 0 | 0 | 0 | 0 | 0 | 0 | 0 | 0 | 0 | 0 | 0 | 0 | 0 | 0 | 0 | 0 | 0 | 0 | 0 | 0 | 0 | 0 | 0 | 0 | 0 | 0 | 0 | 0 | 0 | 0 | 0 | 0 | 0 | 0 | 0 | 0 | 0 | 0 | 0 | 0 | 0 | 0 | 0 | 0 | 0 | 0 | Not Applicable Segment or Vintage | Not Applicable Segment or Vintage | Not Applicable Segment or Vintage | Not Applicable Segment or Vintage | Not Applicable Segment or Vintage | Not Applicable Segment or Vintage | Not Applicable Segment or Vintage | Not Applicable Segment or Vintage | Not Applicable Segment or Vintage | Not Applicable Segment or Vintage | Not Applicable Segment or Vintage | Not Applicable Segment or Vintage | Not Applicable Segment or Vintage | Not Applicable Segment or Vintage | Not Applicable Segment or Vintage | Not Applicable Segment or Vintage | Not Applicable Segment or Vintage | Not Applicable Segment or Vintage | Not Applicable Segment or Vintage | Not Applicable Segment or Vintage | Not Applicable Segment or Vintage | Not Applicable Segment or Vintage | Not Applicable Segment or Vintage | Not Applicable Segment or Vintage | Not Applicable Segment or Vintage | Not Applicable Segment or Vintage | Not Applicable Segment or Vintage | Not Applicable Segment or Vintage | 0 | 0 | 0 | 0 | 0 | 0 | 0 | 0 | 0 | 0 | 0 | 0 | 0 | 0 | 0 | 0 | 0 | 0 | 0 | 0 | 0 | 0 | 0 | 0 | 0 | 0 | 0 | 0 | 0 | 0 | 0 | 0 | 0 | 0 | 0 | 0 | 0 | 0 | 0 | 0 | 0 | 0 | 0 | 0 | 0 | 0 | 0 | 0 | 0 | 0 | 0 | 0 | 0 | 0 | 0 | 0 | 0 | 0 | 0 | 0 | 0 | 0 | 0 | 0 | 0 | 0 | 0 | 0 | 0 | 0 | 0 | 0 | 0 | 0 | 0 | 0 | 0 | 0 | 0 | 0 | 0 | 0 | 0 | 0 | 0 | 0 | 0 | 0 | 0 | 0 | 0 | 0 | 0 | 0 | 0 | 0 | 0 | 0 | 0 | 0 | 0 | 0 | 0 | 0 | 0 | 0 | 0 | 0 | 0 | 0 | 0 | 0 | 0 | 0 | 0 | 0 | 0 | 0 | 0 | 0 | 0 | 0 | 0 | 0 | 0 | 0 | 0 | 0 | 0 | 0 | 0 | 0 | 0 | 0 | 0 | 0 | 0 | 0 | 0 | 0 | 0 | 0 | 0 | 0 | 0 | 0 | 0 | 0 | 0 | 0 | 0 | 0 | 0 | 0 | 0 | 0 | 0 | 0 | 0 | 0 | 0 | 0 | 0 | 0 | 0 | 0 | 0 | 0 | Not Applicable Segment or Vintage | Not Applicable Segment or Vintage | Not Applicable Segment or Vintage | Not Applicable Segment or Vintage | Not Applicable Segment or Vintage | Not Applicable Segment or Vintage | Not Applicable Segment or Vintage | Not Applicable Segment or Vintage | Not Applicable Segment or Vintage | Not Applicable Segment or Vintage | Not Applicable Segment or Vintage | Not Applicable Segment or Vintage | Not Applicable Segment or Vintage | Not Applicable Segment or Vintage | Not Applicable Segment or Vintage | Not Applicable Segment or Vintage | Not Applicable Segment or Vintage | Not Applicable Segment or Vintage | Not Applicable Segment or Vintage | Not Applicable Segment or Vintage | Not Applicable Segment or Vintage | Not Applicable Segment or Vintage | Not Applicable Segment or Vintage | Not Applicable Segment or Vintage | Not Applicable Segment or Vintage | Not Applicable Segment or Vintage | Not Applicable Segment or Vintage | Not Applicable Segment or Vintage | 0 | 0 | 0 | 0 | 0 | 0 | 0 | 0 | 0 | 0 | 0 | 0 | 0 | 0 | 0 | 0 | 0 | 0 | 0 | 0 | 0 | 0 | 0 | 0 | 0 | 0 | 0 | 0 | 0 | 0 | 0 | 0 | 0 | 0 | 0 | 0 | 0 | 0 | 0 | 0 | 0 | 0 | 0 | 0 | 0 | 0 | 0 | 0 | 0 | 0 | 0 | 0 | 0 | 0 | 0 | 0 | 0 | 0 | 0 | 0 | 0 | 0 | 0 | 0 | 0 | 0 | 0 | 0 | 0 | 0 | 0 | 0 | 0 | 0 | 0 | 0 | 0 | 0 | 0 | 0 | 0 | 0 | 0 | 0 | 0 | 0 | 0 | 0 | 0 | 0 | 0 | 0 | 0 | 0 | 0 | 0 | 0 | 0 | 0 | 0 | 0 | 0 | 0 | 0 | 0 | 0 | 0 | 0 | 0 | 0 | 0 | 0 | 0 | 0 | 0 | 0 | 0 | 0 | 0 | 0 | 0 | 0 | 0 | 0 | 0 | 0 | 0 | 0 | 0 | 0 | 0 | 0 | 0 | 0 | 0 | 0 | 0 | 0 | 0 | 0 | 0 | 0
Strategic Energy Management_Healthcare_New_Implementation of strategic energy management program. | Strategic Energy Management_Healthcare_New | Strategic Energy Management_Commercial_New_No strategic energy management._Implementation of strategic energy management program. | Commercial | Healthcare | New | Water Heating | Natural Gas | Strategic Energy Management | NEQ | No strategic energy management. | 3 | 3 | 3 | 0 | 0 | 0 | 0.05 | 0.175 | RetroEven20 | 0.03333333333333333 | TBD | A | WCM598 | 0.7 | 0.42 | sqft | 0.0321 | 0 | 0 | 0 | 0 | 2021 Power Plan - Com-EM-2021P_V4 - Commercial SEM, Northwest Power and Conservation Council (NWPCC), 2021 Power Plan Conservation Supply Workbooks. January 2022. | 2021 Power Plan - Com-EM-2021P_V4 - Commercial SEM, Northwest Power and Conservation Council (NWPCC), 2021 Power Plan Conservation Supply Workbooks. January 2022. | 2021 Power Plan - Com-EM-2021P_V4 - Commercial SEM, Northwest Power and Conservation Council (NWPCC), 2021 Power Plan Conservation Supply Workbooks. January 2022. | 0 | 0 | 0.42671 | No strategic energy management. | No strategic energy management. | No strategic energy management. | No strategic energy management. | No strategic energy management. | No strategic energy management. | No strategic energy management. | No strategic energy management. | No strategic energy management. | No strategic energy management. | No strategic energy management. | No strategic energy management. | No strategic energy management. | No strategic energy management. | No strategic energy management. | No strategic energy management. | No strategic energy management. | No strategic energy management. | No strategic energy management. | No strategic energy management. | No strategic energy management. | No strategic energy management. | No strategic energy management. | No strategic energy management. | No strategic energy management. | No strategic energy management. | No strategic energy management. | No strategic energy management. | 0 | 0 | 0 | 0 | 0 | 0 | 0 | 0 | 0 | 0 | 0 | 0 | 0 | 0 | 0 | 0 | 0 | 0 | 0 | 0 | 0 | 0 | 0 | 0 | 0 | 0 | 0 | 0 | 0 | 0 | 0 | 0 | 0 | 0 | 0 | 0 | 0 | 0 | 0 | 0 | 0 | 0 | 0 | 0 | 0 | 0 | 0 | 0 | 0 | 0 | 0 | 0 | 0 | 0 | 0 | 0 | 0 | 0 | 0 | 0 | 0 | 0 | 0 | 0 | 0 | 0 | 0 | 0 | 0 | 0 | 0 | 0 | 0 | 0 | 0 | 0 | 0 | 0 | 0 | 0 | 0 | 0 | 0 | 0 | 0 | 0 | 0 | 0 | 0 | 0 | 0 | 0 | 0 | 0 | 0 | 0 | 0 | 0 | 0 | 0 | 0 | 0 | 0 | 0 | 0 | 0 | 0 | 0 | 0 | 0 | 0 | 0 | Implementation of strategic energy management program. | Implementation of strategic energy management program. | Implementation of strategic energy management program. | Implementation of strategic energy management program. | Implementation of strategic energy management program. | Implementation of strategic energy management program. | Implementation of strategic energy management program. | Implementation of strategic energy management program. | Implementation of strategic energy management program. | Implementation of strategic energy management program. | Implementation of strategic energy management program. | Implementation of strategic energy management program. | Implementation of strategic energy management program. | Implementation of strategic energy management program. | Implementation of strategic energy management program. | Implementation of strategic energy management program. | Implementation of strategic energy management program. | Implementation of strategic energy management program. | Implementation of strategic energy management program. | Implementation of strategic energy management program. | Implementation of strategic energy management program. | Implementation of strategic energy management program. | Implementation of strategic energy management program. | Implementation of strategic energy management program. | Implementation of strategic energy management program. | Implementation of strategic energy management program. | Implementation of strategic energy management program. | Implementation of strategic energy management program. | 0.4267 | 0.4267 | 0.4267 | 0.4267 | 0.4267 | 0.4267 | 0.4267 | 0.4267 | 0.4267 | 0.4267 | 0.4267 | 0.4267 | 0.4267 | 0.4267 | 0.4267 | 0.4267 | 0.4267 | 0.4267 | 0.4267 | 0.4267 | 0.4267 | 0.4267 | 0.4267 | 0.4267 | 0.4267 | 0.4267 | 0.4267 | 0.4267 | 0 | 0 | 0 | 0 | 0 | 0 | 0 | 0 | 0 | 0 | 0 | 0 | 0 | 0 | 0 | 0 | 0 | 0 | 0 | 0 | 0 | 0 | 0 | 0 | 0 | 0 | 0 | 0 | 0 | 0 | 0 | 0 | 0 | 0 | 0 | 0 | 0 | 0 | 0 | 0 | 0 | 0 | 0 | 0 | 0 | 0 | 0 | 0 | 0 | 0 | 0 | 0 | 0 | 0 | 0 | 0 | 0 | 0 | 0 | 0 | 0 | 0 | 0 | 0 | 0 | 0 | 0 | 0 | 0 | 0 | 0 | 0 | 0 | 0 | 0 | 0 | 0 | 0 | 0 | 0 | 0 | 0 | 0 | 0 | 0 | 0 | 0 | 0 | 0 | 0 | 0 | 0 | 0 | 0 | 0 | 0 | 0 | 0 | 0 | 0 | 0 | 0 | 0 | 0 | 0 | 0 | 0 | 0 | 0 | 0 | 0 | 0 | 0 | 0 | 0 | 0 | 0 | 0 | 0 | 0 | 0 | 0 | 0 | 0 | 0 | 0 | 0 | 0 | 0 | 0 | 0 | 0 | 0 | 0 | 0 | 0 | 0 | 0 | 0 | 0 | Implementation of strategic energy management program. | Implementation of strategic energy management program. | Implementation of strategic energy management program. | Implementation of strategic energy management program. | Implementation of strategic energy management program. | Implementation of strategic energy management program. | Implementation of strategic energy management program. | Implementation of strategic energy management program. | Implementation of strategic energy management program. | Implementation of strategic energy management program. | Implementation of strategic energy management program. | Implementation of strategic energy management program. | Implementation of strategic energy management program. | Implementation of strategic energy management program. | Implementation of strategic energy management program. | Implementation of strategic energy management program. | Implementation of strategic energy management program. | Implementation of strategic energy management program. | Implementation of strategic energy management program. | Implementation of strategic energy management program. | Implementation of strategic energy management program. | Implementation of strategic energy management program. | Implementation of strategic energy management program. | Implementation of strategic energy management program. | Implementation of strategic energy management program. | Implementation of strategic energy management program. | Implementation of strategic energy management program. | Implementation of strategic energy management program. | 0.4267 | 0.4267 | 0.4267 | 0.4267 | 0.4267 | 0.4267 | 0.4267 | 0.4267 | 0.4267 | 0.4267 | 0.4267 | 0.4267 | 0.4267 | 0.4267 | 0.4267 | 0.4267 | 0.4267 | 0.4267 | 0.4267 | 0.4267 | 0.4267 | 0.4267 | 0.4267 | 0.4267 | 0.4267 | 0.4267 | 0.4267 | 0.4267 | 0 | 0 | 0 | 0 | 0 | 0 | 0 | 0 | 0 | 0 | 0 | 0 | 0 | 0 | 0 | 0 | 0 | 0 | 0 | 0 | 0 | 0 | 0 | 0 | 0 | 0 | 0 | 0 | 0 | 0 | 0 | 0 | 0 | 0 | 0 | 0 | 0 | 0 | 0 | 0 | 0 | 0 | 0 | 0 | 0 | 0 | 0 | 0 | 0 | 0 | 0 | 0 | 0 | 0 | 0 | 0 | 0 | 0 | 0 | 0 | 0 | 0 | 0 | 0 | 0 | 0 | 0 | 0 | 0 | 0 | 0 | 0 | 0 | 0 | 0 | 0 | 0 | 0 | 0 | 0 | 0 | 0 | 0 | 0 | 0 | 0 | 0 | 0 | 0 | 0 | 0 | 0 | 0 | 0 | 0 | 0 | 0 | 0 | 0 | 0 | 0 | 0 | 0 | 0 | 0 | 0 | 0 | 0 | 0 | 0 | 0 | 0 | 0 | 0
Water Heater - Pre-Rinse Spray Valve_Healthcare_New_New/replacement pre-rinse spray nozzle rated 1.0 GPM (0.92 GPM in situ) | Water Heater - Pre-Rinse Spray Valve_Healthcare_New | Water Heater - Pre-Rinse Spray Valve_Commercial_New_Pre-rinse spray valve rated 1.6GPM (1.33 GPM in situ)_New/replacement pre-rinse spray nozzle rated 1.0 GPM (0.92 GPM in situ) | Commercial | Healthcare | New | Water Heating | Natural Gas | Water Heater - Pre-Rinse Spray Valve | NEQ | Pre-rinse spray valve rated 1.6GPM (1.33 GPM in situ) | 5 | 5 | 5 | 54.7674 | 0 | 0 | 0.25 | 0.53333 | Retro12Med | 3.879925052500492E-06 | TBD | A | WCM582 | 0.7 | 0.42 | KitchenFaucet | 0.0321 | 0 | 0 | 0 | 0 | Regional Technical Forum. Pre-Rinse Spray Valve - UES Workbook, Version 2.5. Northwest Power and Conservation Council. December 20, 2019 | Regional Technical Forum. Pre-Rinse Spray Valve - UES Workbook, Version 2.5. Northwest Power and Conservation Council. December 20, 2019 | Regional Technical Forum. Pre-Rinse Spray Valve - UES Workbook, Version 2.5. Northwest Power and Conservation Council. December 20, 2019 | 0 | 0 | 104.6129 | Pre-rinse spray valve rated 1.6GPM (1.33 GPM in situ) | Pre-rinse spray valve rated 1.6GPM (1.33 GPM in situ) | Pre-rinse spray valve rated 1.6GPM (1.33 GPM in situ) | Pre-rinse spray valve rated 1.6GPM (1.33 GPM in situ) | Pre-rinse spray valve rated 1.6GPM (1.33 GPM in situ) | Pre-rinse spray valve rated 1.6GPM (1.33 GPM in situ) | Pre-rinse spray valve rated 1.6GPM (1.33 GPM in situ) | Pre-rinse spray valve rated 1.6GPM (1.33 GPM in situ) | Pre-rinse spray valve rated 1.6GPM (1.33 GPM in situ) | Pre-rinse spray valve rated 1.6GPM (1.33 GPM in situ) | Pre-rinse spray valve rated 1.6GPM (1.33 GPM in situ) | Pre-rinse spray valve rated 1.6GPM (1.33 GPM in situ) | Pre-rinse spray valve rated 1.6GPM (1.33 GPM in situ) | Pre-rinse spray valve rated 1.6GPM (1.33 GPM in situ) | Pre-rinse spray valve rated 1.6GPM (1.33 GPM in situ) | Pre-rinse spray valve rated 1.6GPM (1.33 GPM in situ) | Pre-rinse spray valve rated 1.6GPM (1.33 GPM in situ) | Pre-rinse spray valve rated 1.6GPM (1.33 GPM in situ) | Pre-rinse spray valve rated 1.6GPM (1.33 GPM in situ) | Pre-rinse spray valve rated 1.6GPM (1.33 GPM in situ) | Pre-rinse spray valve rated 1.6GPM (1.33 GPM in situ) | Pre-rinse spray valve rated 1.6GPM (1.33 GPM in situ) | Pre-rinse spray valve rated 1.6GPM (1.33 GPM in situ) | Pre-rinse spray valve rated 1.6GPM (1.33 GPM in situ) | Pre-rinse spray valve rated 1.6GPM (1.33 GPM in situ) | Pre-rinse spray valve rated 1.6GPM (1.33 GPM in situ) | Pre-rinse spray valve rated 1.6GPM (1.33 GPM in situ) | Pre-rinse spray valve rated 1.6GPM (1.33 GPM in situ) | 0 | 0 | 0 | 0 | 0 | 0 | 0 | 0 | 0 | 0 | 0 | 0 | 0 | 0 | 0 | 0 | 0 | 0 | 0 | 0 | 0 | 0 | 0 | 0 | 0 | 0 | 0 | 0 | 0 | 0 | 0 | 0 | 0 | 0 | 0 | 0 | 0 | 0 | 0 | 0 | 0 | 0 | 0 | 0 | 0 | 0 | 0 | 0 | 0 | 0 | 0 | 0 | 0 | 0 | 0 | 0 | 0 | 0 | 0 | 0 | 0 | 0 | 0 | 0 | 0 | 0 | 0 | 0 | 0 | 0 | 0 | 0 | 0 | 0 | 0 | 0 | 0 | 0 | 0 | 0 | 0 | 0 | 0 | 0 | 0 | 0 | 0 | 0 | 0 | 0 | 0 | 0 | 0 | 0 | 0 | 0 | 0 | 0 | 0 | 0 | 0 | 0 | 0 | 0 | 0 | 0 | 0 | 0 | 0 | 0 | 0 | 0 | New/replacement pre-rinse spray nozzle rated 1.0 GPM (0.92 GPM in situ) | New/replacement pre-rinse spray nozzle rated 1.0 GPM (0.92 GPM in situ) | New/replacement pre-rinse spray nozzle rated 1.0 GPM (0.92 GPM in situ) | New/replacement pre-rinse spray nozzle rated 1.0 GPM (0.92 GPM in situ) | New/replacement pre-rinse spray nozzle rated 1.0 GPM (0.92 GPM in situ) | New/replacement pre-rinse spray nozzle rated 1.0 GPM (0.92 GPM in situ) | New/replacement pre-rinse spray nozzle rated 1.0 GPM (0.92 GPM in situ) | New/replacement pre-rinse spray nozzle rated 1.0 GPM (0.92 GPM in situ) | New/replacement pre-rinse spray nozzle rated 1.0 GPM (0.92 GPM in situ) | New/replacement pre-rinse spray nozzle rated 1.0 GPM (0.92 GPM in situ) | New/replacement pre-rinse spray nozzle rated 1.0 GPM (0.92 GPM in situ) | New/replacement pre-rinse spray nozzle rated 1.0 GPM (0.92 GPM in situ) | New/replacement pre-rinse spray nozzle rated 1.0 GPM (0.92 GPM in situ) | New/replacement pre-rinse spray nozzle rated 1.0 GPM (0.92 GPM in situ) | New/replacement pre-rinse spray nozzle rated 1.0 GPM (0.92 GPM in situ) | New/replacement pre-rinse spray nozzle rated 1.0 GPM (0.92 GPM in situ) | New/replacement pre-rinse spray nozzle rated 1.0 GPM (0.92 GPM in situ) | New/replacement pre-rinse spray nozzle rated 1.0 GPM (0.92 GPM in situ) | New/replacement pre-rinse spray nozzle rated 1.0 GPM (0.92 GPM in situ) | New/replacement pre-rinse spray nozzle rated 1.0 GPM (0.92 GPM in situ) | New/replacement pre-rinse spray nozzle rated 1.0 GPM (0.92 GPM in situ) | New/replacement pre-rinse spray nozzle rated 1.0 GPM (0.92 GPM in situ) | New/replacement pre-rinse spray nozzle rated 1.0 GPM (0.92 GPM in situ) | New/replacement pre-rinse spray nozzle rated 1.0 GPM (0.92 GPM in situ) | New/replacement pre-rinse spray nozzle rated 1.0 GPM (0.92 GPM in situ) | New/replacement pre-rinse spray nozzle rated 1.0 GPM (0.92 GPM in situ) | New/replacement pre-rinse spray nozzle rated 1.0 GPM (0.92 GPM in situ) | New/replacement pre-rinse spray nozzle rated 1.0 GPM (0.92 GPM in situ) | 104.6129 | 104.6129 | 104.6129 | 104.6129 | 104.6129 | 104.6129 | 104.6129 | 104.6129 | 104.6129 | 104.6129 | 104.6129 | 104.6129 | 104.6129 | 104.6129 | 104.6129 | 104.6129 | 104.6129 | 104.6129 | 104.6129 | 104.6129 | 104.6129 | 104.6129 | 104.6129 | 104.6129 | 104.6129 | 104.6129 | 104.6129 | 104.6129 | 54.7674 | 54.7674 | 54.7674 | 54.7674 | 54.7674 | 54.7674 | 54.7674 | 54.7674 | 54.7674 | 54.7674 | 54.7674 | 54.7674 | 54.7674 | 54.7674 | 54.7674 | 54.7674 | 54.7674 | 54.7674 | 54.7674 | 54.7674 | 54.7674 | 54.7674 | 54.7674 | 54.7674 | 54.7674 | 54.7674 | 54.7674 | 54.7674 | 0 | 0 | 0 | 0 | 0 | 0 | 0 | 0 | 0 | 0 | 0 | 0 | 0 | 0 | 0 | 0 | 0 | 0 | 0 | 0 | 0 | 0 | 0 | 0 | 0 | 0 | 0 | 0 | 0 | 0 | 0 | 0 | 0 | 0 | 0 | 0 | 0 | 0 | 0 | 0 | 0 | 0 | 0 | 0 | 0 | 0 | 0 | 0 | 0 | 0 | 0 | 0 | 0 | 0 | 0 | 0 | 0 | 0 | 0 | 0 | 0 | 0 | 0 | 0 | 0 | 0 | 0 | 0 | 0 | 0 | 0 | 0 | 0 | 0 | 0 | 0 | 0 | 0 | 0 | 0 | 0 | 0 | 0 | 0 | 0 | 0 | 0 | 0 | 0 | 0 | 0 | 0 | 0 | 0 | 0 | 0 | 0 | 0 | 0 | 0 | 0 | 0 | 0 | 0 | 0 | 0 | 0 | 0 | 0 | 0 | 0 | 0 | New/replacement pre-rinse spray nozzle rated 1.0 GPM (0.92 GPM in situ) | New/replacement pre-rinse spray nozzle rated 1.0 GPM (0.92 GPM in situ) | New/replacement pre-rinse spray nozzle rated 1.0 GPM (0.92 GPM in situ) | New/replacement pre-rinse spray nozzle rated 1.0 GPM (0.92 GPM in situ) | New/replacement pre-rinse spray nozzle rated 1.0 GPM (0.92 GPM in situ) | New/replacement pre-rinse spray nozzle rated 1.0 GPM (0.92 GPM in situ) | New/replacement pre-rinse spray nozzle rated 1.0 GPM (0.92 GPM in situ) | New/replacement pre-rinse spray nozzle rated 1.0 GPM (0.92 GPM in situ) | New/replacement pre-rinse spray nozzle rated 1.0 GPM (0.92 GPM in situ) | New/replacement pre-rinse spray nozzle rated 1.0 GPM (0.92 GPM in situ) | New/replacement pre-rinse spray nozzle rated 1.0 GPM (0.92 GPM in situ) | New/replacement pre-rinse spray nozzle rated 1.0 GPM (0.92 GPM in situ) | New/replacement pre-rinse spray nozzle rated 1.0 GPM (0.92 GPM in situ) | New/replacement pre-rinse spray nozzle rated 1.0 GPM (0.92 GPM in situ) | New/replacement pre-rinse spray nozzle rated 1.0 GPM (0.92 GPM in situ) | New/replacement pre-rinse spray nozzle rated 1.0 GPM (0.92 GPM in situ) | New/replacement pre-rinse spray nozzle rated 1.0 GPM (0.92 GPM in situ) | New/replacement pre-rinse spray nozzle rated 1.0 GPM (0.92 GPM in situ) | New/replacement pre-rinse spray nozzle rated 1.0 GPM (0.92 GPM in situ) | New/replacement pre-rinse spray nozzle rated 1.0 GPM (0.92 GPM in situ) | New/replacement pre-rinse spray nozzle rated 1.0 GPM (0.92 GPM in situ) | New/replacement pre-rinse spray nozzle rated 1.0 GPM (0.92 GPM in situ) | New/replacement pre-rinse spray nozzle rated 1.0 GPM (0.92 GPM in situ) | New/replacement pre-rinse spray nozzle rated 1.0 GPM (0.92 GPM in situ) | New/replacement pre-rinse spray nozzle rated 1.0 GPM (0.92 GPM in situ) | New/replacement pre-rinse spray nozzle rated 1.0 GPM (0.92 GPM in situ) | New/replacement pre-rinse spray nozzle rated 1.0 GPM (0.92 GPM in situ) | New/replacement pre-rinse spray nozzle rated 1.0 GPM (0.92 GPM in situ) | 104.6129 | 104.6129 | 104.6129 | 104.6129 | 104.6129 | 104.6129 | 104.6129 | 104.6129 | 104.6129 | 104.6129 | 104.6129 | 104.6129 | 104.6129 | 104.6129 | 104.6129 | 104.6129 | 104.6129 | 104.6129 | 104.6129 | 104.6129 | 104.6129 | 104.6129 | 104.6129 | 104.6129 | 104.6129 | 104.6129 | 104.6129 | 104.6129 | 54.7674 | 54.7674 | 54.7674 | 54.7674 | 54.7674 | 54.7674 | 54.7674 | 54.7674 | 54.7674 | 54.7674 | 54.7674 | 54.7674 | 54.7674 | 54.7674 | 54.7674 | 54.7674 | 54.7674 | 54.7674 | 54.7674 | 54.7674 | 54.7674 | 54.7674 | 54.7674 | 54.7674 | 54.7674 | 54.7674 | 54.7674 | 54.7674 | 0 | 0 | 0 | 0 | 0 | 0 | 0 | 0 | 0 | 0 | 0 | 0 | 0 | 0 | 0 | 0 | 0 | 0 | 0 | 0 | 0 | 0 | 0 | 0 | 0 | 0 | 0 | 0 | 0 | 0 | 0 | 0 | 0 | 0 | 0 | 0 | 0 | 0 | 0 | 0 | 0 | 0 | 0 | 0 | 0 | 0 | 0 | 0 | 0 | 0 | 0 | 0 | 0 | 0 | 0 | 0 | 0 | 0 | 0 | 0 | 0 | 0 | 0 | 0 | 0 | 0 | 0 | 0 | 0 | 0 | 0 | 0 | 0 | 0 | 0 | 0 | 0 | 0 | 0 | 0 | 0 | 0 | 0 | 0 | 0 | 0
Water Heater - Solar System_Healthcare_New_Solar water heating system | Water Heater - Solar System_Healthcare_New | Water Heater - Solar System_Commercial_New_Central storage gas water heater_Solar water heating system | Commercial | Healthcare | New | Water Heating | Natural Gas | Water Heater - Solar System | NEQ | Central storage gas water heater | 15 | 15 | 15 | 0.13435 | 0 | 0 | 0 | 0.1 | Retro1Slow | 0.012666666666666666 | TBD | A | WCM585 | 0.7 | 0.42 | sqft cond | 0.0321 | 0 | 0 | 0 | 0 | CA eTRM - Solar Thermal Water Heating System, Multifamily - SWWH034-03 | CA eTRM - Solar Thermal Water Heating System, Multifamily - SWWH034-03 and Applied Energy Group Research - AEG Measure Research v1.3 SEP23 | CA eTRM - Solar Thermal Water Heating System, Multifamily - SWWH034-03 | 0 | 0 | 5.2902 | Central storage gas water heater | Central storage gas water heater | Central storage gas water heater | Central storage gas water heater | Central storage gas water heater | Central storage gas water heater | Central storage gas water heater | Central storage gas water heater | Central storage gas water heater | Central storage gas water heater | Central storage gas water heater | Central storage gas water heater | Central storage gas water heater | Central storage gas water heater | Central storage gas water heater | Central storage gas water heater | Central storage gas water heater | Central storage gas water heater | Central storage gas water heater | Central storage gas water heater | Central storage gas water heater | Central storage gas water heater | Central storage gas water heater | Central storage gas water heater | Central storage gas water heater | Central storage gas water heater | Central storage gas water heater | Central storage gas water heater | 0 | 0 | 0 | 0 | 0 | 0 | 0 | 0 | 0 | 0 | 0 | 0 | 0 | 0 | 0 | 0 | 0 | 0 | 0 | 0 | 0 | 0 | 0 | 0 | 0 | 0 | 0 | 0 | 0 | 0 | 0 | 0 | 0 | 0 | 0 | 0 | 0 | 0 | 0 | 0 | 0 | 0 | 0 | 0 | 0 | 0 | 0 | 0 | 0 | 0 | 0 | 0 | 0 | 0 | 0 | 0 | 0 | 0 | 0 | 0 | 0 | 0 | 0 | 0 | 0 | 0 | 0 | 0 | 0 | 0 | 0 | 0 | 0 | 0 | 0 | 0 | 0 | 0 | 0 | 0 | 0 | 0 | 0 | 0 | 0 | 0 | 0 | 0 | 0 | 0 | 0 | 0 | 0 | 0 | 0 | 0 | 0 | 0 | 0 | 0 | 0 | 0 | 0 | 0 | 0 | 0 | 0 | 0 | 0 | 0 | 0 | 0 | Solar water heating system | Solar water heating system | Solar water heating system | Solar water heating system | Solar water heating system | Solar water heating system | Solar water heating system | Solar water heating system | Solar water heating system | Solar water heating system | Solar water heating system | Solar water heating system | Solar water heating system | Solar water heating system | Solar water heating system | Solar water heating system | Solar water heating system | Solar water heating system | Solar water heating system | Solar water heating system | Solar water heating system | Solar water heating system | Solar water heating system | Solar water heating system | Solar water heating system | Solar water heating system | Solar water heating system | Solar water heating system | 5.2902 | 5.2902 | 5.2902 | 5.2902 | 5.2902 | 5.2902 | 5.2902 | 5.2902 | 5.2902 | 5.2902 | 5.2902 | 5.2902 | 5.2902 | 5.2902 | 5.2902 | 5.2902 | 5.2902 | 5.2902 | 5.2902 | 5.2902 | 5.2902 | 5.2902 | 5.2902 | 5.2902 | 5.2902 | 5.2902 | 5.2902 | 5.2902 | 0.1344 | 0.1344 | 0.1344 | 0.1344 | 0.1344 | 0.1344 | 0.1344 | 0.1344 | 0.1344 | 0.1344 | 0.1344 | 0.1344 | 0.1344 | 0.1344 | 0.1344 | 0.1344 | 0.1344 | 0.1344 | 0.1344 | 0.1344 | 0.1344 | 0.1344 | 0.1344 | 0.1344 | 0.1344 | 0.1344 | 0.1344 | 0.1344 | 0 | 0 | 0 | 0 | 0 | 0 | 0 | 0 | 0 | 0 | 0 | 0 | 0 | 0 | 0 | 0 | 0 | 0 | 0 | 0 | 0 | 0 | 0 | 0 | 0 | 0 | 0 | 0 | 0 | 0 | 0 | 0 | 0 | 0 | 0 | 0 | 0 | 0 | 0 | 0 | 0 | 0 | 0 | 0 | 0 | 0 | 0 | 0 | 0 | 0 | 0 | 0 | 0 | 0 | 0 | 0 | 0 | 0 | 0 | 0 | 0 | 0 | 0 | 0 | 0 | 0 | 0 | 0 | 0 | 0 | 0 | 0 | 0 | 0 | 0 | 0 | 0 | 0 | 0 | 0 | 0 | 0 | 0 | 0 | 0 | 0 | 0 | 0 | 0 | 0 | 0 | 0 | 0 | 0 | 0 | 0 | 0 | 0 | 0 | 0 | 0 | 0 | 0 | 0 | 0 | 0 | 0 | 0 | 0 | 0 | 0 | 0 | Solar water heating system | Solar water heating system | Solar water heating system | Solar water heating system | Solar water heating system | Solar water heating system | Solar water heating system | Solar water heating system | Solar water heating system | Solar water heating system | Solar water heating system | Solar water heating system | Solar water heating system | Solar water heating system | Solar water heating system | Solar water heating system | Solar water heating system | Solar water heating system | Solar water heating system | Solar water heating system | Solar water heating system | Solar water heating system | Solar water heating system | Solar water heating system | Solar water heating system | Solar water heating system | Solar water heating system | Solar water heating system | 5.2902 | 5.2902 | 5.2902 | 5.2902 | 5.2902 | 5.2902 | 5.2902 | 5.2902 | 5.2902 | 5.2902 | 5.2902 | 5.2902 | 5.2902 | 5.2902 | 5.2902 | 5.2902 | 5.2902 | 5.2902 | 5.2902 | 5.2902 | 5.2902 | 5.2902 | 5.2902 | 5.2902 | 5.2902 | 5.2902 | 5.2902 | 5.2902 | 0.1344 | 0.1344 | 0.1344 | 0.1344 | 0.1344 | 0.1344 | 0.1344 | 0.1344 | 0.1344 | 0.1344 | 0.1344 | 0.1344 | 0.1344 | 0.1344 | 0.1344 | 0.1344 | 0.1344 | 0.1344 | 0.1344 | 0.1344 | 0.1344 | 0.1344 | 0.1344 | 0.1344 | 0.1344 | 0.1344 | 0.1344 | 0.1344 | 0 | 0 | 0 | 0 | 0 | 0 | 0 | 0 | 0 | 0 | 0 | 0 | 0 | 0 | 0 | 0 | 0 | 0 | 0 | 0 | 0 | 0 | 0 | 0 | 0 | 0 | 0 | 0 | 0 | 0 | 0 | 0 | 0 | 0 | 0 | 0 | 0 | 0 | 0 | 0 | 0 | 0 | 0 | 0 | 0 | 0 | 0 | 0 | 0 | 0 | 0 | 0 | 0 | 0 | 0 | 0 | 0 | 0 | 0 | 0 | 0 | 0 | 0 | 0 | 0 | 0 | 0 | 0 | 0 | 0 | 0 | 0 | 0 | 0 | 0 | 0 | 0 | 0 | 0 | 0 | 0 | 0 | 0 | 0 | 0 | 0
Circulation Pump - Controls_Healthcare_New_Not Applicable Segment or Vintage | Circulation Pump - Controls_Healthcare_New | Circulation Pump - Controls_Commercial_New_Not Applicable Segment or Vintage_Not Applicable Segment or Vintage | Commercial | Healthcare | New | Water Heating | Natural Gas | Circulation Pump - Controls | NEQ | Not Applicable Segment or Vintage | 11 | 11 | 11 | 0 | 0 | 0 | 0 | 0 | Retro3Slow | 0.004128203794943829 | TBD | A | WCM586 | 0.7 | 0.42 | sqft | 0.0321 | 0 | 0 | 0 | 0 | Not Applicable Segment or Vintage | Not Applicable Segment or Vintage | Not Applicable Segment or Vintage | 0 | 0 | 0 | Not Applicable Segment or Vintage | Not Applicable Segment or Vintage | Not Applicable Segment or Vintage | Not Applicable Segment or Vintage | Not Applicable Segment or Vintage | Not Applicable Segment or Vintage | Not Applicable Segment or Vintage | Not Applicable Segment or Vintage | Not Applicable Segment or Vintage | Not Applicable Segment or Vintage | Not Applicable Segment or Vintage | Not Applicable Segment or Vintage | Not Applicable Segment or Vintage | Not Applicable Segment or Vintage | Not Applicable Segment or Vintage | Not Applicable Segment or Vintage | Not Applicable Segment or Vintage | Not Applicable Segment or Vintage | Not Applicable Segment or Vintage | Not Applicable Segment or Vintage | Not Applicable Segment or Vintage | Not Applicable Segment or Vintage | Not Applicable Segment or Vintage | Not Applicable Segment or Vintage | Not Applicable Segment or Vintage | Not Applicable Segment or Vintage | Not Applicable Segment or Vintage | Not Applicable Segment or Vintage | 0 | 0 | 0 | 0 | 0 | 0 | 0 | 0 | 0 | 0 | 0 | 0 | 0 | 0 | 0 | 0 | 0 | 0 | 0 | 0 | 0 | 0 | 0 | 0 | 0 | 0 | 0 | 0 | 0 | 0 | 0 | 0 | 0 | 0 | 0 | 0 | 0 | 0 | 0 | 0 | 0 | 0 | 0 | 0 | 0 | 0 | 0 | 0 | 0 | 0 | 0 | 0 | 0 | 0 | 0 | 0 | 0 | 0 | 0 | 0 | 0 | 0 | 0 | 0 | 0 | 0 | 0 | 0 | 0 | 0 | 0 | 0 | 0 | 0 | 0 | 0 | 0 | 0 | 0 | 0 | 0 | 0 | 0 | 0 | 0 | 0 | 0 | 0 | 0 | 0 | 0 | 0 | 0 | 0 | 0 | 0 | 0 | 0 | 0 | 0 | 0 | 0 | 0 | 0 | 0 | 0 | 0 | 0 | 0 | 0 | 0 | 0 | Not Applicable Segment or Vintage | Not Applicable Segment or Vintage | Not Applicable Segment or Vintage | Not Applicable Segment or Vintage | Not Applicable Segment or Vintage | Not Applicable Segment or Vintage | Not Applicable Segment or Vintage | Not Applicable Segment or Vintage | Not Applicable Segment or Vintage | Not Applicable Segment or Vintage | Not Applicable Segment or Vintage | Not Applicable Segment or Vintage | Not Applicable Segment or Vintage | Not Applicable Segment or Vintage | Not Applicable Segment or Vintage | Not Applicable Segment or Vintage | Not Applicable Segment or Vintage | Not Applicable Segment or Vintage | Not Applicable Segment or Vintage | Not Applicable Segment or Vintage | Not Applicable Segment or Vintage | Not Applicable Segment or Vintage | Not Applicable Segment or Vintage | Not Applicable Segment or Vintage | Not Applicable Segment or Vintage | Not Applicable Segment or Vintage | Not Applicable Segment or Vintage | Not Applicable Segment or Vintage | 0 | 0 | 0 | 0 | 0 | 0 | 0 | 0 | 0 | 0 | 0 | 0 | 0 | 0 | 0 | 0 | 0 | 0 | 0 | 0 | 0 | 0 | 0 | 0 | 0 | 0 | 0 | 0 | 0 | 0 | 0 | 0 | 0 | 0 | 0 | 0 | 0 | 0 | 0 | 0 | 0 | 0 | 0 | 0 | 0 | 0 | 0 | 0 | 0 | 0 | 0 | 0 | 0 | 0 | 0 | 0 | 0 | 0 | 0 | 0 | 0 | 0 | 0 | 0 | 0 | 0 | 0 | 0 | 0 | 0 | 0 | 0 | 0 | 0 | 0 | 0 | 0 | 0 | 0 | 0 | 0 | 0 | 0 | 0 | 0 | 0 | 0 | 0 | 0 | 0 | 0 | 0 | 0 | 0 | 0 | 0 | 0 | 0 | 0 | 0 | 0 | 0 | 0 | 0 | 0 | 0 | 0 | 0 | 0 | 0 | 0 | 0 | 0 | 0 | 0 | 0 | 0 | 0 | 0 | 0 | 0 | 0 | 0 | 0 | 0 | 0 | 0 | 0 | 0 | 0 | 0 | 0 | 0 | 0 | 0 | 0 | 0 | 0 | 0 | 0 | 0 | 0 | 0 | 0 | 0 | 0 | 0 | 0 | 0 | 0 | 0 | 0 | 0 | 0 | 0 | 0 | 0 | 0 | 0 | 0 | 0 | 0 | 0 | 0 | 0 | 0 | 0 | 0 | Not Applicable Segment or Vintage | Not Applicable Segment or Vintage | Not Applicable Segment or Vintage | Not Applicable Segment or Vintage | Not Applicable Segment or Vintage | Not Applicable Segment or Vintage | Not Applicable Segment or Vintage | Not Applicable Segment or Vintage | Not Applicable Segment or Vintage | Not Applicable Segment or Vintage | Not Applicable Segment or Vintage | Not Applicable Segment or Vintage | Not Applicable Segment or Vintage | Not Applicable Segment or Vintage | Not Applicable Segment or Vintage | Not Applicable Segment or Vintage | Not Applicable Segment or Vintage | Not Applicable Segment or Vintage | Not Applicable Segment or Vintage | Not Applicable Segment or Vintage | Not Applicable Segment or Vintage | Not Applicable Segment or Vintage | Not Applicable Segment or Vintage | Not Applicable Segment or Vintage | Not Applicable Segment or Vintage | Not Applicable Segment or Vintage | Not Applicable Segment or Vintage | Not Applicable Segment or Vintage | 0 | 0 | 0 | 0 | 0 | 0 | 0 | 0 | 0 | 0 | 0 | 0 | 0 | 0 | 0 | 0 | 0 | 0 | 0 | 0 | 0 | 0 | 0 | 0 | 0 | 0 | 0 | 0 | 0 | 0 | 0 | 0 | 0 | 0 | 0 | 0 | 0 | 0 | 0 | 0 | 0 | 0 | 0 | 0 | 0 | 0 | 0 | 0 | 0 | 0 | 0 | 0 | 0 | 0 | 0 | 0 | 0 | 0 | 0 | 0 | 0 | 0 | 0 | 0 | 0 | 0 | 0 | 0 | 0 | 0 | 0 | 0 | 0 | 0 | 0 | 0 | 0 | 0 | 0 | 0 | 0 | 0 | 0 | 0 | 0 | 0 | 0 | 0 | 0 | 0 | 0 | 0 | 0 | 0 | 0 | 0 | 0 | 0 | 0 | 0 | 0 | 0 | 0 | 0 | 0 | 0 | 0 | 0 | 0 | 0 | 0 | 0 | 0 | 0 | 0 | 0 | 0 | 0 | 0 | 0 | 0 | 0 | 0 | 0 | 0 | 0 | 0 | 0 | 0 | 0 | 0 | 0 | 0 | 0 | 0 | 0 | 0 | 0 | 0 | 0 | 0 | 0
Commercial Laundry - ENERGY STAR Washer (8.0)_Healthcare_New_EnergyStar Front Loading Clothers Washer | Commercial Laundry - ENERGY STAR Washer (8.0)_Healthcare_New | Commercial Laundry - ENERGY STAR Washer (8.0)_Commercial_New_Federal Standard Front-Loading Clothes Washer_EnergyStar Front Loading Clothers Washer | Commercial | Healthcare | New | Water Heating | Natural Gas | Commercial Laundry - ENERGY STAR Washer (8.0) | NEQ | Federal Standard Front-Loading Clothes Washer | 11 | 11 | 11 | 23.903 | 0 | 0 | 0.08 | 0.2 | Retro5Med | 8.35569166605469E-06 | TBD | A | WCM588 | 0.7 | 0.42 | Washer | 0.0321 | 0 | 0 | 0 | 0 | Regional Technical Forum. Commercial Clothes Washers - Unit Energy Savings Workbook, Version 7.1. Northwest Power and Conservation Council. July 18, 2023 | Regional Technical Forum. Commercial Clothes Washers - Unit Energy Savings Workbook, Version 7.1. Northwest Power and Conservation Council. July 18, 2023 | Regional Technical Forum. Commercial Clothes Washers - Unit Energy Savings Workbook, Version 7.1. Northwest Power and Conservation Council. July 18, 2023 | 0 | 0 | 668.9719 | Federal Standard Front-Loading Clothes Washer | Federal Standard Front-Loading Clothes Washer | Federal Standard Front-Loading Clothes Washer | Federal Standard Front-Loading Clothes Washer | Federal Standard Front-Loading Clothes Washer | Federal Standard Front-Loading Clothes Washer | Federal Standard Front-Loading Clothes Washer | Federal Standard Front-Loading Clothes Washer | Federal Standard Front-Loading Clothes Washer | Federal Standard Front-Loading Clothes Washer | Federal Standard Front-Loading Clothes Washer | Federal Standard Front-Loading Clothes Washer | Federal Standard Front-Loading Clothes Washer | Federal Standard Front-Loading Clothes Washer | Federal Standard Front-Loading Clothes Washer | Federal Standard Front-Loading Clothes Washer | Federal Standard Front-Loading Clothes Washer | Federal Standard Front-Loading Clothes Washer | Federal Standard Front-Loading Clothes Washer | Federal Standard Front-Loading Clothes Washer | Federal Standard Front-Loading Clothes Washer | Federal Standard Front-Loading Clothes Washer | Federal Standard Front-Loading Clothes Washer | Federal Standard Front-Loading Clothes Washer | Federal Standard Front-Loading Clothes Washer | Federal Standard Front-Loading Clothes Washer | Federal Standard Front-Loading Clothes Washer | Federal Standard Front-Loading Clothes Washer | 0 | 0 | 0 | 0 | 0 | 0 | 0 | 0 | 0 | 0 | 0 | 0 | 0 | 0 | 0 | 0 | 0 | 0 | 0 | 0 | 0 | 0 | 0 | 0 | 0 | 0 | 0 | 0 | 0 | 0 | 0 | 0 | 0 | 0 | 0 | 0 | 0 | 0 | 0 | 0 | 0 | 0 | 0 | 0 | 0 | 0 | 0 | 0 | 0 | 0 | 0 | 0 | 0 | 0 | 0 | 0 | 0 | 0 | 0 | 0 | 0 | 0 | 0 | 0 | 0 | 0 | 0 | 0 | 0 | 0 | 0 | 0 | 0 | 0 | 0 | 0 | 0 | 0 | 0 | 0 | 0 | 0 | 0 | 0 | 0 | 0 | 0 | 0 | 0 | 0 | 0 | 0 | 0 | 0 | 0 | 0 | 0 | 0 | 0 | 0 | 0 | 0 | 0 | 0 | 0 | 0 | 0 | 0 | 0 | 0 | 0 | 0 | EnergyStar Front Loading Clothers Washer | EnergyStar Front Loading Clothers Washer | EnergyStar Front Loading Clothers Washer | EnergyStar Front Loading Clothers Washer | EnergyStar Front Loading Clothers Washer | EnergyStar Front Loading Clothers Washer | EnergyStar Front Loading Clothers Washer | EnergyStar Front Loading Clothers Washer | EnergyStar Front Loading Clothers Washer | EnergyStar Front Loading Clothers Washer | EnergyStar Front Loading Clothers Washer | EnergyStar Front Loading Clothers Washer | EnergyStar Front Loading Clothers Washer | EnergyStar Front Loading Clothers Washer | EnergyStar Front Loading Clothers Washer | EnergyStar Front Loading Clothers Washer | EnergyStar Front Loading Clothers Washer | EnergyStar Front Loading Clothers Washer | EnergyStar Front Loading Clothers Washer | EnergyStar Front Loading Clothers Washer | EnergyStar Front Loading Clothers Washer | EnergyStar Front Loading Clothers Washer | EnergyStar Front Loading Clothers Washer | EnergyStar Front Loading Clothers Washer | EnergyStar Front Loading Clothers Washer | EnergyStar Front Loading Clothers Washer | EnergyStar Front Loading Clothers Washer | EnergyStar Front Loading Clothers Washer | 668.9719 | 668.9719 | 668.9719 | 668.9719 | 668.9719 | 668.9719 | 668.9719 | 668.9719 | 668.9719 | 668.9719 | 668.9719 | 668.9719 | 668.9719 | 668.9719 | 668.9719 | 668.9719 | 668.9719 | 668.9719 | 668.9719 | 668.9719 | 668.9719 | 668.9719 | 668.9719 | 668.9719 | 668.9719 | 668.9719 | 668.9719 | 668.9719 | 23.903 | 23.903 | 23.903 | 23.903 | 23.903 | 23.903 | 23.903 | 23.903 | 23.903 | 23.903 | 23.903 | 23.903 | 23.903 | 23.903 | 23.903 | 23.903 | 23.903 | 23.903 | 23.903 | 23.903 | 23.903 | 23.903 | 23.903 | 23.903 | 23.903 | 23.903 | 23.903 | 23.903 | 0 | 0 | 0 | 0 | 0 | 0 | 0 | 0 | 0 | 0 | 0 | 0 | 0 | 0 | 0 | 0 | 0 | 0 | 0 | 0 | 0 | 0 | 0 | 0 | 0 | 0 | 0 | 0 | 0 | 0 | 0 | 0 | 0 | 0 | 0 | 0 | 0 | 0 | 0 | 0 | 0 | 0 | 0 | 0 | 0 | 0 | 0 | 0 | 0 | 0 | 0 | 0 | 0 | 0 | 0 | 0 | 0 | 0 | 0 | 0 | 0 | 0 | 0 | 0 | 0 | 0 | 0 | 0 | 0 | 0 | 0 | 0 | 0 | 0 | 0 | 0 | 0 | 0 | 0 | 0 | 0 | 0 | 0 | 0 | 0 | 0 | 0 | 0 | 0 | 0 | 0 | 0 | 0 | 0 | 0 | 0 | 0 | 0 | 0 | 0 | 0 | 0 | 0 | 0 | 0 | 0 | 0 | 0 | 0 | 0 | 0 | 0 | EnergyStar Front Loading Clothers Washer | EnergyStar Front Loading Clothers Washer | EnergyStar Front Loading Clothers Washer | EnergyStar Front Loading Clothers Washer | EnergyStar Front Loading Clothers Washer | EnergyStar Front Loading Clothers Washer | EnergyStar Front Loading Clothers Washer | EnergyStar Front Loading Clothers Washer | EnergyStar Front Loading Clothers Washer | EnergyStar Front Loading Clothers Washer | EnergyStar Front Loading Clothers Washer | EnergyStar Front Loading Clothers Washer | EnergyStar Front Loading Clothers Washer | EnergyStar Front Loading Clothers Washer | EnergyStar Front Loading Clothers Washer | EnergyStar Front Loading Clothers Washer | EnergyStar Front Loading Clothers Washer | EnergyStar Front Loading Clothers Washer | EnergyStar Front Loading Clothers Washer | EnergyStar Front Loading Clothers Washer | EnergyStar Front Loading Clothers Washer | EnergyStar Front Loading Clothers Washer | EnergyStar Front Loading Clothers Washer | EnergyStar Front Loading Clothers Washer | EnergyStar Front Loading Clothers Washer | EnergyStar Front Loading Clothers Washer | EnergyStar Front Loading Clothers Washer | EnergyStar Front Loading Clothers Washer | 668.9719 | 668.9719 | 668.9719 | 668.9719 | 668.9719 | 668.9719 | 668.9719 | 668.9719 | 668.9719 | 668.9719 | 668.9719 | 668.9719 | 668.9719 | 668.9719 | 668.9719 | 668.9719 | 668.9719 | 668.9719 | 668.9719 | 668.9719 | 668.9719 | 668.9719 | 668.9719 | 668.9719 | 668.9719 | 668.9719 | 668.9719 | 668.9719 | 23.903 | 23.903 | 23.903 | 23.903 | 23.903 | 23.903 | 23.903 | 23.903 | 23.903 | 23.903 | 23.903 | 23.903 | 23.903 | 23.903 | 23.903 | 23.903 | 23.903 | 23.903 | 23.903 | 23.903 | 23.903 | 23.903 | 23.903 | 23.903 | 23.903 | 23.903 | 23.903 | 23.903 | 0 | 0 | 0 | 0 | 0 | 0 | 0 | 0 | 0 | 0 | 0 | 0 | 0 | 0 | 0 | 0 | 0 | 0 | 0 | 0 | 0 | 0 | 0 | 0 | 0 | 0 | 0 | 0 | 0 | 0 | 0 | 0 | 0 | 0 | 0 | 0 | 0 | 0 | 0 | 0 | 0 | 0 | 0 | 0 | 0 | 0 | 0 | 0 | 0 | 0 | 0 | 0 | 0 | 0 | 0 | 0 | 0 | 0 | 0 | 0 | 0 | 0 | 0 | 0 | 0 | 0 | 0 | 0 | 0 | 0 | 0 | 0 | 0 | 0 | 0 | 0 | 0 | 0 | 0 | 0 | 0 | 0 | 0 | 0 | 0 | 0
Gas-Fired Combination Heat Pump Conversion_Healthcare_New_Gas-fired heat pump, COP 1.3 | Gas-Fired Combination Heat Pump Conversion_Healthcare_New | Gas-Fired Combination Heat Pump Conversion_Commercial_New_Federal standard gas-fired central heating and DHW system_Gas-fired heat pump, COP 1.3 | Commercial | Healthcare | New | Water Heating | Natural Gas | Gas-Fired Combination Heat Pump Conversion | NEQ | Federal standard gas-fired central heating and DHW system | 20 | 20 | 20 | 0 | 0 | 0 | 0 | 0.1 | Retro1Slow | 0.012666666666666666 | TBD | A | WCM565 | 0.7 | 0.42 | kBtuh heat | 0.0321 | 0 | 0 | 0 | 0 | AEO 2021 - gas_eng-driven_RTHP-heat 2017 typical | EIA - Technology Forecast Updates. Appendix A. U.S. Energy Information Administration. March 3, 2023.¦ Technical Support Documents for Baseline Costs | AEG Analysis, Comparison of Baseline TE vs COP | 0 | 0 | 195.1704 | Federal standard gas-fired central heating and DHW system | Federal standard gas-fired central heating and DHW system | Federal standard gas-fired central heating and DHW system | Federal standard gas-fired central heating and DHW system | Federal standard gas-fired central heating and DHW system | Federal standard gas-fired central heating and DHW system | Federal standard gas-fired central heating and DHW system | Federal standard gas-fired central heating and DHW system | Federal standard gas-fired central heating and DHW system | Federal standard gas-fired central heating and DHW system | Federal standard gas-fired central heating and DHW system | Federal standard gas-fired central heating and DHW system | Federal standard gas-fired central heating and DHW system | Federal standard gas-fired central heating and DHW system | Federal standard gas-fired central heating and DHW system | Federal standard gas-fired central heating and DHW system | Federal standard gas-fired central heating and DHW system | Federal standard gas-fired central heating and DHW system | Federal standard gas-fired central heating and DHW system | Federal standard gas-fired central heating and DHW system | Federal standard gas-fired central heating and DHW system | Federal standard gas-fired central heating and DHW system | Federal standard gas-fired central heating and DHW system | Federal standard gas-fired central heating and DHW system | Federal standard gas-fired central heating and DHW system | Federal standard gas-fired central heating and DHW system | Federal standard gas-fired central heating and DHW system | Federal standard gas-fired central heating and DHW system | 0 | 0 | 0 | 0 | 0 | 0 | 0 | 0 | 0 | 0 | 0 | 0 | 0 | 0 | 0 | 0 | 0 | 0 | 0 | 0 | 0 | 0 | 0 | 0 | 0 | 0 | 0 | 0 | 0 | 0 | 0 | 0 | 0 | 0 | 0 | 0 | 0 | 0 | 0 | 0 | 0 | 0 | 0 | 0 | 0 | 0 | 0 | 0 | 0 | 0 | 0 | 0 | 0 | 0 | 0 | 0 | 0 | 0 | 0 | 0 | 0 | 0 | 0 | 0 | 0 | 0 | 0 | 0 | 0 | 0 | 0 | 0 | 0 | 0 | 0 | 0 | 0 | 0 | 0 | 0 | 0 | 0 | 0 | 0 | 0 | 0 | 0 | 0 | 0 | 0 | 0 | 0 | 0 | 0 | 0 | 0 | 0 | 0 | 0 | 0 | 0 | 0 | 0 | 0 | 0 | 0 | 0 | 0 | 0 | 0 | 0 | 0 | Gas-fired heat pump, COP 1.3 | Gas-fired heat pump, COP 1.3 | Gas-fired heat pump, COP 1.3 | Gas-fired heat pump, COP 1.3 | Gas-fired heat pump, COP 1.3 | Gas-fired heat pump, COP 1.3 | Gas-fired heat pump, COP 1.3 | Gas-fired heat pump, COP 1.3 | Gas-fired heat pump, COP 1.3 | Gas-fired heat pump, COP 1.3 | Gas-fired heat pump, COP 1.3 | Gas-fired heat pump, COP 1.3 | Gas-fired heat pump, COP 1.3 | Gas-fired heat pump, COP 1.3 | Gas-fired heat pump, COP 1.3 | Gas-fired heat pump, COP 1.3 | Gas-fired heat pump, COP 1.3 | Gas-fired heat pump, COP 1.3 | Gas-fired heat pump, COP 1.3 | Gas-fired heat pump, COP 1.3 | Gas-fired heat pump, COP 1.3 | Gas-fired heat pump, COP 1.3 | Gas-fired heat pump, COP 1.3 | Gas-fired heat pump, COP 1.3 | Gas-fired heat pump, COP 1.3 | Gas-fired heat pump, COP 1.3 | Gas-fired heat pump, COP 1.3 | Gas-fired heat pump, COP 1.3 | 195.1704 | 195.1704 | 195.1704 | 195.1704 | 195.1704 | 195.1704 | 195.1704 | 195.1704 | 195.1704 | 195.1704 | 195.1704 | 195.1704 | 195.1704 | 195.1704 | 195.1704 | 195.1704 | 195.1704 | 195.1704 | 195.1704 | 195.1704 | 195.1704 | 195.1704 | 195.1704 | 195.1704 | 195.1704 | 195.1704 | 195.1704 | 195.1704 | 0 | 0 | 0 | 0 | 0 | 0 | 0 | 0 | 0 | 0 | 0 | 0 | 0 | 0 | 0 | 0 | 0 | 0 | 0 | 0 | 0 | 0 | 0 | 0 | 0 | 0 | 0 | 0 | 0 | 0 | 0 | 0 | 0 | 0 | 0 | 0 | 0 | 0 | 0 | 0 | 0 | 0 | 0 | 0 | 0 | 0 | 0 | 0 | 0 | 0 | 0 | 0 | 0 | 0 | 0 | 0 | 0 | 0 | 0 | 0 | 0 | 0 | 0 | 0 | 0 | 0 | 0 | 0 | 0 | 0 | 0 | 0 | 0 | 0 | 0 | 0 | 0 | 0 | 0 | 0 | 0 | 0 | 0 | 0 | 0 | 0 | 0 | 0 | 0 | 0 | 0 | 0 | 0 | 0 | 0 | 0 | 0 | 0 | 0 | 0 | 0 | 0 | 0 | 0 | 0 | 0 | 0 | 0 | 0 | 0 | 0 | 0 | 0 | 0 | 0 | 0 | 0 | 0 | 0 | 0 | 0 | 0 | 0 | 0 | 0 | 0 | 0 | 0 | 0 | 0 | 0 | 0 | 0 | 0 | 0 | 0 | 0 | 0 | 0 | 0 | Gas-fired heat pump, COP 1.3 | Gas-fired heat pump, COP 1.3 | Gas-fired heat pump, COP 1.3 | Gas-fired heat pump, COP 1.3 | Gas-fired heat pump, COP 1.3 | Gas-fired heat pump, COP 1.3 | Gas-fired heat pump, COP 1.3 | Gas-fired heat pump, COP 1.3 | Gas-fired heat pump, COP 1.3 | Gas-fired heat pump, COP 1.3 | Gas-fired heat pump, COP 1.3 | Gas-fired heat pump, COP 1.3 | Gas-fired heat pump, COP 1.3 | Gas-fired heat pump, COP 1.3 | Gas-fired heat pump, COP 1.3 | Gas-fired heat pump, COP 1.3 | Gas-fired heat pump, COP 1.3 | Gas-fired heat pump, COP 1.3 | Gas-fired heat pump, COP 1.3 | Gas-fired heat pump, COP 1.3 | Gas-fired heat pump, COP 1.3 | Gas-fired heat pump, COP 1.3 | Gas-fired heat pump, COP 1.3 | Gas-fired heat pump, COP 1.3 | Gas-fired heat pump, COP 1.3 | Gas-fired heat pump, COP 1.3 | Gas-fired heat pump, COP 1.3 | Gas-fired heat pump, COP 1.3 | 195.1704 | 195.1704 | 195.1704 | 195.1704 | 195.1704 | 195.1704 | 195.1704 | 195.1704 | 195.1704 | 195.1704 | 195.1704 | 195.1704 | 195.1704 | 195.1704 | 195.1704 | 195.1704 | 195.1704 | 195.1704 | 195.1704 | 195.1704 | 195.1704 | 195.1704 | 195.1704 | 195.1704 | 195.1704 | 195.1704 | 195.1704 | 195.1704 | 0 | 0 | 0 | 0 | 0 | 0 | 0 | 0 | 0 | 0 | 0 | 0 | 0 | 0 | 0 | 0 | 0 | 0 | 0 | 0 | 0 | 0 | 0 | 0 | 0 | 0 | 0 | 0 | 0 | 0 | 0 | 0 | 0 | 0 | 0 | 0 | 0 | 0 | 0 | 0 | 0 | 0 | 0 | 0 | 0 | 0 | 0 | 0 | 0 | 0 | 0 | 0 | 0 | 0 | 0 | 0 | 0 | 0 | 0 | 0 | 0 | 0 | 0 | 0 | 0 | 0 | 0 | 0 | 0 | 0 | 0 | 0 | 0 | 0 | 0 | 0 | 0 | 0 | 0 | 0 | 0 | 0 | 0 | 0 | 0 | 0 | 0 | 0 | 0 | 0 | 0 | 0 | 0 | 0 | 0 | 0 | 0 | 0 | 0 | 0 | 0 | 0 | 0 | 0 | 0 | 0 | 0 | 0 | 0 | 0 | 0 | 0 | 0 | 0
Ducting - Repair and Sealing_Healthcare_Existing_Sealed Ductwork | Ducting - Repair and Sealing_Healthcare_Existing | Ducting - Repair and Sealing_Commercial_Existing_Existing ductwork_Sealed Ductwork | Commercial | Healthcare | Existing | Space Heating | Natural Gas | Ducting - Repair and Sealing | NEQ | Existing ductwork | 20 | 20 | 20 | -0.021469 | 0 | 0 | 0.15 | 0.5 | Retro5Med | 8.35569166605469E-06 | TBD | A | WCM504 | 0.7 | 0.42 | sqft duct | 0.0321 | 9999 | 9999 | 9999 | 9999 | IL TRM v13 - 4.4.56 Commercial Duct Sealing - CI-HVC-DSEAL-V02-250101 | IL TRM v13 - 4.4.56 Commercial Duct Sealing - CI-HVC-DSEAL-V02-250101 | AEG BEST | 0 | 0 | 3.0757 | Existing ductwork | Existing ductwork | Existing ductwork | Existing ductwork | Existing ductwork | Existing ductwork | Existing ductwork | Existing ductwork | Existing ductwork | Existing ductwork | Existing ductwork | Existing ductwork | Existing ductwork | Existing ductwork | Existing ductwork | Existing ductwork | Existing ductwork | Existing ductwork | Existing ductwork | Existing ductwork | Existing ductwork | Existing ductwork | Existing ductwork | Existing ductwork | Existing ductwork | Existing ductwork | Existing ductwork | Existing ductwork | 0 | 0 | 0 | -719.1933 | -864.1899 | -1031.8874 | -1165.1976 | -1288.3444 | -1454.0787 | -1534.3005 | -1503.546 | -1357.4422 | -1118.0816 | -830.3577 | -528.7923 | -296.2751 | -138.0299 | -56.6442 | -20.0205 | -6.0937 | -1.2973 | -0.11698 | -0.076537 | 0 | 0 | 0 | 0 | 0 | 0 | 0 | 0 | -719.1933 | -1568.0191 | -2561.9065 | -3657.2506 | -4833.5679 | -6120.2921 | -7421.1359 | -8622.3703 | -9617.9216 | -10334.1288 | -10748.1082 | -10870.9518 | -10786.064 | -10574.6886 | -10313.8812 | -10044.7665 | -9794.2397 | -9567.8722 | -9372.4814 | -9198.6904 | -9053.6161 | -8919.7825 | -8796.3137 | -8682.4026 | -8577.3054 | 0 | 0 | 0 | 8627.371243415015 | 10593.035977752661 | 12962.77606506621 | 15047.740540840146 | 17163.853626419845 | 20066.608033905577 | 22013.38063774376 | 22488.22327947875 | 21192.451608961845 | 18216.70722078251 | 14096.857161596266 | 9329.599135320896 | 5417.186594702455 | 2608.27502707896 | 1103.5009729949447 | 401.273081089071 | 125.33965718377456 | 27.318354133379245 | 2.514685604601027 | 1.676457069734018 | 0 | 0 | 0 | 0 | 0 | 0 | 0 | 0 | 8627.371243415015 | 19220.407221167676 | 32183.183286233885 | 47230.92382707403 | 64394.77745349388 | 84461.38548739946 | 106474.76612514321 | 128962.98940462197 | 150155.44101358383 | 168372.14823436632 | 182469.0053959626 | 191798.6045312835 | 197215.79112598594 | 199824.0661530649 | 200927.56712605985 | 201328.84020714893 | 201454.1798643327 | 201481.49821846606 | 201484.01290407067 | 201485.6893611404 | 201485.6893611404 | 201485.6893611404 | 201485.6893611404 | 201485.6893611404 | 201485.6893611404 | Sealed Ductwork | Sealed Ductwork | Sealed Ductwork | Sealed Ductwork | Sealed Ductwork | Sealed Ductwork | Sealed Ductwork | Sealed Ductwork | Sealed Ductwork | Sealed Ductwork | Sealed Ductwork | Sealed Ductwork | Sealed Ductwork | Sealed Ductwork | Sealed Ductwork | Sealed Ductwork | Sealed Ductwork | Sealed Ductwork | Sealed Ductwork | Sealed Ductwork | Sealed Ductwork | Sealed Ductwork | Sealed Ductwork | Sealed Ductwork | Sealed Ductwork | Sealed Ductwork | Sealed Ductwork | Sealed Ductwork | 3.0757 | 3.0757 | 3.0757 | 3.0757 | 3.0757 | 3.0757 | 3.0757 | 3.0757 | 3.0757 | 3.0757 | 3.0757 | 3.0757 | 3.0757 | 3.0757 | 3.0757 | 3.0757 | 3.0757 | 3.0757 | 3.0757 | 3.0757 | 3.0757 | 3.0757 | 3.0757 | 3.0757 | 3.0757 | 3.0757 | 3.0757 | 3.0757 | -0.0215 | -0.0215 | -0.0215 | -0.0215 | -0.0215 | -0.0215 | -0.0215 | -0.0215 | -0.0215 | -0.0215 | -0.0215 | -0.0215 | -0.0215 | -0.0215 | -0.0215 | -0.0215 | -0.0215 | -0.0215 | -0.0215 | -0.0215 | -0.0215 | -0.0215 | -0.0215 | -0.0215 | -0.0215 | -0.0215 | -0.0215 | -0.0215 | 0 | 0 | 0 | 0 | 0 | 0 | 0 | 0 | 0 | 0 | 0 | 0 | 0 | 0 | 0 | 0 | 0 | 0 | 0 | 0 | 0 | 0 | 0 | 0 | 0 | 0 | 0 | 0 | 0 | 0 | 0 | 0 | 0 | 0 | 0 | 0 | 0 | 0 | 0 | 0 | 0 | 0 | 0 | 0 | 0 | 0 | 0 | 0 | 0 | 0 | 0 | 0 | 0 | 0 | 0 | 0 | 0 | 0 | 0 | 0 | 0 | 0 | 0 | 0 | 0 | 0 | 0 | 0 | 0 | 0 | 0 | 0 | 0 | 0 | 0 | 0 | 0 | 0 | 0 | 0 | 0 | 0 | 0 | 0 | 0 | 0 | 0 | 0 | 0 | 0 | 0 | 0 | 0 | 0 | 0 | 0 | 0 | 0 | 0 | 0 | 0 | 0 | 0 | 0 | 0 | 0 | 0 | 0 | 0 | 0 | 0 | 0 | Sealed Ductwork | Sealed Ductwork | Sealed Ductwork | Sealed Ductwork | Sealed Ductwork | Sealed Ductwork | Sealed Ductwork | Sealed Ductwork | Sealed Ductwork | Sealed Ductwork | Sealed Ductwork | Sealed Ductwork | Sealed Ductwork | Sealed Ductwork | Sealed Ductwork | Sealed Ductwork | Sealed Ductwork | Sealed Ductwork | Sealed Ductwork | Sealed Ductwork | Sealed Ductwork | Sealed Ductwork | Sealed Ductwork | Sealed Ductwork | Sealed Ductwork | Sealed Ductwork | Sealed Ductwork | Sealed Ductwork | 3.0757 | 3.0757 | 3.0757 | 3.0757 | 3.0757 | 3.0757 | 3.0757 | 3.0757 | 3.0757 | 3.0757 | 3.0757 | 3.0757 | 3.0757 | 3.0757 | 3.0757 | 3.0757 | 3.0757 | 3.0757 | 3.0757 | 3.0757 | 3.0757 | 3.0757 | 3.0757 | 3.0757 | 3.0757 | 3.0757 | 3.0757 | 3.0757 | -0.0215 | -0.0215 | -0.0215 | -0.0215 | -0.0215 | -0.0215 | -0.0215 | -0.0215 | -0.0215 | -0.0215 | -0.0215 | -0.0215 | -0.0215 | -0.0215 | -0.0215 | -0.0215 | -0.0215 | -0.0215 | -0.0215 | -0.0215 | -0.0215 | -0.0215 | -0.0215 | -0.0215 | -0.0215 | -0.0215 | -0.0215 | -0.0215 | 0 | 0 | 0 | 0 | 0 | 0 | 0 | 0 | 0 | 0 | 0 | 0 | 0 | 0 | 0 | 0 | 0 | 0 | 0 | 0 | 0 | 0 | 0 | 0 | 0 | 0 | 0 | 0 | 0 | 0 | 0 | 0 | 0 | 0 | 0 | 0 | 0 | 0 | 0 | 0 | 0 | 0 | 0 | 0 | 0 | 0 | 0 | 0 | 0 | 0 | 0 | 0 | 0 | 0 | 0 | 0 | 0 | 0 | 0 | 0 | 0 | 0 | 0 | 0 | 0 | 0 | 0 | 0 | 0 | 0 | 0 | 0 | 0 | 0 | 0 | 0 | 0 | 0 | 0 | 0 | 0 | 0 | 0 | 0 | 0 | 0
Insulation - Ducting_Healthcare_Existing_Insulated duct. | Insulation - Ducting_Healthcare_Existing | Insulation - Ducting_Commercial_Existing_Uninsulated duct._Insulated duct. | Commercial | Healthcare | Existing | Space Heating | Natural Gas | Insulation - Ducting | NEQ | Uninsulated duct. | 20 | 20 | 20 | -0.032837 | 0 | 0 | 0.05 | 0.2 | Retro5Med | 8.35569166605469E-06 | TBD | A | WCM503 | 0.7 | 0.42 | sqft duct | 0.0321 | 9998.999999999998 | 9999 | 9998.999999999998 | 9999 | IL TRM v13 - 4.4.56 Commercial Duct Sealing - CI-HVC-DSEAL-V02-250101 | IL TRM v13 - 4.4.56 Commercial Duct Sealing - CI-HVC-DSEAL-V02-250101 | AEG BEST | 0 | 0 | 9.2 | Uninsulated duct. | Uninsulated duct. | Uninsulated duct. | Uninsulated duct. | Uninsulated duct. | Uninsulated duct. | Uninsulated duct. | Uninsulated duct. | Uninsulated duct. | Uninsulated duct. | Uninsulated duct. | Uninsulated duct. | Uninsulated duct. | Uninsulated duct. | Uninsulated duct. | Uninsulated duct. | Uninsulated duct. | Uninsulated duct. | Uninsulated duct. | Uninsulated duct. | Uninsulated duct. | Uninsulated duct. | Uninsulated duct. | Uninsulated duct. | Uninsulated duct. | Uninsulated duct. | Uninsulated duct. | Uninsulated duct. | 0 | 0 | 0 | -471.4719 | -566.5895 | -676.6307 | -764.1677 | -845.0854 | -954.0025 | -1006.8713 | -986.9256 | -891.2246 | -734.2155 | -545.3565 | -347.3309 | -194.6159 | -90.671 | -37.2096 | -13.1515 | -4.003 | -0.85219 | -0.076842 | -0.050278 | 0 | 0 | 0 | 0 | 0 | 0 | 0 | 0 | -471.4719 | -1028.0415 | -1679.897 | -2398.5227 | -3170.5635 | -4015.4455 | -4870.0558 | -5659.7123 | -6314.6171 | -6786.1577 | -7059.0666 | -7140.4548 | -7085.1037 | -6946.4468 | -6775.201 | -6598.4449 | -6433.8791 | -6285.1769 | -6156.8221 | -6042.6563 | -5947.3548 | -5859.4374 | -5778.329 | -5703.4991 | -5634.4592 | 0 | 0 | 0 | 3697.444818606436 | 4539.872561893999 | 5555.475456456949 | 6449.031660360064 | 7355.937268465649 | 8599.97487167382 | 9434.305987604472 | 9637.809976919467 | 9082.479260983651 | 7807.160237478223 | 6041.510212112686 | 3998.399629423241 | 2321.6513977296236 | 1117.8321544624114 | 472.9289884264049 | 171.97417760960178 | 53.71699593590337 | 11.707866057162532 | 1.0777224019718687 | 0.7184816013145792 | 0 | 0 | 0 | 0 | 0 | 0 | 0 | 0 | 3697.444818606436 | 8237.317380500435 | 13792.792836957386 | 20241.82449731745 | 27597.7617657831 | 36197.73663745692 | 45632.04262506139 | 55269.852601980856 | 64352.33186296451 | 72159.49210044273 | 78201.00231255541 | 82199.40194197865 | 84521.05333970828 | 85638.88549417068 | 86111.81448259708 | 86283.78866020669 | 86337.50565614259 | 86349.21352219975 | 86350.29124460171 | 86351.00972620303 | 86351.00972620303 | 86351.00972620303 | 86351.00972620303 | 86351.00972620303 | 86351.00972620303 | Insulated duct. | Insulated duct. | Insulated duct. | Insulated duct. | Insulated duct. | Insulated duct. | Insulated duct. | Insulated duct. | Insulated duct. | Insulated duct. | Insulated duct. | Insulated duct. | Insulated duct. | Insulated duct. | Insulated duct. | Insulated duct. | Insulated duct. | Insulated duct. | Insulated duct. | Insulated duct. | Insulated duct. | Insulated duct. | Insulated duct. | Insulated duct. | Insulated duct. | Insulated duct. | Insulated duct. | Insulated duct. | 9.2 | 9.2 | 9.2 | 9.2 | 9.2 | 9.2 | 9.2 | 9.2 | 9.2 | 9.2 | 9.2 | 9.2 | 9.2 | 9.2 | 9.2 | 9.2 | 9.2 | 9.2 | 9.2 | 9.2 | 9.2 | 9.2 | 9.2 | 9.2 | 9.2 | 9.2 | 9.2 | 9.2 | -0.0328 | -0.0328 | -0.0328 | -0.0328 | -0.0328 | -0.0328 | -0.0328 | -0.0328 | -0.0328 | -0.0328 | -0.0328 | -0.0328 | -0.0328 | -0.0328 | -0.0328 | -0.0328 | -0.0328 | -0.0328 | -0.0328 | -0.0328 | -0.0328 | -0.0328 | -0.0328 | -0.0328 | -0.0328 | -0.0328 | -0.0328 | -0.0328 | 0 | 0 | 0 | 0 | 0 | 0 | 0 | 0 | 0 | 0 | 0 | 0 | 0 | 0 | 0 | 0 | 0 | 0 | 0 | 0 | 0 | 0 | 0 | 0 | 0 | 0 | 0 | 0 | 0 | 0 | 0 | 0 | 0 | 0 | 0 | 0 | 0 | 0 | 0 | 0 | 0 | 0 | 0 | 0 | 0 | 0 | 0 | 0 | 0 | 0 | 0 | 0 | 0 | 0 | 0 | 0 | 0 | 0 | 0 | 0 | 0 | 0 | 0 | 0 | 0 | 0 | 0 | 0 | 0 | 0 | 0 | 0 | 0 | 0 | 0 | 0 | 0 | 0 | 0 | 0 | 0 | 0 | 0 | 0 | 0 | 0 | 0 | 0 | 0 | 0 | 0 | 0 | 0 | 0 | 0 | 0 | 0 | 0 | 0 | 0 | 0 | 0 | 0 | 0 | 0 | 0 | 0 | 0 | 0 | 0 | 0 | 0 | Insulated duct. | Insulated duct. | Insulated duct. | Insulated duct. | Insulated duct. | Insulated duct. | Insulated duct. | Insulated duct. | Insulated duct. | Insulated duct. | Insulated duct. | Insulated duct. | Insulated duct. | Insulated duct. | Insulated duct. | Insulated duct. | Insulated duct. | Insulated duct. | Insulated duct. | Insulated duct. | Insulated duct. | Insulated duct. | Insulated duct. | Insulated duct. | Insulated duct. | Insulated duct. | Insulated duct. | Insulated duct. | 9.2 | 9.2 | 9.2 | 9.2 | 9.2 | 9.2 | 9.2 | 9.2 | 9.2 | 9.2 | 9.2 | 9.2 | 9.2 | 9.2 | 9.2 | 9.2 | 9.2 | 9.2 | 9.2 | 9.2 | 9.2 | 9.2 | 9.2 | 9.2 | 9.2 | 9.2 | 9.2 | 9.2 | -0.0328 | -0.0328 | -0.0328 | -0.0328 | -0.0328 | -0.0328 | -0.0328 | -0.0328 | -0.0328 | -0.0328 | -0.0328 | -0.0328 | -0.0328 | -0.0328 | -0.0328 | -0.0328 | -0.0328 | -0.0328 | -0.0328 | -0.0328 | -0.0328 | -0.0328 | -0.0328 | -0.0328 | -0.0328 | -0.0328 | -0.0328 | -0.0328 | 0 | 0 | 0 | 0 | 0 | 0 | 0 | 0 | 0 | 0 | 0 | 0 | 0 | 0 | 0 | 0 | 0 | 0 | 0 | 0 | 0 | 0 | 0 | 0 | 0 | 0 | 0 | 0 | 0 | 0 | 0 | 0 | 0 | 0 | 0 | 0 | 0 | 0 | 0 | 0 | 0 | 0 | 0 | 0 | 0 | 0 | 0 | 0 | 0 | 0 | 0 | 0 | 0 | 0 | 0 | 0 | 0 | 0 | 0 | 0 | 0 | 0 | 0 | 0 | 0 | 0 | 0 | 0 | 0 | 0 | 0 | 0 | 0 | 0 | 0 | 0 | 0 | 0 | 0 | 0 | 0 | 0 | 0 | 0 | 0 | 0
Advanced New Construction Designs_Healthcare_Existing_Not Applicable Segment or Vintage | Advanced New Construction Designs_Healthcare_Existing | Advanced New Construction Designs_Commercial_Existing_Not Applicable Segment or Vintage_Not Applicable Segment or Vintage | Commercial | Healthcare | Existing | Space Heating | Natural Gas | Advanced New Construction Designs | NEQ | Not Applicable Segment or Vintage | 20 | 20 | 20 | 0 | 0 | 0 | 0.25 | 0.75 | RetroEven20 | 0.03333333333333333 | TBD | A | WCM545 | 0.7 | 0.42 | sqft | 0.0321 | 0 | 0 | 0 | 0 | Not Applicable Segment or Vintage | Not Applicable Segment or Vintage | Not Applicable Segment or Vintage | 0 | 0 | 0 | Not Applicable Segment or Vintage | Not Applicable Segment or Vintage | Not Applicable Segment or Vintage | Not Applicable Segment or Vintage | Not Applicable Segment or Vintage | Not Applicable Segment or Vintage | Not Applicable Segment or Vintage | Not Applicable Segment or Vintage | Not Applicable Segment or Vintage | Not Applicable Segment or Vintage | Not Applicable Segment or Vintage | Not Applicable Segment or Vintage | Not Applicable Segment or Vintage | Not Applicable Segment or Vintage | Not Applicable Segment or Vintage | Not Applicable Segment or Vintage | Not Applicable Segment or Vintage | Not Applicable Segment or Vintage | Not Applicable Segment or Vintage | Not Applicable Segment or Vintage | Not Applicable Segment or Vintage | Not Applicable Segment or Vintage | Not Applicable Segment or Vintage | Not Applicable Segment or Vintage | Not Applicable Segment or Vintage | Not Applicable Segment or Vintage | Not Applicable Segment or Vintage | Not Applicable Segment or Vintage | 0 | 0 | 0 | 0 | 0 | 0 | 0 | 0 | 0 | 0 | 0 | 0 | 0 | 0 | 0 | 0 | 0 | 0 | 0 | 0 | 0 | 0 | 0 | 0 | 0 | 0 | 0 | 0 | 0 | 0 | 0 | 0 | 0 | 0 | 0 | 0 | 0 | 0 | 0 | 0 | 0 | 0 | 0 | 0 | 0 | 0 | 0 | 0 | 0 | 0 | 0 | 0 | 0 | 0 | 0 | 0 | 0 | 0 | 0 | 253244.02161831112 | 253244.0216183112 | 253244.02161831106 | 253244.02161831118 | 253244.02161831126 | 253244.02161831112 | 253244.02161831126 | 253244.02161831118 | 253244.0216183113 | 253244.02161831118 | 253244.02161831118 | 253244.02161831126 | 253244.0216183112 | 253244.02161831126 | 253244.02161831126 | 253244.02161831126 | 253244.02161831126 | 253244.02161831126 | 253244.02161831126 | 168829.34774554084 | 6.462348535570529E-27 | 6.462348535570529E-27 | 6.462348535570529E-27 | 6.462348535570529E-27 | 6.462348535570529E-27 | 0 | 0 | 0 | 253244.02161831112 | 506488.04323662235 | 759732.0648549334 | 1012976.0864732446 | 1266220.1080915558 | 1519464.1297098668 | 1772708.1513281781 | 2025952.1729464894 | 2279196.1945648007 | 2532440.216183112 | 2785684.2378014233 | 3038928.2594197346 | 3292172.281038046 | 3545416.302656357 | 3798660.3242746685 | 4051904.3458929798 | 4305148.367511291 | 4558392.389129602 | 4811636.410747914 | 4980465.758493454 | 4980465.758493454 | 4980465.758493454 | 4980465.758493454 | 4980465.758493454 | 4980465.758493454 | Not Applicable Segment or Vintage | Not Applicable Segment or Vintage | Not Applicable Segment or Vintage | Not Applicable Segment or Vintage | Not Applicable Segment or Vintage | Not Applicable Segment or Vintage | Not Applicable Segment or Vintage | Not Applicable Segment or Vintage | Not Applicable Segment or Vintage | Not Applicable Segment or Vintage | Not Applicable Segment or Vintage | Not Applicable Segment or Vintage | Not Applicable Segment or Vintage | Not Applicable Segment or Vintage | Not Applicable Segment or Vintage | Not Applicable Segment or Vintage | Not Applicable Segment or Vintage | Not Applicable Segment or Vintage | Not Applicable Segment or Vintage | Not Applicable Segment or Vintage | Not Applicable Segment or Vintage | Not Applicable Segment or Vintage | Not Applicable Segment or Vintage | Not Applicable Segment or Vintage | Not Applicable Segment or Vintage | Not Applicable Segment or Vintage | Not Applicable Segment or Vintage | Not Applicable Segment or Vintage | 0 | 0 | 0 | 0 | 0 | 0 | 0 | 0 | 0 | 0 | 0 | 0 | 0 | 0 | 0 | 0 | 0 | 0 | 0 | 0 | 0 | 0 | 0 | 0 | 0 | 0 | 0 | 0 | 0 | 0 | 0 | 0 | 0 | 0 | 0 | 0 | 0 | 0 | 0 | 0 | 0 | 0 | 0 | 0 | 0 | 0 | 0 | 0 | 0 | 0 | 0 | 0 | 0 | 0 | 0 | 0 | 0 | 0 | 0 | 0 | 0 | 0 | 0 | 0 | 0 | 0 | 0 | 0 | 0 | 0 | 0 | 0 | 0 | 0 | 0 | 0 | 0 | 0 | 0 | 0 | 0 | 0 | 0 | 0 | 0 | 0 | 0 | 0 | 0 | 0 | 0 | 0 | 0 | 0 | 0 | 0 | 0 | 0 | 0 | 0 | 0 | 0 | 0 | 0 | 0 | 0 | 0 | 0 | 0 | 0 | 0 | 0 | 0 | 0 | 0 | 0 | 0 | 0 | 0 | 0 | 0 | 0 | 0 | 0 | 0 | 0 | 0 | 0 | 0 | 0 | 0 | 0 | 0 | 0 | 0 | 0 | 0 | 0 | 0 | 0 | 0 | 0 | 0 | 0 | 0 | 0 | 0 | 0 | 0 | 0 | 0 | 0 | 0 | 0 | 0 | 0 | 0 | 0 | 0 | 0 | 0 | 0 | 0 | 0 | 0 | 0 | 0 | 0 | Not Applicable Segment or Vintage | Not Applicable Segment or Vintage | Not Applicable Segment or Vintage | Not Applicable Segment or Vintage | Not Applicable Segment or Vintage | Not Applicable Segment or Vintage | Not Applicable Segment or Vintage | Not Applicable Segment or Vintage | Not Applicable Segment or Vintage | Not Applicable Segment or Vintage | Not Applicable Segment or Vintage | Not Applicable Segment or Vintage | Not Applicable Segment or Vintage | Not Applicable Segment or Vintage | Not Applicable Segment or Vintage | Not Applicable Segment or Vintage | Not Applicable Segment or Vintage | Not Applicable Segment or Vintage | Not Applicable Segment or Vintage | Not Applicable Segment or Vintage | Not Applicable Segment or Vintage | Not Applicable Segment or Vintage | Not Applicable Segment or Vintage | Not Applicable Segment or Vintage | Not Applicable Segment or Vintage | Not Applicable Segment or Vintage | Not Applicable Segment or Vintage | Not Applicable Segment or Vintage | 0 | 0 | 0 | 0 | 0 | 0 | 0 | 0 | 0 | 0 | 0 | 0 | 0 | 0 | 0 | 0 | 0 | 0 | 0 | 0 | 0 | 0 | 0 | 0 | 0 | 0 | 0 | 0 | 0 | 0 | 0 | 0 | 0 | 0 | 0 | 0 | 0 | 0 | 0 | 0 | 0 | 0 | 0 | 0 | 0 | 0 | 0 | 0 | 0 | 0 | 0 | 0 | 0 | 0 | 0 | 0 | 0 | 0 | 0 | 0 | 0 | 0 | 0 | 0 | 0 | 0 | 0 | 0 | 0 | 0 | 0 | 0 | 0 | 0 | 0 | 0 | 0 | 0 | 0 | 0 | 0 | 0 | 0 | 0 | 0 | 0 | 0 | 0 | 0 | 0 | 0 | 0 | 0 | 0 | 0 | 0 | 0 | 0 | 0 | 0 | 0 | 0 | 0 | 0 | 0 | 0 | 0 | 0 | 0 | 0 | 0 | 0 | 0 | 0 | 0 | 0 | 0 | 0 | 0 | 0 | 0 | 0 | 0 | 0 | 0 | 0 | 0 | 0 | 0 | 0 | 0 | 0 | 0 | 0 | 0 | 0 | 0 | 0 | 0 | 0 | 0 | 0
Building Shell - Air Sealing (Infiltration Control)_Healthcare_Existing_Sealed building envelope | Building Shell - Air Sealing (Infiltration Control)_Healthcare_Existing | Building Shell - Air Sealing (Infiltration Control)_Commercial_Existing_Building envelope with leakage_Sealed building envelope | Commercial | Healthcare | Existing | Space Heating | Natural Gas | Building Shell - Air Sealing (Infiltration Control) | NEQ | Building envelope with leakage | 20 | 20 | 20 | 0 | 0 | 0 | 0.7 | 0.8 | Retro1Slow | 0.012666666666666666 | TBD | A | WCM508 | 0.7 | 0.42 | BldgPerim | 0.0321 | 0 | 0 | 0 | 0 | IL TRM v13 - 4.8.4 - C&I Air Sealing - CI-SHL-CAIR-V04-250101 | IL TRM v13 - 4.8.4 - C&I Air Sealing - CI-SHL-CAIR-V04-250101 | AEG BEST | 0 | 0 | 19.2827 | Building envelope with leakage | Building envelope with leakage | Building envelope with leakage | Building envelope with leakage | Building envelope with leakage | Building envelope with leakage | Building envelope with leakage | Building envelope with leakage | Building envelope with leakage | Building envelope with leakage | Building envelope with leakage | Building envelope with leakage | Building envelope with leakage | Building envelope with leakage | Building envelope with leakage | Building envelope with leakage | Building envelope with leakage | Building envelope with leakage | Building envelope with leakage | Building envelope with leakage | Building envelope with leakage | Building envelope with leakage | Building envelope with leakage | Building envelope with leakage | Building envelope with leakage | Building envelope with leakage | Building envelope with leakage | Building envelope with leakage | 0 | 0 | 0 | 0 | 0 | 0 | 0 | 0 | 0 | 0 | 0 | 0 | 0 | 0 | 0 | 0 | 0 | 0 | 0 | 0 | 0 | 0 | 0 | 0 | 0 | 0 | 0 | 0 | 0 | 0 | 0 | 0 | 0 | 0 | 0 | 0 | 0 | 0 | 0 | 0 | 0 | 0 | 0 | 0 | 0 | 0 | 0 | 0 | 0 | 0 | 0 | 0 | 0 | 0 | 0 | 0 | 0 | 0 | 0 | 0.010390691660234604 | 0.020770311083666844 | 0.036878627899230666 | 0.05998814290619485 | 0.09105362225094697 | 0.13040824318867072 | 0.17739102367599177 | 0.22996283580009474 | 0.2844243942434931 | 0.3354039262400492 | 0.37630140810262735 | 0.4003138489027874 | 0.40198510632835166 | 0.37893875612054007 | 0.33317191874272706 | 0.2755294955207229 | 0.2106990259864351 | 0.14586855645214744 | 0.0769861825719667 | 0.05132412171464446 | 1.3322676295501879E-18 | 1.3322676295501879E-18 | 1.3322676295501879E-18 | 1.3322676295501879E-18 | 1.3322676295501879E-18 | 0 | 0 | 0 | 0.010390691660234604 | 0.03116100274390145 | 0.06803963064313212 | 0.12802777354932696 | 0.21908139580027394 | 0.34948963898894464 | 0.5268806626649364 | 0.7568434984650312 | 1.0412678927085242 | 1.3766718189485734 | 1.7529732270512008 | 2.153287075953988 | 2.5552721822823403 | 2.93421093840288 | 3.267382857145607 | 3.5429123526663298 | 3.753611378652765 | 3.8994799351049125 | 3.976466117676879 | 4.027790239391524 | 4.027790239391524 | 4.027790239391524 | 4.027790239391524 | 4.027790239391524 | 4.027790239391524 | Sealed building envelope | Sealed building envelope | Sealed building envelope | Sealed building envelope | Sealed building envelope | Sealed building envelope | Sealed building envelope | Sealed building envelope | Sealed building envelope | Sealed building envelope | Sealed building envelope | Sealed building envelope | Sealed building envelope | Sealed building envelope | Sealed building envelope | Sealed building envelope | Sealed building envelope | Sealed building envelope | Sealed building envelope | Sealed building envelope | Sealed building envelope | Sealed building envelope | Sealed building envelope | Sealed building envelope | Sealed building envelope | Sealed building envelope | Sealed building envelope | Sealed building envelope | 19.2827 | 19.2827 | 19.2827 | 19.2827 | 19.2827 | 19.2827 | 19.2827 | 19.2827 | 19.2827 | 19.2827 | 19.2827 | 19.2827 | 19.2827 | 19.2827 | 19.2827 | 19.2827 | 19.2827 | 19.2827 | 19.2827 | 19.2827 | 19.2827 | 19.2827 | 19.2827 | 19.2827 | 19.2827 | 19.2827 | 19.2827 | 19.2827 | 0 | 0 | 0 | 0 | 0 | 0 | 0 | 0 | 0 | 0 | 0 | 0 | 0 | 0 | 0 | 0 | 0 | 0 | 0 | 0 | 0 | 0 | 0 | 0 | 0 | 0 | 0 | 0 | 0 | 0 | 0 | 0 | 0 | 0 | 0 | 0 | 0 | 0 | 0 | 0 | 0 | 0 | 0 | 0 | 0 | 0 | 0 | 0 | 0 | 0 | 0 | 0 | 0 | 0 | 0 | 0 | 0 | 0 | 0 | 0 | 0 | 0 | 0 | 0 | 0 | 0 | 0 | 0 | 0 | 0 | 0 | 0 | 0 | 0 | 0 | 0 | 0 | 0 | 0 | 0 | 0 | 0 | 0 | 0 | 0 | 0 | 0 | 0 | 0 | 0 | 0 | 0 | 0 | 0 | 0 | 0 | 0 | 0 | 0 | 0 | 0 | 0 | 0 | 0 | 0 | 0 | 0 | 0 | 0 | 0 | 0 | 0 | 0 | 0 | 0 | 0 | 0 | 0 | 0 | 0 | 0 | 0 | 0 | 0 | 0 | 0 | 0 | 0 | 0 | 0 | 0 | 0 | 0 | 0 | 0 | 0 | 0 | 0 | 0 | 0 | Sealed building envelope | Sealed building envelope | Sealed building envelope | Sealed building envelope | Sealed building envelope | Sealed building envelope | Sealed building envelope | Sealed building envelope | Sealed building envelope | Sealed building envelope | Sealed building envelope | Sealed building envelope | Sealed building envelope | Sealed building envelope | Sealed building envelope | Sealed building envelope | Sealed building envelope | Sealed building envelope | Sealed building envelope | Sealed building envelope | Sealed building envelope | Sealed building envelope | Sealed building envelope | Sealed building envelope | Sealed building envelope | Sealed building envelope | Sealed building envelope | Sealed building envelope | 19.2827 | 19.2827 | 19.2827 | 19.2827 | 19.2827 | 19.2827 | 19.2827 | 19.2827 | 19.2827 | 19.2827 | 19.2827 | 19.2827 | 19.2827 | 19.2827 | 19.2827 | 19.2827 | 19.2827 | 19.2827 | 19.2827 | 19.2827 | 19.2827 | 19.2827 | 19.2827 | 19.2827 | 19.2827 | 19.2827 | 19.2827 | 19.2827 | 0 | 0 | 0 | 0 | 0 | 0 | 0 | 0 | 0 | 0 | 0 | 0 | 0 | 0 | 0 | 0 | 0 | 0 | 0 | 0 | 0 | 0 | 0 | 0 | 0 | 0 | 0 | 0 | 0 | 0 | 0 | 0 | 0 | 0 | 0 | 0 | 0 | 0 | 0 | 0 | 0 | 0 | 0 | 0 | 0 | 0 | 0 | 0 | 0 | 0 | 0 | 0 | 0 | 0 | 0 | 0 | 0 | 0 | 0 | 0 | 0 | 0 | 0 | 0 | 0 | 0 | 0 | 0 | 0 | 0 | 0 | 0 | 0 | 0 | 0 | 0 | 0 | 0 | 0 | 0 | 0 | 0 | 0 | 0 | 0 | 0 | 0 | 0 | 0 | 0 | 0 | 0 | 0 | 0 | 0 | 0 | 0 | 0 | 0 | 0 | 0 | 0 | 0 | 0 | 0 | 0 | 0 | 0 | 0 | 0 | 0 | 0 | 0 | 0
HVAC - Dedicated Outdoor Air System (DOAS)_Healthcare_Existing_0 | HVAC - Dedicated Outdoor Air System (DOAS)_Healthcare_Existing | HVAC - Dedicated Outdoor Air System (DOAS)_Commercial_Existing_0_0 | Commercial | Healthcare | Existing | Space Heating | Natural Gas | HVAC - Dedicated Outdoor Air System (DOAS) | NEQ | 0 | 20 | 20 | 20 | -0.050637 | 0 | 0 | 0.07242 | 0 | Retro5Med | 8.35569166605469E-06 | TBD | A | WCM512 | 0.7 | 0.42 | sqft | 0.0321 | 9999.000000000002 | 9999 | 9999.000000000002 | 9999 | 2021P_Com-VRF-DOAS-2021P_V2 | 2021P_Com-VRF-DOAS-2021P_V2 | 2021P_Com-VRF-DOAS-2021P_V2 | 0 | 0 | 12.6637 | 0 | 0 | 0 | 0 | 0 | 0 | 0 | 0 | 0 | 0 | 0 | 0 | 0 | 0 | 0 | 0 | 0 | 0 | 0 | 0 | 0 | 0 | 0 | 0 | 0 | 0 | 0 | 0 | 0 | 0 | 0 | 0 | 0 | 0 | 0 | 0 | 0 | 0 | 0 | -161.623 | -510.3774 | -962.0149 | -1451.3531 | -1816.7017 | -2047.0068 | -2135.8115 | -2144.0935 | -2115.4157 | -2075.3003 | -2035.14 | -1997.4617 | -1966.1068 | -1937.0439 | -1910.2318 | -1885.4952 | -1862.6725 | 0 | 0 | 0 | 0 | 0 | 0 | 0 | 0 | 0 | 0 | 0 | -161.623 | -665.2012 | -1600.2679 | -2990.9468 | -4702.5254 | -6597.0076 | -8534.6662 | -10439.4531 | -12288.15 | -14077.8161 | -15825.2994 | -17529.1949 | -19218.8527 | -20871.8045 | -22493.1338 | -24087.3535 | -25658.4651 | 0 | 0 | 0 | 0 | 0 | 0 | 0 | 0 | 0 | 0 | 0 | 4289.820557029219 | 14141.409181268587 | 27780.708355578347 | 43563.33576370841 | 56515.88606728823 | 65815.15295190964 | 70796.9030686711 | 73121.71978982646 | 74035.2332591927 | 74359.74552506485 | 74441.86129404292 | 74444.63635857178 | 74450.18648762951 | 74450.18648762951 | 74450.18648762951 | 74450.18648762951 | 74450.18648762951 | 0 | 0 | 0 | 0 | 0 | 0 | 0 | 0 | 0 | 0 | 0 | 4289.820557029219 | 18431.229738297807 | 46211.93809387615 | 89775.27385758457 | 146291.1599248728 | 212106.31287678244 | 282903.21594545356 | 356024.93573528004 | 430060.1689944727 | 504419.9145195376 | 578861.7758135805 | 653306.4121721523 | 727756.5986597819 | 802206.7851474114 | 876656.971635041 | 951107.1581226705 | 1025557.3446103 | 0 | 0 | 0 | 0 | 0 | 0 | 0 | 0 | 0 | 0 | 0 | 0 | 0 | 0 | 0 | 0 | 0 | 0 | 0 | 0 | 0 | 0 | 0 | 0 | 0 | 0 | 0 | 0 | 12.6637 | 12.6637 | 12.6637 | 12.6637 | 12.6637 | 12.6637 | 12.6637 | 12.6637 | 12.6637 | 12.6637 | 12.6637 | 12.6637 | 12.6637 | 12.6637 | 12.6637 | 12.6637 | 12.6637 | 12.6637 | 12.6637 | 12.6637 | 12.6637 | 12.6637 | 12.6637 | 12.6637 | 12.6637 | 12.6637 | 12.6637 | 12.6637 | -0.0506 | -0.0506 | -0.0506 | -0.0506 | -0.0506 | -0.0506 | -0.0506 | -0.0506 | -0.0506 | -0.0506 | -0.0506 | -0.0506 | -0.0506 | -0.0506 | -0.0506 | -0.0506 | -0.0506 | -0.0506 | -0.0506 | -0.0506 | -0.0506 | -0.0506 | -0.0506 | -0.0506 | -0.0506 | -0.0506 | -0.0506 | -0.0506 | 0 | 0 | 0 | 0 | 0 | 0 | 0 | 0 | 0 | 0 | 0 | 0 | 0 | 0 | 0 | 0 | 0 | 0 | 0 | 0 | 0 | 0 | 0 | 0 | 0 | 0 | 0 | 0 | 0 | 0 | 0 | 0 | 0 | 0 | 0 | 0 | 0 | 0 | 0 | 0 | 0 | 0 | 0 | 0 | 0 | 0 | 0 | 0 | 0 | 0 | 0 | 0 | 0 | 0 | 0 | 0 | 0 | 0 | 0 | 0 | 0 | 0 | 0 | 0 | 0 | 0 | 0 | 0 | 0 | 0 | 0 | 0 | 0 | 0 | 0 | 0 | 0 | 0 | 0 | 0 | 0 | 0 | 0 | 0 | 0 | 0 | 0 | 0 | 0 | 0 | 0 | 0 | 0 | 0 | 0 | 0 | 0 | 0 | 0 | 0 | 0 | 0 | 0 | 0 | 0 | 0 | 0 | 0 | 0 | 0 | 0 | 0 | 0 | 0 | 0 | 0 | 0 | 0 | 0 | 0 | 0 | 0 | 0 | 0 | 0 | 0 | 0 | 0 | 0 | 0 | 0 | 0 | 0 | 0 | 0 | 0 | 0 | 0 | 0 | 0 | 12.6637 | 12.6637 | 12.6637 | 12.6637 | 12.6637 | 12.6637 | 12.6637 | 12.6637 | 12.6637 | 12.6637 | 12.6637 | 12.6637 | 12.6637 | 12.6637 | 12.6637 | 12.6637 | 12.6637 | 12.6637 | 12.6637 | 12.6637 | 12.6637 | 12.6637 | 12.6637 | 12.6637 | 12.6637 | 12.6637 | 12.6637 | 12.6637 | -0.0506 | -0.0506 | -0.0506 | -0.0506 | -0.0506 | -0.0506 | -0.0506 | -0.0506 | -0.0506 | -0.0506 | -0.0506 | -0.0506 | -0.0506 | -0.0506 | -0.0506 | -0.0506 | -0.0506 | -0.0506 | -0.0506 | -0.0506 | -0.0506 | -0.0506 | -0.0506 | -0.0506 | -0.0506 | -0.0506 | -0.0506 | -0.0506 | 0 | 0 | 0 | 0 | 0 | 0 | 0 | 0 | 0 | 0 | 0 | 0 | 0 | 0 | 0 | 0 | 0 | 0 | 0 | 0 | 0 | 0 | 0 | 0 | 0 | 0 | 0 | 0 | 0 | 0 | 0 | 0 | 0 | 0 | 0 | 0 | 0 | 0 | 0 | 0 | 0 | 0 | 0 | 0 | 0 | 0 | 0 | 0 | 0 | 0 | 0 | 0 | 0 | 0 | 0 | 0 | 0 | 0 | 0 | 0 | 0 | 0 | 0 | 0 | 0 | 0 | 0 | 0 | 0 | 0 | 0 | 0 | 0 | 0 | 0 | 0 | 0 | 0 | 0 | 0 | 0 | 0 | 0 | 0 | 0 | 0
Lodging - Guest Room Controls_Healthcare_Existing_Equipment that determines the occupancy of the room | Lodging - Guest Room Controls_Healthcare_Existing | Lodging - Guest Room Controls_Commercial_Existing_manual heating/cooling temperature set-point and fan On/Off/Auto thermostat controls_Equipment that determines the occupancy of the room | Commercial | Healthcare | Existing | Space Heating | Natural Gas | Lodging - Guest Room Controls | NEQ | manual heating/cooling temperature set-point and fan On/Off/Auto thermostat controls | 15 | 15 | 15 | 0 | 0 | 0 | 0 | 0 | Retro5Med | 8.35569166605469E-06 | TBD | A | WCM543 | 0.7 | 0.42 | LodgUnit | 0.0321 | 0 | 0 | 0 | 0 | IL TRM v13 - 4.4.8 - Guest Room Energy Management (PTAC & PTHP) - CI-HVC-GREM-V06-0601 | IL TRM v13 - 4.4.8 - Guest Room Energy Management (PTAC & PTHP) - CI-HVC-GREM-V06-0601 | AEG BEST | 0 | 0 | 319.8724 | manual heating/cooling temperature set-point and fan On/Off/Auto thermostat controls | manual heating/cooling temperature set-point and fan On/Off/Auto thermostat controls | manual heating/cooling temperature set-point and fan On/Off/Auto thermostat controls | manual heating/cooling temperature set-point and fan On/Off/Auto thermostat controls | manual heating/cooling temperature set-point and fan On/Off/Auto thermostat controls | manual heating/cooling temperature set-point and fan On/Off/Auto thermostat controls | manual heating/cooling temperature set-point and fan On/Off/Auto thermostat controls | manual heating/cooling temperature set-point and fan On/Off/Auto thermostat controls | manual heating/cooling temperature set-point and fan On/Off/Auto thermostat controls | manual heating/cooling temperature set-point and fan On/Off/Auto thermostat controls | manual heating/cooling temperature set-point and fan On/Off/Auto thermostat controls | manual heating/cooling temperature set-point and fan On/Off/Auto thermostat controls | manual heating/cooling temperature set-point and fan On/Off/Auto thermostat controls | manual heating/cooling temperature set-point and fan On/Off/Auto thermostat controls | manual heating/cooling temperature set-point and fan On/Off/Auto thermostat controls | manual heating/cooling temperature set-point and fan On/Off/Auto thermostat controls | manual heating/cooling temperature set-point and fan On/Off/Auto thermostat controls | manual heating/cooling temperature set-point and fan On/Off/Auto thermostat controls | manual heating/cooling temperature set-point and fan On/Off/Auto thermostat controls | manual heating/cooling temperature set-point and fan On/Off/Auto thermostat controls | manual heating/cooling temperature set-point and fan On/Off/Auto thermostat controls | manual heating/cooling temperature set-point and fan On/Off/Auto thermostat controls | manual heating/cooling temperature set-point and fan On/Off/Auto thermostat controls | manual heating/cooling temperature set-point and fan On/Off/Auto thermostat controls | manual heating/cooling temperature set-point and fan On/Off/Auto thermostat controls | manual heating/cooling temperature set-point and fan On/Off/Auto thermostat controls | manual heating/cooling temperature set-point and fan On/Off/Auto thermostat controls | manual heating/cooling temperature set-point and fan On/Off/Auto thermostat controls | 0 | 0 | 0 | 0 | 0 | 0 | 0 | 0 | 0 | 0 | 0 | 0 | 0 | 0 | 0 | 0 | 0 | 0 | 0 | 0 | 0 | 0 | 0 | 0 | 0 | 0 | 0 | 0 | 0 | 0 | 0 | 0 | 0 | 0 | 0 | 0 | 0 | 0 | 0 | 0 | 0 | 0 | 0 | 0 | 0 | 0 | 0 | 0 | 0 | 0 | 0 | 0 | 0 | 0 | 0 | 0 | 0 | 0 | 0 | 0 | 0 | 0 | 0 | 0 | 0 | 0 | 0 | 0 | 0 | 0 | 0 | 0 | 0 | 0 | 0 | 0 | 0 | 0 | 0 | 0 | 0 | 0 | 0 | 0 | 0 | 0 | 0 | 0 | 0 | 0 | 0 | 0 | 0 | 0 | 0 | 0 | 0 | 0 | 0 | 0 | 0 | 0 | 0 | 0 | 0 | 0 | 0 | 0 | 0 | 0 | 0 | 0 | Equipment that determines the occupancy of the room | Equipment that determines the occupancy of the room | Equipment that determines the occupancy of the room | Equipment that determines the occupancy of the room | Equipment that determines the occupancy of the room | Equipment that determines the occupancy of the room | Equipment that determines the occupancy of the room | Equipment that determines the occupancy of the room | Equipment that determines the occupancy of the room | Equipment that determines the occupancy of the room | Equipment that determines the occupancy of the room | Equipment that determines the occupancy of the room | Equipment that determines the occupancy of the room | Equipment that determines the occupancy of the room | Equipment that determines the occupancy of the room | Equipment that determines the occupancy of the room | Equipment that determines the occupancy of the room | Equipment that determines the occupancy of the room | Equipment that determines the occupancy of the room | Equipment that determines the occupancy of the room | Equipment that determines the occupancy of the room | Equipment that determines the occupancy of the room | Equipment that determines the occupancy of the room | Equipment that determines the occupancy of the room | Equipment that determines the occupancy of the room | Equipment that determines the occupancy of the room | Equipment that determines the occupancy of the room | Equipment that determines the occupancy of the room | 319.8724 | 319.8724 | 319.8724 | 319.8724 | 319.8724 | 319.8724 | 319.8724 | 319.8724 | 319.8724 | 319.8724 | 319.8724 | 319.8724 | 319.8724 | 319.8724 | 319.8724 | 319.8724 | 319.8724 | 319.8724 | 319.8724 | 319.8724 | 319.8724 | 319.8724 | 319.8724 | 319.8724 | 319.8724 | 319.8724 | 319.8724 | 319.8724 | 0 | 0 | 0 | 0 | 0 | 0 | 0 | 0 | 0 | 0 | 0 | 0 | 0 | 0 | 0 | 0 | 0 | 0 | 0 | 0 | 0 | 0 | 0 | 0 | 0 | 0 | 0 | 0 | 0 | 0 | 0 | 0 | 0 | 0 | 0 | 0 | 0 | 0 | 0 | 0 | 0 | 0 | 0 | 0 | 0 | 0 | 0 | 0 | 0 | 0 | 0 | 0 | 0 | 0 | 0 | 0 | 0 | 0 | 0 | 0 | 0 | 0 | 0 | 0 | 0 | 0 | 0 | 0 | 0 | 0 | 0 | 0 | 0 | 0 | 0 | 0 | 0 | 0 | 0 | 0 | 0 | 0 | 0 | 0 | 0 | 0 | 0 | 0 | 0 | 0 | 0 | 0 | 0 | 0 | 0 | 0 | 0 | 0 | 0 | 0 | 0 | 0 | 0 | 0 | 0 | 0 | 0 | 0 | 0 | 0 | 0 | 0 | 0 | 0 | 0 | 0 | 0 | 0 | 0 | 0 | 0 | 0 | 0 | 0 | 0 | 0 | 0 | 0 | 0 | 0 | 0 | 0 | 0 | 0 | 0 | 0 | 0 | 0 | 0 | 0 | Equipment that determines the occupancy of the room | Equipment that determines the occupancy of the room | Equipment that determines the occupancy of the room | Equipment that determines the occupancy of the room | Equipment that determines the occupancy of the room | Equipment that determines the occupancy of the room | Equipment that determines the occupancy of the room | Equipment that determines the occupancy of the room | Equipment that determines the occupancy of the room | Equipment that determines the occupancy of the room | Equipment that determines the occupancy of the room | Equipment that determines the occupancy of the room | Equipment that determines the occupancy of the room | Equipment that determines the occupancy of the room | Equipment that determines the occupancy of the room | Equipment that determines the occupancy of the room | Equipment that determines the occupancy of the room | Equipment that determines the occupancy of the room | Equipment that determines the occupancy of the room | Equipment that determines the occupancy of the room | Equipment that determines the occupancy of the room | Equipment that determines the occupancy of the room | Equipment that determines the occupancy of the room | Equipment that determines the occupancy of the room | Equipment that determines the occupancy of the room | Equipment that determines the occupancy of the room | Equipment that determines the occupancy of the room | Equipment that determines the occupancy of the room | 319.8724 | 319.8724 | 319.8724 | 319.8724 | 319.8724 | 319.8724 | 319.8724 | 319.8724 | 319.8724 | 319.8724 | 319.8724 | 319.8724 | 319.8724 | 319.8724 | 319.8724 | 319.8724 | 319.8724 | 319.8724 | 319.8724 | 319.8724 | 319.8724 | 319.8724 | 319.8724 | 319.8724 | 319.8724 | 319.8724 | 319.8724 | 319.8724 | 0 | 0 | 0 | 0 | 0 | 0 | 0 | 0 | 0 | 0 | 0 | 0 | 0 | 0 | 0 | 0 | 0 | 0 | 0 | 0 | 0 | 0 | 0 | 0 | 0 | 0 | 0 | 0 | 0 | 0 | 0 | 0 | 0 | 0 | 0 | 0 | 0 | 0 | 0 | 0 | 0 | 0 | 0 | 0 | 0 | 0 | 0 | 0 | 0 | 0 | 0 | 0 | 0 | 0 | 0 | 0 | 0 | 0 | 0 | 0 | 0 | 0 | 0 | 0 | 0 | 0 | 0 | 0 | 0 | 0 | 0 | 0 | 0 | 0 | 0 | 0 | 0 | 0 | 0 | 0 | 0 | 0 | 0 | 0 | 0 | 0 | 0 | 0 | 0 | 0 | 0 | 0 | 0 | 0 | 0 | 0 | 0 | 0 | 0 | 0 | 0 | 0 | 0 | 0 | 0 | 0 | 0 | 0 | 0 | 0 | 0 | 0 | 0 | 0
Ducting - Repair and Sealing_Healthcare_New_Not Applicable Segment or Vintage | Ducting - Repair and Sealing_Healthcare_New | Ducting - Repair and Sealing_Commercial_New_Not Applicable Segment or Vintage_Not Applicable Segment or Vintage | Commercial | Healthcare | New | Space Heating | Natural Gas | Ducting - Repair and Sealing | NEQ | Not Applicable Segment or Vintage | 15 | 15 | 15 | 0 | 0 | 0 | 0 | 0 | Retro5Med | 8.35569166605469E-06 | TBD | A | WCM554 | 0.7 | 0.42 | sqft | 0.0321 | 0 | 0 | 0 | 0 | Not Applicable Segment or Vintage | Not Applicable Segment or Vintage | AEG BEST | 0 | 0 | 0 | Not Applicable Segment or Vintage | Not Applicable Segment or Vintage | Not Applicable Segment or Vintage | Not Applicable Segment or Vintage | Not Applicable Segment or Vintage | Not Applicable Segment or Vintage | Not Applicable Segment or Vintage | Not Applicable Segment or Vintage | Not Applicable Segment or Vintage | Not Applicable Segment or Vintage | Not Applicable Segment or Vintage | Not Applicable Segment or Vintage | Not Applicable Segment or Vintage | Not Applicable Segment or Vintage | Not Applicable Segment or Vintage | Not Applicable Segment or Vintage | Not Applicable Segment or Vintage | Not Applicable Segment or Vintage | Not Applicable Segment or Vintage | Not Applicable Segment or Vintage | Not Applicable Segment or Vintage | Not Applicable Segment or Vintage | Not Applicable Segment or Vintage | Not Applicable Segment or Vintage | Not Applicable Segment or Vintage | Not Applicable Segment or Vintage | Not Applicable Segment or Vintage | Not Applicable Segment or Vintage | 0 | 0 | 0 | 0 | 0 | 0 | 0 | 0 | 0 | 0 | 0 | 0 | 0 | 0 | 0 | 0 | 0 | 0 | 0 | 0 | 0 | 0 | 0 | 0 | 0 | 0 | 0 | 0 | 0 | 0 | 0 | 0 | 0 | 0 | 0 | 0 | 0 | 0 | 0 | 0 | 0 | 0 | 0 | 0 | 0 | 0 | 0 | 0 | 0 | 0 | 0 | 0 | 0 | 0 | 0 | 0 | 0 | 0 | 0 | 0 | 0 | 0 | 0 | 0 | 0 | 0 | 0 | 0 | 0 | 0 | 0 | 0 | 0 | 0 | 0 | 0 | 0 | 0 | 0 | 0 | 0 | 0 | 0 | 0 | 0 | 0 | 0 | 0 | 0 | 0 | 0 | 0 | 0 | 0 | 0 | 0 | 0 | 0 | 0 | 0 | 0 | 0 | 0 | 0 | 0 | 0 | 0 | 0 | 0 | 0 | 0 | 0 | Not Applicable Segment or Vintage | Not Applicable Segment or Vintage | Not Applicable Segment or Vintage | Not Applicable Segment or Vintage | Not Applicable Segment or Vintage | Not Applicable Segment or Vintage | Not Applicable Segment or Vintage | Not Applicable Segment or Vintage | Not Applicable Segment or Vintage | Not Applicable Segment or Vintage | Not Applicable Segment or Vintage | Not Applicable Segment or Vintage | Not Applicable Segment or Vintage | Not Applicable Segment or Vintage | Not Applicable Segment or Vintage | Not Applicable Segment or Vintage | Not Applicable Segment or Vintage | Not Applicable Segment or Vintage | Not Applicable Segment or Vintage | Not Applicable Segment or Vintage | Not Applicable Segment or Vintage | Not Applicable Segment or Vintage | Not Applicable Segment or Vintage | Not Applicable Segment or Vintage | Not Applicable Segment or Vintage | Not Applicable Segment or Vintage | Not Applicable Segment or Vintage | Not Applicable Segment or Vintage | 0 | 0 | 0 | 0 | 0 | 0 | 0 | 0 | 0 | 0 | 0 | 0 | 0 | 0 | 0 | 0 | 0 | 0 | 0 | 0 | 0 | 0 | 0 | 0 | 0 | 0 | 0 | 0 | 0 | 0 | 0 | 0 | 0 | 0 | 0 | 0 | 0 | 0 | 0 | 0 | 0 | 0 | 0 | 0 | 0 | 0 | 0 | 0 | 0 | 0 | 0 | 0 | 0 | 0 | 0 | 0 | 0 | 0 | 0 | 0 | 0 | 0 | 0 | 0 | 0 | 0 | 0 | 0 | 0 | 0 | 0 | 0 | 0 | 0 | 0 | 0 | 0 | 0 | 0 | 0 | 0 | 0 | 0 | 0 | 0 | 0 | 0 | 0 | 0 | 0 | 0 | 0 | 0 | 0 | 0 | 0 | 0 | 0 | 0 | 0 | 0 | 0 | 0 | 0 | 0 | 0 | 0 | 0 | 0 | 0 | 0 | 0 | 0 | 0 | 0 | 0 | 0 | 0 | 0 | 0 | 0 | 0 | 0 | 0 | 0 | 0 | 0 | 0 | 0 | 0 | 0 | 0 | 0 | 0 | 0 | 0 | 0 | 0 | 0 | 0 | 0 | 0 | 0 | 0 | 0 | 0 | 0 | 0 | 0 | 0 | 0 | 0 | 0 | 0 | 0 | 0 | 0 | 0 | 0 | 0 | 0 | 0 | 0 | 0 | 0 | 0 | 0 | 0 | Not Applicable Segment or Vintage | Not Applicable Segment or Vintage | Not Applicable Segment or Vintage | Not Applicable Segment or Vintage | Not Applicable Segment or Vintage | Not Applicable Segment or Vintage | Not Applicable Segment or Vintage | Not Applicable Segment or Vintage | Not Applicable Segment or Vintage | Not Applicable Segment or Vintage | Not Applicable Segment or Vintage | Not Applicable Segment or Vintage | Not Applicable Segment or Vintage | Not Applicable Segment or Vintage | Not Applicable Segment or Vintage | Not Applicable Segment or Vintage | Not Applicable Segment or Vintage | Not Applicable Segment or Vintage | Not Applicable Segment or Vintage | Not Applicable Segment or Vintage | Not Applicable Segment or Vintage | Not Applicable Segment or Vintage | Not Applicable Segment or Vintage | Not Applicable Segment or Vintage | Not Applicable Segment or Vintage | Not Applicable Segment or Vintage | Not Applicable Segment or Vintage | Not Applicable Segment or Vintage | 0 | 0 | 0 | 0 | 0 | 0 | 0 | 0 | 0 | 0 | 0 | 0 | 0 | 0 | 0 | 0 | 0 | 0 | 0 | 0 | 0 | 0 | 0 | 0 | 0 | 0 | 0 | 0 | 0 | 0 | 0 | 0 | 0 | 0 | 0 | 0 | 0 | 0 | 0 | 0 | 0 | 0 | 0 | 0 | 0 | 0 | 0 | 0 | 0 | 0 | 0 | 0 | 0 | 0 | 0 | 0 | 0 | 0 | 0 | 0 | 0 | 0 | 0 | 0 | 0 | 0 | 0 | 0 | 0 | 0 | 0 | 0 | 0 | 0 | 0 | 0 | 0 | 0 | 0 | 0 | 0 | 0 | 0 | 0 | 0 | 0 | 0 | 0 | 0 | 0 | 0 | 0 | 0 | 0 | 0 | 0 | 0 | 0 | 0 | 0 | 0 | 0 | 0 | 0 | 0 | 0 | 0 | 0 | 0 | 0 | 0 | 0 | 0 | 0 | 0 | 0 | 0 | 0 | 0 | 0 | 0 | 0 | 0 | 0 | 0 | 0 | 0 | 0 | 0 | 0 | 0 | 0 | 0 | 0 | 0 | 0 | 0 | 0 | 0 | 0 | 0 | 0
Insulation - Ducting_Healthcare_New_Not Applicable Segment or Vintage | Insulation - Ducting_Healthcare_New | Insulation - Ducting_Commercial_New_Not Applicable Segment or Vintage_Not Applicable Segment or Vintage | Commercial | Healthcare | New | Space Heating | Natural Gas | Insulation - Ducting | NEQ | Not Applicable Segment or Vintage | 15 | 15 | 15 | 0 | 0 | 0 | 0 | 0 | Retro5Med | 8.35569166605469E-06 | TBD | A | WCM553 | 0.7 | 0.42 | sqft | 0.0321 | 0 | 0 | 0 | 0 | Not Applicable Segment or Vintage | Not Applicable Segment or Vintage | AEG BEST | 0 | 0 | 0 | Not Applicable Segment or Vintage | Not Applicable Segment or Vintage | Not Applicable Segment or Vintage | Not Applicable Segment or Vintage | Not Applicable Segment or Vintage | Not Applicable Segment or Vintage | Not Applicable Segment or Vintage | Not Applicable Segment or Vintage | Not Applicable Segment or Vintage | Not Applicable Segment or Vintage | Not Applicable Segment or Vintage | Not Applicable Segment or Vintage | Not Applicable Segment or Vintage | Not Applicable Segment or Vintage | Not Applicable Segment or Vintage | Not Applicable Segment or Vintage | Not Applicable Segment or Vintage | Not Applicable Segment or Vintage | Not Applicable Segment or Vintage | Not Applicable Segment or Vintage | Not Applicable Segment or Vintage | Not Applicable Segment or Vintage | Not Applicable Segment or Vintage | Not Applicable Segment or Vintage | Not Applicable Segment or Vintage | Not Applicable Segment or Vintage | Not Applicable Segment or Vintage | Not Applicable Segment or Vintage | 0 | 0 | 0 | 0 | 0 | 0 | 0 | 0 | 0 | 0 | 0 | 0 | 0 | 0 | 0 | 0 | 0 | 0 | 0 | 0 | 0 | 0 | 0 | 0 | 0 | 0 | 0 | 0 | 0 | 0 | 0 | 0 | 0 | 0 | 0 | 0 | 0 | 0 | 0 | 0 | 0 | 0 | 0 | 0 | 0 | 0 | 0 | 0 | 0 | 0 | 0 | 0 | 0 | 0 | 0 | 0 | 0 | 0 | 0 | 0 | 0 | 0 | 0 | 0 | 0 | 0 | 0 | 0 | 0 | 0 | 0 | 0 | 0 | 0 | 0 | 0 | 0 | 0 | 0 | 0 | 0 | 0 | 0 | 0 | 0 | 0 | 0 | 0 | 0 | 0 | 0 | 0 | 0 | 0 | 0 | 0 | 0 | 0 | 0 | 0 | 0 | 0 | 0 | 0 | 0 | 0 | 0 | 0 | 0 | 0 | 0 | 0 | Not Applicable Segment or Vintage | Not Applicable Segment or Vintage | Not Applicable Segment or Vintage | Not Applicable Segment or Vintage | Not Applicable Segment or Vintage | Not Applicable Segment or Vintage | Not Applicable Segment or Vintage | Not Applicable Segment or Vintage | Not Applicable Segment or Vintage | Not Applicable Segment or Vintage | Not Applicable Segment or Vintage | Not Applicable Segment or Vintage | Not Applicable Segment or Vintage | Not Applicable Segment or Vintage | Not Applicable Segment or Vintage | Not Applicable Segment or Vintage | Not Applicable Segment or Vintage | Not Applicable Segment or Vintage | Not Applicable Segment or Vintage | Not Applicable Segment or Vintage | Not Applicable Segment or Vintage | Not Applicable Segment or Vintage | Not Applicable Segment or Vintage | Not Applicable Segment or Vintage | Not Applicable Segment or Vintage | Not Applicable Segment or Vintage | Not Applicable Segment or Vintage | Not Applicable Segment or Vintage | 0 | 0 | 0 | 0 | 0 | 0 | 0 | 0 | 0 | 0 | 0 | 0 | 0 | 0 | 0 | 0 | 0 | 0 | 0 | 0 | 0 | 0 | 0 | 0 | 0 | 0 | 0 | 0 | 0 | 0 | 0 | 0 | 0 | 0 | 0 | 0 | 0 | 0 | 0 | 0 | 0 | 0 | 0 | 0 | 0 | 0 | 0 | 0 | 0 | 0 | 0 | 0 | 0 | 0 | 0 | 0 | 0 | 0 | 0 | 0 | 0 | 0 | 0 | 0 | 0 | 0 | 0 | 0 | 0 | 0 | 0 | 0 | 0 | 0 | 0 | 0 | 0 | 0 | 0 | 0 | 0 | 0 | 0 | 0 | 0 | 0 | 0 | 0 | 0 | 0 | 0 | 0 | 0 | 0 | 0 | 0 | 0 | 0 | 0 | 0 | 0 | 0 | 0 | 0 | 0 | 0 | 0 | 0 | 0 | 0 | 0 | 0 | 0 | 0 | 0 | 0 | 0 | 0 | 0 | 0 | 0 | 0 | 0 | 0 | 0 | 0 | 0 | 0 | 0 | 0 | 0 | 0 | 0 | 0 | 0 | 0 | 0 | 0 | 0 | 0 | 0 | 0 | 0 | 0 | 0 | 0 | 0 | 0 | 0 | 0 | 0 | 0 | 0 | 0 | 0 | 0 | 0 | 0 | 0 | 0 | 0 | 0 | 0 | 0 | 0 | 0 | 0 | 0 | Not Applicable Segment or Vintage | Not Applicable Segment or Vintage | Not Applicable Segment or Vintage | Not Applicable Segment or Vintage | Not Applicable Segment or Vintage | Not Applicable Segment or Vintage | Not Applicable Segment or Vintage | Not Applicable Segment or Vintage | Not Applicable Segment or Vintage | Not Applicable Segment or Vintage | Not Applicable Segment or Vintage | Not Applicable Segment or Vintage | Not Applicable Segment or Vintage | Not Applicable Segment or Vintage | Not Applicable Segment or Vintage | Not Applicable Segment or Vintage | Not Applicable Segment or Vintage | Not Applicable Segment or Vintage | Not Applicable Segment or Vintage | Not Applicable Segment or Vintage | Not Applicable Segment or Vintage | Not Applicable Segment or Vintage | Not Applicable Segment or Vintage | Not Applicable Segment or Vintage | Not Applicable Segment or Vintage | Not Applicable Segment or Vintage | Not Applicable Segment or Vintage | Not Applicable Segment or Vintage | 0 | 0 | 0 | 0 | 0 | 0 | 0 | 0 | 0 | 0 | 0 | 0 | 0 | 0 | 0 | 0 | 0 | 0 | 0 | 0 | 0 | 0 | 0 | 0 | 0 | 0 | 0 | 0 | 0 | 0 | 0 | 0 | 0 | 0 | 0 | 0 | 0 | 0 | 0 | 0 | 0 | 0 | 0 | 0 | 0 | 0 | 0 | 0 | 0 | 0 | 0 | 0 | 0 | 0 | 0 | 0 | 0 | 0 | 0 | 0 | 0 | 0 | 0 | 0 | 0 | 0 | 0 | 0 | 0 | 0 | 0 | 0 | 0 | 0 | 0 | 0 | 0 | 0 | 0 | 0 | 0 | 0 | 0 | 0 | 0 | 0 | 0 | 0 | 0 | 0 | 0 | 0 | 0 | 0 | 0 | 0 | 0 | 0 | 0 | 0 | 0 | 0 | 0 | 0 | 0 | 0 | 0 | 0 | 0 | 0 | 0 | 0 | 0 | 0 | 0 | 0 | 0 | 0 | 0 | 0 | 0 | 0 | 0 | 0 | 0 | 0 | 0 | 0 | 0 | 0 | 0 | 0 | 0 | 0 | 0 | 0 | 0 | 0 | 0 | 0 | 0 | 0
Advanced New Construction Designs_Healthcare_New_Advanced new construction buildings exceeding ASHRAE 90.1 requirements using integrated design approach. | Advanced New Construction Designs_Healthcare_New | Advanced New Construction Designs_Commercial_New_New construction building meeting current code._Advanced new construction buildings exceeding ASHRAE 90.1 requirements using integrated design approach. | Commercial | Healthcare | New | Space Heating | Natural Gas | Advanced New Construction Designs | NEQ | New construction building meeting current code. | 30 | 30 | 30 | 0 | 0 | 0 | 0.25 | 0.75 | RetroEven20 | 0.03333333333333333 | TBD | A | WCM595 | 0.7 | 0.42 | sqft cond | 0.0321 | 0 | 0 | 0 | 0 | Pacific Northwest National Laboratory. Expanded Energy Credits in Energy Codes. PNNL-31572. July 2021. | The Technical Feasibility of Zero Net Energy Buildings in California, CALMAC Study ID - PGE0326.01. December 2012. | Pacific Northwest National Laboratory. Expanded Energy Credits in Energy Codes. PNNL-31572. July 2021. | 0 | 0 | 4.4221 | New construction building meeting current code. | New construction building meeting current code. | New construction building meeting current code. | New construction building meeting current code. | New construction building meeting current code. | New construction building meeting current code. | New construction building meeting current code. | New construction building meeting current code. | New construction building meeting current code. | New construction building meeting current code. | New construction building meeting current code. | New construction building meeting current code. | New construction building meeting current code. | New construction building meeting current code. | New construction building meeting current code. | New construction building meeting current code. | New construction building meeting current code. | New construction building meeting current code. | New construction building meeting current code. | New construction building meeting current code. | New construction building meeting current code. | New construction building meeting current code. | New construction building meeting current code. | New construction building meeting current code. | New construction building meeting current code. | New construction building meeting current code. | New construction building meeting current code. | New construction building meeting current code. | 0 | 0 | 0 | 0 | 0 | 0 | 0 | 0 | 0 | 0 | 0 | 0 | 0 | 0 | 0 | 0 | 0 | 0 | 0 | 0 | 0 | 0 | 0 | 0 | 0 | 0 | 0 | 0 | 0 | 0 | 0 | 0 | 0 | 0 | 0 | 0 | 0 | 0 | 0 | 0 | 0 | 0 | 0 | 0 | 0 | 0 | 0 | 0 | 0 | 0 | 0 | 0 | 0 | 0 | 0 | 0 | 0 | 0 | 0 | 0 | 0 | 0 | 0 | 0 | 0 | 0 | 0 | 0 | 0 | 0 | 0 | 0 | 0 | 0 | 0 | 0 | 0 | 0 | 0 | 0 | 0 | 0 | 0 | 0 | 0 | 0 | 0 | 0 | 0 | 0 | 0 | 0 | 0 | 0 | 0 | 0 | 0 | 0 | 0 | 0 | 0 | 0 | 0 | 0 | 0 | 0 | 0 | 0 | 0 | 0 | 0 | 0 | Advanced new construction buildings exceeding ASHRAE 90.1 requirements using integrated design approach. | Advanced new construction buildings exceeding ASHRAE 90.1 requirements using integrated design approach. | Advanced new construction buildings exceeding ASHRAE 90.1 requirements using integrated design approach. | Advanced new construction buildings exceeding ASHRAE 90.1 requirements using integrated design approach. | Advanced new construction buildings exceeding ASHRAE 90.1 requirements using integrated design approach. | Advanced new construction buildings exceeding ASHRAE 90.1 requirements using integrated design approach. | Advanced new construction buildings exceeding ASHRAE 90.1 requirements using integrated design approach. | Advanced new construction buildings exceeding ASHRAE 90.1 requirements using integrated design approach. | Advanced new construction buildings exceeding ASHRAE 90.1 requirements using integrated design approach. | Advanced new construction buildings exceeding ASHRAE 90.1 requirements using integrated design approach. | Advanced new construction buildings exceeding ASHRAE 90.1 requirements using integrated design approach. | Advanced new construction buildings exceeding ASHRAE 90.1 requirements using integrated design approach. | Advanced new construction buildings exceeding ASHRAE 90.1 requirements using integrated design approach. | Advanced new construction buildings exceeding ASHRAE 90.1 requirements using integrated design approach. | Advanced new construction buildings exceeding ASHRAE 90.1 requirements using integrated design approach. | Advanced new construction buildings exceeding ASHRAE 90.1 requirements using integrated design approach. | Advanced new construction buildings exceeding ASHRAE 90.1 requirements using integrated design approach. | Advanced new construction buildings exceeding ASHRAE 90.1 requirements using integrated design approach. | Advanced new construction buildings exceeding ASHRAE 90.1 requirements using integrated design approach. | Advanced new construction buildings exceeding ASHRAE 90.1 requirements using integrated design approach. | Advanced new construction buildings exceeding ASHRAE 90.1 requirements using integrated design approach. | Advanced new construction buildings exceeding ASHRAE 90.1 requirements using integrated design approach. | Advanced new construction buildings exceeding ASHRAE 90.1 requirements using integrated design approach. | Advanced new construction buildings exceeding ASHRAE 90.1 requirements using integrated design approach. | Advanced new construction buildings exceeding ASHRAE 90.1 requirements using integrated design approach. | Advanced new construction buildings exceeding ASHRAE 90.1 requirements using integrated design approach. | Advanced new construction buildings exceeding ASHRAE 90.1 requirements using integrated design approach. | Advanced new construction buildings exceeding ASHRAE 90.1 requirements using integrated design approach. | 4.4221 | 4.4221 | 4.4221 | 4.4221 | 4.4221 | 4.4221 | 4.4221 | 4.4221 | 4.4221 | 4.4221 | 4.4221 | 4.4221 | 4.4221 | 4.4221 | 4.4221 | 4.4221 | 4.4221 | 4.4221 | 4.4221 | 4.4221 | 4.4221 | 4.4221 | 4.4221 | 4.4221 | 4.4221 | 4.4221 | 4.4221 | 4.4221 | 0 | 0 | 0 | 0 | 0 | 0 | 0 | 0 | 0 | 0 | 0 | 0 | 0 | 0 | 0 | 0 | 0 | 0 | 0 | 0 | 0 | 0 | 0 | 0 | 0 | 0 | 0 | 0 | 0 | 0 | 0 | 0 | 0 | 0 | 0 | 0 | 0 | 0 | 0 | 0 | 0 | 0 | 0 | 0 | 0 | 0 | 0 | 0 | 0 | 0 | 0 | 0 | 0 | 0 | 0 | 0 | 0 | 0 | 0 | 0 | 0 | 0 | 0 | 0 | 0 | 0 | 0 | 0 | 0 | 0 | 0 | 0 | 0 | 0 | 0 | 0 | 0 | 0 | 0 | 0 | 0 | 0 | 0 | 0 | 0 | 0 | 0 | 0 | 0 | 0 | 0 | 0 | 0 | 0 | 0 | 0 | 0 | 0 | 0 | 0 | 0 | 0 | 0 | 0 | 0 | 0 | 0 | 0 | 0 | 0 | 0 | 0 | 0 | 0 | 0 | 0 | 0 | 0 | 0 | 0 | 0 | 0 | 0 | 0 | 0 | 0 | 0 | 0 | 0 | 0 | 0 | 0 | 0 | 0 | 0 | 0 | 0 | 0 | 0 | 0 | Advanced new construction buildings exceeding ASHRAE 90.1 requirements using integrated design approach. | Advanced new construction buildings exceeding ASHRAE 90.1 requirements using integrated design approach. | Advanced new construction buildings exceeding ASHRAE 90.1 requirements using integrated design approach. | Advanced new construction buildings exceeding ASHRAE 90.1 requirements using integrated design approach. | Advanced new construction buildings exceeding ASHRAE 90.1 requirements using integrated design approach. | Advanced new construction buildings exceeding ASHRAE 90.1 requirements using integrated design approach. | Advanced new construction buildings exceeding ASHRAE 90.1 requirements using integrated design approach. | Advanced new construction buildings exceeding ASHRAE 90.1 requirements using integrated design approach. | Advanced new construction buildings exceeding ASHRAE 90.1 requirements using integrated design approach. | Advanced new construction buildings exceeding ASHRAE 90.1 requirements using integrated design approach. | Advanced new construction buildings exceeding ASHRAE 90.1 requirements using integrated design approach. | Advanced new construction buildings exceeding ASHRAE 90.1 requirements using integrated design approach. | Advanced new construction buildings exceeding ASHRAE 90.1 requirements using integrated design approach. | Advanced new construction buildings exceeding ASHRAE 90.1 requirements using integrated design approach. | Advanced new construction buildings exceeding ASHRAE 90.1 requirements using integrated design approach. | Advanced new construction buildings exceeding ASHRAE 90.1 requirements using integrated design approach. | Advanced new construction buildings exceeding ASHRAE 90.1 requirements using integrated design approach. | Advanced new construction buildings exceeding ASHRAE 90.1 requirements using integrated design approach. | Advanced new construction buildings exceeding ASHRAE 90.1 requirements using integrated design approach. | Advanced new construction buildings exceeding ASHRAE 90.1 requirements using integrated design approach. | Advanced new construction buildings exceeding ASHRAE 90.1 requirements using integrated design approach. | Advanced new construction buildings exceeding ASHRAE 90.1 requirements using integrated design approach. | Advanced new construction buildings exceeding ASHRAE 90.1 requirements using integrated design approach. | Advanced new construction buildings exceeding ASHRAE 90.1 requirements using integrated design approach. | Advanced new construction buildings exceeding ASHRAE 90.1 requirements using integrated design approach. | Advanced new construction buildings exceeding ASHRAE 90.1 requirements using integrated design approach. | Advanced new construction buildings exceeding ASHRAE 90.1 requirements using integrated design approach. | Advanced new construction buildings exceeding ASHRAE 90.1 requirements using integrated design approach. | 4.4221 | 4.4221 | 4.4221 | 4.4221 | 4.4221 | 4.4221 | 4.4221 | 4.4221 | 4.4221 | 4.4221 | 4.4221 | 4.4221 | 4.4221 | 4.4221 | 4.4221 | 4.4221 | 4.4221 | 4.4221 | 4.4221 | 4.4221 | 4.4221 | 4.4221 | 4.4221 | 4.4221 | 4.4221 | 4.4221 | 4.4221 | 4.4221 | 0 | 0 | 0 | 0 | 0 | 0 | 0 | 0 | 0 | 0 | 0 | 0 | 0 | 0 | 0 | 0 | 0 | 0 | 0 | 0 | 0 | 0 | 0 | 0 | 0 | 0 | 0 | 0 | 0 | 0 | 0 | 0 | 0 | 0 | 0 | 0 | 0 | 0 | 0 | 0 | 0 | 0 | 0 | 0 | 0 | 0 | 0 | 0 | 0 | 0 | 0 | 0 | 0 | 0 | 0 | 0 | 0 | 0 | 0 | 0 | 0 | 0 | 0 | 0 | 0 | 0 | 0 | 0 | 0 | 0 | 0 | 0 | 0 | 0 | 0 | 0 | 0 | 0 | 0 | 0 | 0 | 0 | 0 | 0 | 0 | 0 | 0 | 0 | 0 | 0 | 0 | 0 | 0 | 0 | 0 | 0 | 0 | 0 | 0 | 0 | 0 | 0 | 0 | 0 | 0 | 0 | 0 | 0 | 0 | 0 | 0 | 0 | 0 | 0
Building Shell - Air Sealing (Infiltration Control)_Healthcare_New_Not Applicable Segment or Vintage | Building Shell - Air Sealing (Infiltration Control)_Healthcare_New | Building Shell - Air Sealing (Infiltration Control)_Commercial_New_Not Applicable Segment or Vintage_Not Applicable Segment or Vintage | Commercial | Healthcare | New | Space Heating | Natural Gas | Building Shell - Air Sealing (Infiltration Control) | NEQ | Not Applicable Segment or Vintage | 15 | 15 | 15 | 0 | 0 | 0 | 0 | 0 | Retro1Slow | 0.012666666666666666 | TBD | A | WCM558 | 0.7 | 0.42 | sqft | 0.0321 | 0 | 0 | 0 | 0 | Not Applicable Segment or Vintage | Not Applicable Segment or Vintage | AEG BEST | 0 | 0 | 0 | Not Applicable Segment or Vintage | Not Applicable Segment or Vintage | Not Applicable Segment or Vintage | Not Applicable Segment or Vintage | Not Applicable Segment or Vintage | Not Applicable Segment or Vintage | Not Applicable Segment or Vintage | Not Applicable Segment or Vintage | Not Applicable Segment or Vintage | Not Applicable Segment or Vintage | Not Applicable Segment or Vintage | Not Applicable Segment or Vintage | Not Applicable Segment or Vintage | Not Applicable Segment or Vintage | Not Applicable Segment or Vintage | Not Applicable Segment or Vintage | Not Applicable Segment or Vintage | Not Applicable Segment or Vintage | Not Applicable Segment or Vintage | Not Applicable Segment or Vintage | Not Applicable Segment or Vintage | Not Applicable Segment or Vintage | Not Applicable Segment or Vintage | Not Applicable Segment or Vintage | Not Applicable Segment or Vintage | Not Applicable Segment or Vintage | Not Applicable Segment or Vintage | Not Applicable Segment or Vintage | 0 | 0 | 0 | 0 | 0 | 0 | 0 | 0 | 0 | 0 | 0 | 0 | 0 | 0 | 0 | 0 | 0 | 0 | 0 | 0 | 0 | 0 | 0 | 0 | 0 | 0 | 0 | 0 | 0 | 0 | 0 | 0 | 0 | 0 | 0 | 0 | 0 | 0 | 0 | 0 | 0 | 0 | 0 | 0 | 0 | 0 | 0 | 0 | 0 | 0 | 0 | 0 | 0 | 0 | 0 | 0 | 0 | 0 | 0 | 0 | 0 | 0 | 0 | 0 | 0 | 0 | 0 | 0 | 0 | 0 | 0 | 0 | 0 | 0 | 0 | 0 | 0 | 0 | 0 | 0 | 0 | 0 | 0 | 0 | 0 | 0 | 0 | 0 | 0 | 0 | 0 | 0 | 0 | 0 | 0 | 0 | 0 | 0 | 0 | 0 | 0 | 0 | 0 | 0 | 0 | 0 | 0 | 0 | 0 | 0 | 0 | 0 | Not Applicable Segment or Vintage | Not Applicable Segment or Vintage | Not Applicable Segment or Vintage | Not Applicable Segment or Vintage | Not Applicable Segment or Vintage | Not Applicable Segment or Vintage | Not Applicable Segment or Vintage | Not Applicable Segment or Vintage | Not Applicable Segment or Vintage | Not Applicable Segment or Vintage | Not Applicable Segment or Vintage | Not Applicable Segment or Vintage | Not Applicable Segment or Vintage | Not Applicable Segment or Vintage | Not Applicable Segment or Vintage | Not Applicable Segment or Vintage | Not Applicable Segment or Vintage | Not Applicable Segment or Vintage | Not Applicable Segment or Vintage | Not Applicable Segment or Vintage | Not Applicable Segment or Vintage | Not Applicable Segment or Vintage | Not Applicable Segment or Vintage | Not Applicable Segment or Vintage | Not Applicable Segment or Vintage | Not Applicable Segment or Vintage | Not Applicable Segment or Vintage | Not Applicable Segment or Vintage | 0 | 0 | 0 | 0 | 0 | 0 | 0 | 0 | 0 | 0 | 0 | 0 | 0 | 0 | 0 | 0 | 0 | 0 | 0 | 0 | 0 | 0 | 0 | 0 | 0 | 0 | 0 | 0 | 0 | 0 | 0 | 0 | 0 | 0 | 0 | 0 | 0 | 0 | 0 | 0 | 0 | 0 | 0 | 0 | 0 | 0 | 0 | 0 | 0 | 0 | 0 | 0 | 0 | 0 | 0 | 0 | 0 | 0 | 0 | 0 | 0 | 0 | 0 | 0 | 0 | 0 | 0 | 0 | 0 | 0 | 0 | 0 | 0 | 0 | 0 | 0 | 0 | 0 | 0 | 0 | 0 | 0 | 0 | 0 | 0 | 0 | 0 | 0 | 0 | 0 | 0 | 0 | 0 | 0 | 0 | 0 | 0 | 0 | 0 | 0 | 0 | 0 | 0 | 0 | 0 | 0 | 0 | 0 | 0 | 0 | 0 | 0 | 0 | 0 | 0 | 0 | 0 | 0 | 0 | 0 | 0 | 0 | 0 | 0 | 0 | 0 | 0 | 0 | 0 | 0 | 0 | 0 | 0 | 0 | 0 | 0 | 0 | 0 | 0 | 0 | 0 | 0 | 0 | 0 | 0 | 0 | 0 | 0 | 0 | 0 | 0 | 0 | 0 | 0 | 0 | 0 | 0 | 0 | 0 | 0 | 0 | 0 | 0 | 0 | 0 | 0 | 0 | 0 | Not Applicable Segment or Vintage | Not Applicable Segment or Vintage | Not Applicable Segment or Vintage | Not Applicable Segment or Vintage | Not Applicable Segment or Vintage | Not Applicable Segment or Vintage | Not Applicable Segment or Vintage | Not Applicable Segment or Vintage | Not Applicable Segment or Vintage | Not Applicable Segment or Vintage | Not Applicable Segment or Vintage | Not Applicable Segment or Vintage | Not Applicable Segment or Vintage | Not Applicable Segment or Vintage | Not Applicable Segment or Vintage | Not Applicable Segment or Vintage | Not Applicable Segment or Vintage | Not Applicable Segment or Vintage | Not Applicable Segment or Vintage | Not Applicable Segment or Vintage | Not Applicable Segment or Vintage | Not Applicable Segment or Vintage | Not Applicable Segment or Vintage | Not Applicable Segment or Vintage | Not Applicable Segment or Vintage | Not Applicable Segment or Vintage | Not Applicable Segment or Vintage | Not Applicable Segment or Vintage | 0 | 0 | 0 | 0 | 0 | 0 | 0 | 0 | 0 | 0 | 0 | 0 | 0 | 0 | 0 | 0 | 0 | 0 | 0 | 0 | 0 | 0 | 0 | 0 | 0 | 0 | 0 | 0 | 0 | 0 | 0 | 0 | 0 | 0 | 0 | 0 | 0 | 0 | 0 | 0 | 0 | 0 | 0 | 0 | 0 | 0 | 0 | 0 | 0 | 0 | 0 | 0 | 0 | 0 | 0 | 0 | 0 | 0 | 0 | 0 | 0 | 0 | 0 | 0 | 0 | 0 | 0 | 0 | 0 | 0 | 0 | 0 | 0 | 0 | 0 | 0 | 0 | 0 | 0 | 0 | 0 | 0 | 0 | 0 | 0 | 0 | 0 | 0 | 0 | 0 | 0 | 0 | 0 | 0 | 0 | 0 | 0 | 0 | 0 | 0 | 0 | 0 | 0 | 0 | 0 | 0 | 0 | 0 | 0 | 0 | 0 | 0 | 0 | 0 | 0 | 0 | 0 | 0 | 0 | 0 | 0 | 0 | 0 | 0 | 0 | 0 | 0 | 0 | 0 | 0 | 0 | 0 | 0 | 0 | 0 | 0 | 0 | 0 | 0 | 0 | 0 | 0
Destratification Fans (HVLS)_Healthcare_New_High Volume, Low Speed (HVLS) fans with a minimum diameter of 14 ft with Variable Speed Drive (VSD) installed | Destratification Fans (HVLS)_Healthcare_New | Destratification Fans (HVLS)_Commercial_New_No destratification fans or other means to effectively mix indoor air_High Volume, Low Speed (HVLS) fans with a minimum diameter of 14 ft with Variable Speed Drive (VSD) installed | Commercial | Healthcare | New | Space Heating | Natural Gas | Destratification Fans (HVLS) | NEQ | No destratification fans or other means to effectively mix indoor air | 10 | 10 | 10 | 0 | 0 | 0 | 0.15 | 0.25 | Retro1Slow | 0.012666666666666666 | TBD | A | WCM563 | 0.7 | 0.42 | sqft roof | 0.0321 | 0 | 0 | 0 | 0 | IL TRM v12 - 4.4.34 - Destratification Fan - CI-HVC-DSFN-V07-240101 | IL TRM v12 - 4.4.34 - Destratification Fan - CI-HVC-DSFN-V07-240101 | IL TRM v12 - 4.4.34 - Destratification Fan - CI-HVC-DSFN-V07-240101 | 0 | 0 | 0.71324 | No destratification fans or other means to effectively mix indoor air | No destratification fans or other means to effectively mix indoor air | No destratification fans or other means to effectively mix indoor air | No destratification fans or other means to effectively mix indoor air | No destratification fans or other means to effectively mix indoor air | No destratification fans or other means to effectively mix indoor air | No destratification fans or other means to effectively mix indoor air | No destratification fans or other means to effectively mix indoor air | No destratification fans or other means to effectively mix indoor air | No destratification fans or other means to effectively mix indoor air | No destratification fans or other means to effectively mix indoor air | No destratification fans or other means to effectively mix indoor air | No destratification fans or other means to effectively mix indoor air | No destratification fans or other means to effectively mix indoor air | No destratification fans or other means to effectively mix indoor air | No destratification fans or other means to effectively mix indoor air | No destratification fans or other means to effectively mix indoor air | No destratification fans or other means to effectively mix indoor air | No destratification fans or other means to effectively mix indoor air | No destratification fans or other means to effectively mix indoor air | No destratification fans or other means to effectively mix indoor air | No destratification fans or other means to effectively mix indoor air | No destratification fans or other means to effectively mix indoor air | No destratification fans or other means to effectively mix indoor air | No destratification fans or other means to effectively mix indoor air | No destratification fans or other means to effectively mix indoor air | No destratification fans or other means to effectively mix indoor air | No destratification fans or other means to effectively mix indoor air | 0 | 0 | 0 | 0 | 0 | 0 | 0 | 0 | 0 | 0 | 0 | 0 | 0 | 0 | 0 | 0 | 0 | 0 | 0 | 0 | 0 | 0 | 0 | 0 | 0 | 0 | 0 | 0 | 0 | 0 | 0 | 0 | 0 | 0 | 0 | 0 | 0 | 0 | 0 | 0 | 0 | 0 | 0 | 0 | 0 | 0 | 0 | 0 | 0 | 0 | 0 | 0 | 0 | 0 | 0 | 0 | 0 | 0 | 0 | 0 | 0 | 0 | 0 | 0 | 0 | 0 | 0 | 0 | 0 | 0 | 0 | 0 | 0 | 0 | 0 | 0 | 0 | 0 | 0 | 0 | 0 | 0 | 0 | 0 | 0 | 0 | 0 | 0 | 0 | 0 | 0 | 0 | 0 | 0 | 0 | 0 | 0 | 0 | 0 | 0 | 0 | 0 | 0 | 0 | 0 | 0 | 0 | 0 | 0 | 0 | 0 | 0 | High Volume, Low Speed (HVLS) fans with a minimum diameter of 14 ft with Variable Speed Drive (VSD) installed | High Volume, Low Speed (HVLS) fans with a minimum diameter of 14 ft with Variable Speed Drive (VSD) installed | High Volume, Low Speed (HVLS) fans with a minimum diameter of 14 ft with Variable Speed Drive (VSD) installed | High Volume, Low Speed (HVLS) fans with a minimum diameter of 14 ft with Variable Speed Drive (VSD) installed | High Volume, Low Speed (HVLS) fans with a minimum diameter of 14 ft with Variable Speed Drive (VSD) installed | High Volume, Low Speed (HVLS) fans with a minimum diameter of 14 ft with Variable Speed Drive (VSD) installed | High Volume, Low Speed (HVLS) fans with a minimum diameter of 14 ft with Variable Speed Drive (VSD) installed | High Volume, Low Speed (HVLS) fans with a minimum diameter of 14 ft with Variable Speed Drive (VSD) installed | High Volume, Low Speed (HVLS) fans with a minimum diameter of 14 ft with Variable Speed Drive (VSD) installed | High Volume, Low Speed (HVLS) fans with a minimum diameter of 14 ft with Variable Speed Drive (VSD) installed | High Volume, Low Speed (HVLS) fans with a minimum diameter of 14 ft with Variable Speed Drive (VSD) installed | High Volume, Low Speed (HVLS) fans with a minimum diameter of 14 ft with Variable Speed Drive (VSD) installed | High Volume, Low Speed (HVLS) fans with a minimum diameter of 14 ft with Variable Speed Drive (VSD) installed | High Volume, Low Speed (HVLS) fans with a minimum diameter of 14 ft with Variable Speed Drive (VSD) installed | High Volume, Low Speed (HVLS) fans with a minimum diameter of 14 ft with Variable Speed Drive (VSD) installed | High Volume, Low Speed (HVLS) fans with a minimum diameter of 14 ft with Variable Speed Drive (VSD) installed | High Volume, Low Speed (HVLS) fans with a minimum diameter of 14 ft with Variable Speed Drive (VSD) installed | High Volume, Low Speed (HVLS) fans with a minimum diameter of 14 ft with Variable Speed Drive (VSD) installed | High Volume, Low Speed (HVLS) fans with a minimum diameter of 14 ft with Variable Speed Drive (VSD) installed | High Volume, Low Speed (HVLS) fans with a minimum diameter of 14 ft with Variable Speed Drive (VSD) installed | High Volume, Low Speed (HVLS) fans with a minimum diameter of 14 ft with Variable Speed Drive (VSD) installed | High Volume, Low Speed (HVLS) fans with a minimum diameter of 14 ft with Variable Speed Drive (VSD) installed | High Volume, Low Speed (HVLS) fans with a minimum diameter of 14 ft with Variable Speed Drive (VSD) installed | High Volume, Low Speed (HVLS) fans with a minimum diameter of 14 ft with Variable Speed Drive (VSD) installed | High Volume, Low Speed (HVLS) fans with a minimum diameter of 14 ft with Variable Speed Drive (VSD) installed | High Volume, Low Speed (HVLS) fans with a minimum diameter of 14 ft with Variable Speed Drive (VSD) installed | High Volume, Low Speed (HVLS) fans with a minimum diameter of 14 ft with Variable Speed Drive (VSD) installed | High Volume, Low Speed (HVLS) fans with a minimum diameter of 14 ft with Variable Speed Drive (VSD) installed | 0.7132 | 0.7132 | 0.7132 | 0.7132 | 0.7132 | 0.7132 | 0.7132 | 0.7132 | 0.7132 | 0.7132 | 0.7132 | 0.7132 | 0.7132 | 0.7132 | 0.7132 | 0.7132 | 0.7132 | 0.7132 | 0.7132 | 0.7132 | 0.7132 | 0.7132 | 0.7132 | 0.7132 | 0.7132 | 0.7132 | 0.7132 | 0.7132 | 0 | 0 | 0 | 0 | 0 | 0 | 0 | 0 | 0 | 0 | 0 | 0 | 0 | 0 | 0 | 0 | 0 | 0 | 0 | 0 | 0 | 0 | 0 | 0 | 0 | 0 | 0 | 0 | 0 | 0 | 0 | 0 | 0 | 0 | 0 | 0 | 0 | 0 | 0 | 0 | 0 | 0 | 0 | 0 | 0 | 0 | 0 | 0 | 0 | 0 | 0 | 0 | 0 | 0 | 0 | 0 | 0 | 0 | 0 | 0 | 0 | 0 | 0 | 0 | 0 | 0 | 0 | 0 | 0 | 0 | 0 | 0 | 0 | 0 | 0 | 0 | 0 | 0 | 0 | 0 | 0 | 0 | 0 | 0 | 0 | 0 | 0 | 0 | 0 | 0 | 0 | 0 | 0 | 0 | 0 | 0 | 0 | 0 | 0 | 0 | 0 | 0 | 0 | 0 | 0 | 0 | 0 | 0 | 0 | 0 | 0 | 0 | 0 | 0 | 0 | 0 | 0 | 0 | 0 | 0 | 0 | 0 | 0 | 0 | 0 | 0 | 0 | 0 | 0 | 0 | 0 | 0 | 0 | 0 | 0 | 0 | 0 | 0 | 0 | 0 | High Volume, Low Speed (HVLS) fans with a minimum diameter of 14 ft with Variable Speed Drive (VSD) installed | High Volume, Low Speed (HVLS) fans with a minimum diameter of 14 ft with Variable Speed Drive (VSD) installed | High Volume, Low Speed (HVLS) fans with a minimum diameter of 14 ft with Variable Speed Drive (VSD) installed | High Volume, Low Speed (HVLS) fans with a minimum diameter of 14 ft with Variable Speed Drive (VSD) installed | High Volume, Low Speed (HVLS) fans with a minimum diameter of 14 ft with Variable Speed Drive (VSD) installed | High Volume, Low Speed (HVLS) fans with a minimum diameter of 14 ft with Variable Speed Drive (VSD) installed | High Volume, Low Speed (HVLS) fans with a minimum diameter of 14 ft with Variable Speed Drive (VSD) installed | High Volume, Low Speed (HVLS) fans with a minimum diameter of 14 ft with Variable Speed Drive (VSD) installed | High Volume, Low Speed (HVLS) fans with a minimum diameter of 14 ft with Variable Speed Drive (VSD) installed | High Volume, Low Speed (HVLS) fans with a minimum diameter of 14 ft with Variable Speed Drive (VSD) installed | High Volume, Low Speed (HVLS) fans with a minimum diameter of 14 ft with Variable Speed Drive (VSD) installed | High Volume, Low Speed (HVLS) fans with a minimum diameter of 14 ft with Variable Speed Drive (VSD) installed | High Volume, Low Speed (HVLS) fans with a minimum diameter of 14 ft with Variable Speed Drive (VSD) installed | High Volume, Low Speed (HVLS) fans with a minimum diameter of 14 ft with Variable Speed Drive (VSD) installed | High Volume, Low Speed (HVLS) fans with a minimum diameter of 14 ft with Variable Speed Drive (VSD) installed | High Volume, Low Speed (HVLS) fans with a minimum diameter of 14 ft with Variable Speed Drive (VSD) installed | High Volume, Low Speed (HVLS) fans with a minimum diameter of 14 ft with Variable Speed Drive (VSD) installed | High Volume, Low Speed (HVLS) fans with a minimum diameter of 14 ft with Variable Speed Drive (VSD) installed | High Volume, Low Speed (HVLS) fans with a minimum diameter of 14 ft with Variable Speed Drive (VSD) installed | High Volume, Low Speed (HVLS) fans with a minimum diameter of 14 ft with Variable Speed Drive (VSD) installed | High Volume, Low Speed (HVLS) fans with a minimum diameter of 14 ft with Variable Speed Drive (VSD) installed | High Volume, Low Speed (HVLS) fans with a minimum diameter of 14 ft with Variable Speed Drive (VSD) installed | High Volume, Low Speed (HVLS) fans with a minimum diameter of 14 ft with Variable Speed Drive (VSD) installed | High Volume, Low Speed (HVLS) fans with a minimum diameter of 14 ft with Variable Speed Drive (VSD) installed | High Volume, Low Speed (HVLS) fans with a minimum diameter of 14 ft with Variable Speed Drive (VSD) installed | High Volume, Low Speed (HVLS) fans with a minimum diameter of 14 ft with Variable Speed Drive (VSD) installed | High Volume, Low Speed (HVLS) fans with a minimum diameter of 14 ft with Variable Speed Drive (VSD) installed | High Volume, Low Speed (HVLS) fans with a minimum diameter of 14 ft with Variable Speed Drive (VSD) installed | 0.7132 | 0.7132 | 0.7132 | 0.7132 | 0.7132 | 0.7132 | 0.7132 | 0.7132 | 0.7132 | 0.7132 | 0.7132 | 0.7132 | 0.7132 | 0.7132 | 0.7132 | 0.7132 | 0.7132 | 0.7132 | 0.7132 | 0.7132 | 0.7132 | 0.7132 | 0.7132 | 0.7132 | 0.7132 | 0.7132 | 0.7132 | 0.7132 | 0 | 0 | 0 | 0 | 0 | 0 | 0 | 0 | 0 | 0 | 0 | 0 | 0 | 0 | 0 | 0 | 0 | 0 | 0 | 0 | 0 | 0 | 0 | 0 | 0 | 0 | 0 | 0 | 0 | 0 | 0 | 0 | 0 | 0 | 0 | 0 | 0 | 0 | 0 | 0 | 0 | 0 | 0 | 0 | 0 | 0 | 0 | 0 | 0 | 0 | 0 | 0 | 0 | 0 | 0 | 0 | 0 | 0 | 0 | 0 | 0 | 0 | 0 | 0 | 0 | 0 | 0 | 0 | 0 | 0 | 0 | 0 | 0 | 0 | 0 | 0 | 0 | 0 | 0 | 0 | 0 | 0 | 0 | 0 | 0 | 0 | 0 | 0 | 0 | 0 | 0 | 0 | 0 | 0 | 0 | 0 | 0 | 0 | 0 | 0 | 0 | 0 | 0 | 0 | 0 | 0 | 0 | 0 | 0 | 0 | 0 | 0 | 0 | 0
HVAC - Dedicated Outdoor Air System (DOAS)_Healthcare_New_0 | HVAC - Dedicated Outdoor Air System (DOAS)_Healthcare_New | HVAC - Dedicated Outdoor Air System (DOAS)_Commercial_New_0_0 | Commercial | Healthcare | New | Space Heating | Natural Gas | HVAC - Dedicated Outdoor Air System (DOAS) | NEQ | 0 | 20 | 20 | 20 | 0 | 0 | 0 | 0.07242 | 0 | Retro5Med | 8.35569166605469E-06 | TBD | A | WCM562 | 0.7 | 0.42 | sqft | 0.0321 | 0 | 0 | 0 | 0 | 2021P_Com-VRF-DOAS-2021P_V2 | 2021P_Com-VRF-DOAS-2021P_V2 | 2021P_Com-VRF-DOAS-2021P_V2 | 0 | 0 | 12.6637 | 0 | 0 | 0 | 0 | 0 | 0 | 0 | 0 | 0 | 0 | 0 | 0 | 0 | 0 | 0 | 0 | 0 | 0 | 0 | 0 | 0 | 0 | 0 | 0 | 0 | 0 | 0 | 0 | 0 | 0 | 0 | 0 | 0 | 0 | 0 | 0 | 0 | 0 | 0 | 0 | 0 | 0 | 0 | 0 | 0 | 0 | 0 | 0 | 0 | 0 | 0 | 0 | 0 | 0 | 0 | 0 | 0 | 0 | 0 | 0 | 0 | 0 | 0 | 0 | 0 | 0 | 0 | 0 | 0 | 0 | 0 | 0 | 0 | 0 | 0 | 0 | 0 | 0 | 0 | 0 | 0 | 0 | 0 | 0 | 0 | 0 | 0 | 0 | 0 | 0 | 0 | 0 | 0 | 0 | 0 | 0 | 0 | 0 | 0 | 0 | 0 | 0 | 0 | 0 | 0 | 0 | 0 | 0 | 0 | 0 | 0 | 0 | 0 | 0 | 0 | 0 | 0 | 0 | 0 | 0 | 0 | 0 | 0 | 0 | 0 | 0 | 0 | 0 | 0 | 0 | 0 | 0 | 0 | 0 | 0 | 0 | 0 | 0 | 0 | 0 | 0 | 0 | 0 | 0 | 0 | 0 | 0 | 0 | 0 | 0 | 0 | 0 | 0 | 0 | 0 | 0 | 0 | 0 | 0 | 0 | 0 | 0 | 0 | 0 | 0 | 0 | 0 | 0 | 12.6637 | 12.6637 | 12.6637 | 12.6637 | 12.6637 | 12.6637 | 12.6637 | 12.6637 | 12.6637 | 12.6637 | 12.6637 | 12.6637 | 12.6637 | 12.6637 | 12.6637 | 12.6637 | 12.6637 | 12.6637 | 12.6637 | 12.6637 | 12.6637 | 12.6637 | 12.6637 | 12.6637 | 12.6637 | 12.6637 | 12.6637 | 12.6637 | 0 | 0 | 0 | 0 | 0 | 0 | 0 | 0 | 0 | 0 | 0 | 0 | 0 | 0 | 0 | 0 | 0 | 0 | 0 | 0 | 0 | 0 | 0 | 0 | 0 | 0 | 0 | 0 | 0 | 0 | 0 | 0 | 0 | 0 | 0 | 0 | 0 | 0 | 0 | 0 | 0 | 0 | 0 | 0 | 0 | 0 | 0 | 0 | 0 | 0 | 0 | 0 | 0 | 0 | 0 | 0 | 0 | 0 | 0 | 0 | 0 | 0 | 0 | 0 | 0 | 0 | 0 | 0 | 0 | 0 | 0 | 0 | 0 | 0 | 0 | 0 | 0 | 0 | 0 | 0 | 0 | 0 | 0 | 0 | 0 | 0 | 0 | 0 | 0 | 0 | 0 | 0 | 0 | 0 | 0 | 0 | 0 | 0 | 0 | 0 | 0 | 0 | 0 | 0 | 0 | 0 | 0 | 0 | 0 | 0 | 0 | 0 | 0 | 0 | 0 | 0 | 0 | 0 | 0 | 0 | 0 | 0 | 0 | 0 | 0 | 0 | 0 | 0 | 0 | 0 | 0 | 0 | 0 | 0 | 0 | 0 | 0 | 0 | 0 | 0 | 0 | 0 | 0 | 0 | 0 | 0 | 0 | 0 | 0 | 0 | 0 | 0 | 0 | 0 | 0 | 0 | 0 | 0 | 0 | 0 | 0 | 0 | 0 | 0 | 0 | 0 | 0 | 0 | 12.6637 | 12.6637 | 12.6637 | 12.6637 | 12.6637 | 12.6637 | 12.6637 | 12.6637 | 12.6637 | 12.6637 | 12.6637 | 12.6637 | 12.6637 | 12.6637 | 12.6637 | 12.6637 | 12.6637 | 12.6637 | 12.6637 | 12.6637 | 12.6637 | 12.6637 | 12.6637 | 12.6637 | 12.6637 | 12.6637 | 12.6637 | 12.6637 | 0 | 0 | 0 | 0 | 0 | 0 | 0 | 0 | 0 | 0 | 0 | 0 | 0 | 0 | 0 | 0 | 0 | 0 | 0 | 0 | 0 | 0 | 0 | 0 | 0 | 0 | 0 | 0 | 0 | 0 | 0 | 0 | 0 | 0 | 0 | 0 | 0 | 0 | 0 | 0 | 0 | 0 | 0 | 0 | 0 | 0 | 0 | 0 | 0 | 0 | 0 | 0 | 0 | 0 | 0 | 0 | 0 | 0 | 0 | 0 | 0 | 0 | 0 | 0 | 0 | 0 | 0 | 0 | 0 | 0 | 0 | 0 | 0 | 0 | 0 | 0 | 0 | 0 | 0 | 0 | 0 | 0 | 0 | 0 | 0 | 0 | 0 | 0 | 0 | 0 | 0 | 0 | 0 | 0 | 0 | 0 | 0 | 0 | 0 | 0 | 0 | 0 | 0 | 0 | 0 | 0 | 0 | 0 | 0 | 0 | 0 | 0 | 0 | 0
Industrial Air Curtains_Healthcare_New_Air curtains installed | Industrial Air Curtains_Healthcare_New | Industrial Air Curtains_Commercial_New_No air curtain or other barriers to air on overhead door_Air curtains installed | Commercial | Healthcare | New | Space Heating | Natural Gas | Industrial Air Curtains | NEQ | No air curtain or other barriers to air on overhead door | 15 | 15 | 15 | 0 | 0 | 0 | 0.25 | 0.85 | Retro1Slow | 0.012666666666666666 | TBD | A | WCM559 | 0.7 | 0.42 | perbldg | 0.0321 | 0 | 0 | 0 | 0 | IL TRM v13 - 4.4.33 - Industrial Air Curtain - CI-HVC-AIRC-V07-250101 | IL TRM v13 - 4.4.33 - Industrial Air Curtain - CI-HVC-AIRC-V07-250101 | IL TRM v13 - 4.4.33 - Industrial Air Curtain - CI-HVC-AIRC-V07-250101 | 0 | 0 | 5536.2537 | No air curtain or other barriers to air on overhead door | No air curtain or other barriers to air on overhead door | No air curtain or other barriers to air on overhead door | No air curtain or other barriers to air on overhead door | No air curtain or other barriers to air on overhead door | No air curtain or other barriers to air on overhead door | No air curtain or other barriers to air on overhead door | No air curtain or other barriers to air on overhead door | No air curtain or other barriers to air on overhead door | No air curtain or other barriers to air on overhead door | No air curtain or other barriers to air on overhead door | No air curtain or other barriers to air on overhead door | No air curtain or other barriers to air on overhead door | No air curtain or other barriers to air on overhead door | No air curtain or other barriers to air on overhead door | No air curtain or other barriers to air on overhead door | No air curtain or other barriers to air on overhead door | No air curtain or other barriers to air on overhead door | No air curtain or other barriers to air on overhead door | No air curtain or other barriers to air on overhead door | No air curtain or other barriers to air on overhead door | No air curtain or other barriers to air on overhead door | No air curtain or other barriers to air on overhead door | No air curtain or other barriers to air on overhead door | No air curtain or other barriers to air on overhead door | No air curtain or other barriers to air on overhead door | No air curtain or other barriers to air on overhead door | No air curtain or other barriers to air on overhead door | 0 | 0 | 0 | 0 | 0 | 0 | 0 | 0 | 0 | 0 | 0 | 0 | 0 | 0 | 0 | 0 | 0 | 0 | 0 | 0 | 0 | 0 | 0 | 0 | 0 | 0 | 0 | 0 | 0 | 0 | 0 | 0 | 0 | 0 | 0 | 0 | 0 | 0 | 0 | 0 | 0 | 0 | 0 | 0 | 0 | 0 | 0 | 0 | 0 | 0 | 0 | 0 | 0 | 0 | 0 | 0 | 0 | 0 | 0 | 0 | 0 | 0 | 0 | 0 | 0 | 0 | 0 | 0 | 0 | 0 | 0 | 0 | 0 | 0 | 0 | 0 | 0 | 0 | 0 | 0 | 0 | 0 | 0 | 0 | 0 | 0 | 0 | 0 | 0 | 0 | 0 | 0 | 0 | 0 | 0 | 0 | 0 | 0 | 0 | 0 | 0 | 0 | 0 | 0 | 0 | 0 | 0 | 0 | 0 | 0 | 0 | 0 | Air curtains installed | Air curtains installed | Air curtains installed | Air curtains installed | Air curtains installed | Air curtains installed | Air curtains installed | Air curtains installed | Air curtains installed | Air curtains installed | Air curtains installed | Air curtains installed | Air curtains installed | Air curtains installed | Air curtains installed | Air curtains installed | Air curtains installed | Air curtains installed | Air curtains installed | Air curtains installed | Air curtains installed | Air curtains installed | Air curtains installed | Air curtains installed | Air curtains installed | Air curtains installed | Air curtains installed | Air curtains installed | 5536.2537 | 5536.2537 | 5536.2537 | 5536.2537 | 5536.2537 | 5536.2537 | 5536.2537 | 5536.2537 | 5536.2537 | 5536.2537 | 5536.2537 | 5536.2537 | 5536.2537 | 5536.2537 | 5536.2537 | 5536.2537 | 5536.2537 | 5536.2537 | 5536.2537 | 5536.2537 | 5536.2537 | 5536.2537 | 5536.2537 | 5536.2537 | 5536.2537 | 5536.2537 | 5536.2537 | 5536.2537 | 0 | 0 | 0 | 0 | 0 | 0 | 0 | 0 | 0 | 0 | 0 | 0 | 0 | 0 | 0 | 0 | 0 | 0 | 0 | 0 | 0 | 0 | 0 | 0 | 0 | 0 | 0 | 0 | 0 | 0 | 0 | 0 | 0 | 0 | 0 | 0 | 0 | 0 | 0 | 0 | 0 | 0 | 0 | 0 | 0 | 0 | 0 | 0 | 0 | 0 | 0 | 0 | 0 | 0 | 0 | 0 | 0 | 0 | 0 | 0 | 0 | 0 | 0 | 0 | 0 | 0 | 0 | 0 | 0 | 0 | 0 | 0 | 0 | 0 | 0 | 0 | 0 | 0 | 0 | 0 | 0 | 0 | 0 | 0 | 0 | 0 | 0 | 0 | 0 | 0 | 0 | 0 | 0 | 0 | 0 | 0 | 0 | 0 | 0 | 0 | 0 | 0 | 0 | 0 | 0 | 0 | 0 | 0 | 0 | 0 | 0 | 0 | 0 | 0 | 0 | 0 | 0 | 0 | 0 | 0 | 0 | 0 | 0 | 0 | 0 | 0 | 0 | 0 | 0 | 0 | 0 | 0 | 0 | 0 | 0 | 0 | 0 | 0 | 0 | 0 | Air curtains installed | Air curtains installed | Air curtains installed | Air curtains installed | Air curtains installed | Air curtains installed | Air curtains installed | Air curtains installed | Air curtains installed | Air curtains installed | Air curtains installed | Air curtains installed | Air curtains installed | Air curtains installed | Air curtains installed | Air curtains installed | Air curtains installed | Air curtains installed | Air curtains installed | Air curtains installed | Air curtains installed | Air curtains installed | Air curtains installed | Air curtains installed | Air curtains installed | Air curtains installed | Air curtains installed | Air curtains installed | 5536.2537 | 5536.2537 | 5536.2537 | 5536.2537 | 5536.2537 | 5536.2537 | 5536.2537 | 5536.2537 | 5536.2537 | 5536.2537 | 5536.2537 | 5536.2537 | 5536.2537 | 5536.2537 | 5536.2537 | 5536.2537 | 5536.2537 | 5536.2537 | 5536.2537 | 5536.2537 | 5536.2537 | 5536.2537 | 5536.2537 | 5536.2537 | 5536.2537 | 5536.2537 | 5536.2537 | 5536.2537 | 0 | 0 | 0 | 0 | 0 | 0 | 0 | 0 | 0 | 0 | 0 | 0 | 0 | 0 | 0 | 0 | 0 | 0 | 0 | 0 | 0 | 0 | 0 | 0 | 0 | 0 | 0 | 0 | 0 | 0 | 0 | 0 | 0 | 0 | 0 | 0 | 0 | 0 | 0 | 0 | 0 | 0 | 0 | 0 | 0 | 0 | 0 | 0 | 0 | 0 | 0 | 0 | 0 | 0 | 0 | 0 | 0 | 0 | 0 | 0 | 0 | 0 | 0 | 0 | 0 | 0 | 0 | 0 | 0 | 0 | 0 | 0 | 0 | 0 | 0 | 0 | 0 | 0 | 0 | 0 | 0 | 0 | 0 | 0 | 0 | 0 | 0 | 0 | 0 | 0 | 0 | 0 | 0 | 0 | 0 | 0 | 0 | 0 | 0 | 0 | 0 | 0 | 0 | 0 | 0 | 0 | 0 | 0 | 0 | 0 | 0 | 0 | 0 | 0
Insulation - Ceiling_Healthcare_New_Not Applicable Segment or Vintage_Not Applicable Segment or Vintage | Insulation - Ceiling_Healthcare_New | Insulation - Ceiling_Commercial_New_Not Applicable Segment or Vintage_Not Applicable Segment or Vintage | Commercial | Healthcare | New | Space Heating | Natural Gas | Insulation - Ceiling | NEQ | Not Applicable Segment or Vintage | 15 | 15 | 15 | 0 | 0 | 0 | 0 | 0 | Retro5Med | 8.35569166605469E-06 | TBD | A | WCM551 | 0.7 | 0.42 | sqft | 0.0321 | 0 | 0 | 0 | 0 | Not Applicable Segment or Vintage | Not Applicable Segment or Vintage | AEG BEST | 0 | 0 | 0 | Not Applicable Segment or Vintage | Not Applicable Segment or Vintage | Not Applicable Segment or Vintage | Not Applicable Segment or Vintage | Not Applicable Segment or Vintage | Not Applicable Segment or Vintage | Not Applicable Segment or Vintage | Not Applicable Segment or Vintage | Not Applicable Segment or Vintage | Not Applicable Segment or Vintage | Not Applicable Segment or Vintage | Not Applicable Segment or Vintage | Not Applicable Segment or Vintage | Not Applicable Segment or Vintage | Not Applicable Segment or Vintage | Not Applicable Segment or Vintage | Not Applicable Segment or Vintage | Not Applicable Segment or Vintage | Not Applicable Segment or Vintage | Not Applicable Segment or Vintage | Not Applicable Segment or Vintage | Not Applicable Segment or Vintage | Not Applicable Segment or Vintage | Not Applicable Segment or Vintage | Not Applicable Segment or Vintage | Not Applicable Segment or Vintage | Not Applicable Segment or Vintage | Not Applicable Segment or Vintage | 0 | 0 | 0 | 0 | 0 | 0 | 0 | 0 | 0 | 0 | 0 | 0 | 0 | 0 | 0 | 0 | 0 | 0 | 0 | 0 | 0 | 0 | 0 | 0 | 0 | 0 | 0 | 0 | 0 | 0 | 0 | 0 | 0 | 0 | 0 | 0 | 0 | 0 | 0 | 0 | 0 | 0 | 0 | 0 | 0 | 0 | 0 | 0 | 0 | 0 | 0 | 0 | 0 | 0 | 0 | 0 | 0 | 0 | 0 | 0 | 0 | 0 | 0 | 0 | 0 | 0 | 0 | 0 | 0 | 0 | 0 | 0 | 0 | 0 | 0 | 0 | 0 | 0 | 0 | 0 | 0 | 0 | 0 | 0 | 0 | 0 | 0 | 0 | 0 | 0 | 0 | 0 | 0 | 0 | 0 | 0 | 0 | 0 | 0 | 0 | 0 | 0 | 0 | 0 | 0 | 0 | 0 | 0 | 0 | 0 | 0 | 0 | Not Applicable Segment or Vintage | Not Applicable Segment or Vintage | Not Applicable Segment or Vintage | Not Applicable Segment or Vintage | Not Applicable Segment or Vintage | Not Applicable Segment or Vintage | Not Applicable Segment or Vintage | Not Applicable Segment or Vintage | Not Applicable Segment or Vintage | Not Applicable Segment or Vintage | Not Applicable Segment or Vintage | Not Applicable Segment or Vintage | Not Applicable Segment or Vintage | Not Applicable Segment or Vintage | Not Applicable Segment or Vintage | Not Applicable Segment or Vintage | Not Applicable Segment or Vintage | Not Applicable Segment or Vintage | Not Applicable Segment or Vintage | Not Applicable Segment or Vintage | Not Applicable Segment or Vintage | Not Applicable Segment or Vintage | Not Applicable Segment or Vintage | Not Applicable Segment or Vintage | Not Applicable Segment or Vintage | Not Applicable Segment or Vintage | Not Applicable Segment or Vintage | Not Applicable Segment or Vintage | 0 | 0 | 0 | 0 | 0 | 0 | 0 | 0 | 0 | 0 | 0 | 0 | 0 | 0 | 0 | 0 | 0 | 0 | 0 | 0 | 0 | 0 | 0 | 0 | 0 | 0 | 0 | 0 | 0 | 0 | 0 | 0 | 0 | 0 | 0 | 0 | 0 | 0 | 0 | 0 | 0 | 0 | 0 | 0 | 0 | 0 | 0 | 0 | 0 | 0 | 0 | 0 | 0 | 0 | 0 | 0 | 0 | 0 | 0 | 0 | 0 | 0 | 0 | 0 | 0 | 0 | 0 | 0 | 0 | 0 | 0 | 0 | 0 | 0 | 0 | 0 | 0 | 0 | 0 | 0 | 0 | 0 | 0 | 0 | 0 | 0 | 0 | 0 | 0 | 0 | 0 | 0 | 0 | 0 | 0 | 0 | 0 | 0 | 0 | 0 | 0 | 0 | 0 | 0 | 0 | 0 | 0 | 0 | 0 | 0 | 0 | 0 | 0 | 0 | 0 | 0 | 0 | 0 | 0 | 0 | 0 | 0 | 0 | 0 | 0 | 0 | 0 | 0 | 0 | 0 | 0 | 0 | 0 | 0 | 0 | 0 | 0 | 0 | 0 | 0 | 0 | 0 | 0 | 0 | 0 | 0 | 0 | 0 | 0 | 0 | 0 | 0 | 0 | 0 | 0 | 0 | 0 | 0 | 0 | 0 | 0 | 0 | 0 | 0 | 0 | 0 | 0 | 0 | Not Applicable Segment or Vintage | Not Applicable Segment or Vintage | Not Applicable Segment or Vintage | Not Applicable Segment or Vintage | Not Applicable Segment or Vintage | Not Applicable Segment or Vintage | Not Applicable Segment or Vintage | Not Applicable Segment or Vintage | Not Applicable Segment or Vintage | Not Applicable Segment or Vintage | Not Applicable Segment or Vintage | Not Applicable Segment or Vintage | Not Applicable Segment or Vintage | Not Applicable Segment or Vintage | Not Applicable Segment or Vintage | Not Applicable Segment or Vintage | Not Applicable Segment or Vintage | Not Applicable Segment or Vintage | Not Applicable Segment or Vintage | Not Applicable Segment or Vintage | Not Applicable Segment or Vintage | Not Applicable Segment or Vintage | Not Applicable Segment or Vintage | Not Applicable Segment or Vintage | Not Applicable Segment or Vintage | Not Applicable Segment or Vintage | Not Applicable Segment or Vintage | Not Applicable Segment or Vintage | 0 | 0 | 0 | 0 | 0 | 0 | 0 | 0 | 0 | 0 | 0 | 0 | 0 | 0 | 0 | 0 | 0 | 0 | 0 | 0 | 0 | 0 | 0 | 0 | 0 | 0 | 0 | 0 | 0 | 0 | 0 | 0 | 0 | 0 | 0 | 0 | 0 | 0 | 0 | 0 | 0 | 0 | 0 | 0 | 0 | 0 | 0 | 0 | 0 | 0 | 0 | 0 | 0 | 0 | 0 | 0 | 0 | 0 | 0 | 0 | 0 | 0 | 0 | 0 | 0 | 0 | 0 | 0 | 0 | 0 | 0 | 0 | 0 | 0 | 0 | 0 | 0 | 0 | 0 | 0 | 0 | 0 | 0 | 0 | 0 | 0 | 0 | 0 | 0 | 0 | 0 | 0 | 0 | 0 | 0 | 0 | 0 | 0 | 0 | 0 | 0 | 0 | 0 | 0 | 0 | 0 | 0 | 0 | 0 | 0 | 0 | 0 | 0 | 0 | 0 | 0 | 0 | 0 | 0 | 0 | 0 | 0 | 0 | 0 | 0 | 0 | 0 | 0 | 0 | 0 | 0 | 0 | 0 | 0 | 0 | 0 | 0 | 0 | 0 | 0 | 0 | 0
Insulation - Wall Cavity_Healthcare_New_Not Applicable Segment or Vintage | Insulation - Wall Cavity_Healthcare_New | Insulation - Wall Cavity_Commercial_New_Not Applicable Segment or Vintage_Not Applicable Segment or Vintage | Commercial | Healthcare | New | Space Heating | Natural Gas | Insulation - Wall Cavity | NEQ | Not Applicable Segment or Vintage | 15 | 15 | 15 | 0 | 0 | 0 | 0 | 0 | Retro3Slow | 0.004128203794943829 | TBD | A | WCM552 | 0.7 | 0.42 | sqft | 0.0321 | 0 | 0 | 0 | 0 | Not Applicable Segment or Vintage | Not Applicable Segment or Vintage | AEG BEST | 0 | 0 | 0 | Not Applicable Segment or Vintage | Not Applicable Segment or Vintage | Not Applicable Segment or Vintage | Not Applicable Segment or Vintage | Not Applicable Segment or Vintage | Not Applicable Segment or Vintage | Not Applicable Segment or Vintage | Not Applicable Segment or Vintage | Not Applicable Segment or Vintage | Not Applicable Segment or Vintage | Not Applicable Segment or Vintage | Not Applicable Segment or Vintage | Not Applicable Segment or Vintage | Not Applicable Segment or Vintage | Not Applicable Segment or Vintage | Not Applicable Segment or Vintage | Not Applicable Segment or Vintage | Not Applicable Segment or Vintage | Not Applicable Segment or Vintage | Not Applicable Segment or Vintage | Not Applicable Segment or Vintage | Not Applicable Segment or Vintage | Not Applicable Segment or Vintage | Not Applicable Segment or Vintage | Not Applicable Segment or Vintage | Not Applicable Segment or Vintage | Not Applicable Segment or Vintage | Not Applicable Segment or Vintage | 0 | 0 | 0 | 0 | 0 | 0 | 0 | 0 | 0 | 0 | 0 | 0 | 0 | 0 | 0 | 0 | 0 | 0 | 0 | 0 | 0 | 0 | 0 | 0 | 0 | 0 | 0 | 0 | 0 | 0 | 0 | 0 | 0 | 0 | 0 | 0 | 0 | 0 | 0 | 0 | 0 | 0 | 0 | 0 | 0 | 0 | 0 | 0 | 0 | 0 | 0 | 0 | 0 | 0 | 0 | 0 | 0 | 0 | 0 | 0 | 0 | 0 | 0 | 0 | 0 | 0 | 0 | 0 | 0 | 0 | 0 | 0 | 0 | 0 | 0 | 0 | 0 | 0 | 0 | 0 | 0 | 0 | 0 | 0 | 0 | 0 | 0 | 0 | 0 | 0 | 0 | 0 | 0 | 0 | 0 | 0 | 0 | 0 | 0 | 0 | 0 | 0 | 0 | 0 | 0 | 0 | 0 | 0 | 0 | 0 | 0 | 0 | Not Applicable Segment or Vintage | Not Applicable Segment or Vintage | Not Applicable Segment or Vintage | Not Applicable Segment or Vintage | Not Applicable Segment or Vintage | Not Applicable Segment or Vintage | Not Applicable Segment or Vintage | Not Applicable Segment or Vintage | Not Applicable Segment or Vintage | Not Applicable Segment or Vintage | Not Applicable Segment or Vintage | Not Applicable Segment or Vintage | Not Applicable Segment or Vintage | Not Applicable Segment or Vintage | Not Applicable Segment or Vintage | Not Applicable Segment or Vintage | Not Applicable Segment or Vintage | Not Applicable Segment or Vintage | Not Applicable Segment or Vintage | Not Applicable Segment or Vintage | Not Applicable Segment or Vintage | Not Applicable Segment or Vintage | Not Applicable Segment or Vintage | Not Applicable Segment or Vintage | Not Applicable Segment or Vintage | Not Applicable Segment or Vintage | Not Applicable Segment or Vintage | Not Applicable Segment or Vintage | 0 | 0 | 0 | 0 | 0 | 0 | 0 | 0 | 0 | 0 | 0 | 0 | 0 | 0 | 0 | 0 | 0 | 0 | 0 | 0 | 0 | 0 | 0 | 0 | 0 | 0 | 0 | 0 | 0 | 0 | 0 | 0 | 0 | 0 | 0 | 0 | 0 | 0 | 0 | 0 | 0 | 0 | 0 | 0 | 0 | 0 | 0 | 0 | 0 | 0 | 0 | 0 | 0 | 0 | 0 | 0 | 0 | 0 | 0 | 0 | 0 | 0 | 0 | 0 | 0 | 0 | 0 | 0 | 0 | 0 | 0 | 0 | 0 | 0 | 0 | 0 | 0 | 0 | 0 | 0 | 0 | 0 | 0 | 0 | 0 | 0 | 0 | 0 | 0 | 0 | 0 | 0 | 0 | 0 | 0 | 0 | 0 | 0 | 0 | 0 | 0 | 0 | 0 | 0 | 0 | 0 | 0 | 0 | 0 | 0 | 0 | 0 | 0 | 0 | 0 | 0 | 0 | 0 | 0 | 0 | 0 | 0 | 0 | 0 | 0 | 0 | 0 | 0 | 0 | 0 | 0 | 0 | 0 | 0 | 0 | 0 | 0 | 0 | 0 | 0 | 0 | 0 | 0 | 0 | 0 | 0 | 0 | 0 | 0 | 0 | 0 | 0 | 0 | 0 | 0 | 0 | 0 | 0 | 0 | 0 | 0 | 0 | 0 | 0 | 0 | 0 | 0 | 0 | Not Applicable Segment or Vintage | Not Applicable Segment or Vintage | Not Applicable Segment or Vintage | Not Applicable Segment or Vintage | Not Applicable Segment or Vintage | Not Applicable Segment or Vintage | Not Applicable Segment or Vintage | Not Applicable Segment or Vintage | Not Applicable Segment or Vintage | Not Applicable Segment or Vintage | Not Applicable Segment or Vintage | Not Applicable Segment or Vintage | Not Applicable Segment or Vintage | Not Applicable Segment or Vintage | Not Applicable Segment or Vintage | Not Applicable Segment or Vintage | Not Applicable Segment or Vintage | Not Applicable Segment or Vintage | Not Applicable Segment or Vintage | Not Applicable Segment or Vintage | Not Applicable Segment or Vintage | Not Applicable Segment or Vintage | Not Applicable Segment or Vintage | Not Applicable Segment or Vintage | Not Applicable Segment or Vintage | Not Applicable Segment or Vintage | Not Applicable Segment or Vintage | Not Applicable Segment or Vintage | 0 | 0 | 0 | 0 | 0 | 0 | 0 | 0 | 0 | 0 | 0 | 0 | 0 | 0 | 0 | 0 | 0 | 0 | 0 | 0 | 0 | 0 | 0 | 0 | 0 | 0 | 0 | 0 | 0 | 0 | 0 | 0 | 0 | 0 | 0 | 0 | 0 | 0 | 0 | 0 | 0 | 0 | 0 | 0 | 0 | 0 | 0 | 0 | 0 | 0 | 0 | 0 | 0 | 0 | 0 | 0 | 0 | 0 | 0 | 0 | 0 | 0 | 0 | 0 | 0 | 0 | 0 | 0 | 0 | 0 | 0 | 0 | 0 | 0 | 0 | 0 | 0 | 0 | 0 | 0 | 0 | 0 | 0 | 0 | 0 | 0 | 0 | 0 | 0 | 0 | 0 | 0 | 0 | 0 | 0 | 0 | 0 | 0 | 0 | 0 | 0 | 0 | 0 | 0 | 0 | 0 | 0 | 0 | 0 | 0 | 0 | 0 | 0 | 0 | 0 | 0 | 0 | 0 | 0 | 0 | 0 | 0 | 0 | 0 | 0 | 0 | 0 | 0 | 0 | 0 | 0 | 0 | 0 | 0 | 0 | 0 | 0 | 0 | 0 | 0 | 0 | 0
Lodging - Guest Room Controls_Healthcare_New_Equipment that determines the occupancy of the room | Lodging - Guest Room Controls_Healthcare_New | Lodging - Guest Room Controls_Commercial_New_manual heating/cooling temperature set-point and fan On/Off/Auto thermostat controls_Equipment that determines the occupancy of the room | Commercial | Healthcare | New | Space Heating | Natural Gas | Lodging - Guest Room Controls | NEQ | manual heating/cooling temperature set-point and fan On/Off/Auto thermostat controls | 15 | 15 | 15 | 0 | 0 | 0 | 0 | 0 | Retro5Med | 8.35569166605469E-06 | TBD | A | WCM593 | 0.7 | 0.42 | LodgUnit | 0.0321 | 0 | 0 | 0 | 0 | IL TRM v13 - 4.4.8 - Guest Room Energy Management (PTAC & PTHP) - CI-HVC-GREM-V06-0601 | IL TRM v13 - 4.4.8 - Guest Room Energy Management (PTAC & PTHP) - CI-HVC-GREM-V06-0601 | AEG BEST | 0 | 0 | 319.8724 | manual heating/cooling temperature set-point and fan On/Off/Auto thermostat controls | manual heating/cooling temperature set-point and fan On/Off/Auto thermostat controls | manual heating/cooling temperature set-point and fan On/Off/Auto thermostat controls | manual heating/cooling temperature set-point and fan On/Off/Auto thermostat controls | manual heating/cooling temperature set-point and fan On/Off/Auto thermostat controls | manual heating/cooling temperature set-point and fan On/Off/Auto thermostat controls | manual heating/cooling temperature set-point and fan On/Off/Auto thermostat controls | manual heating/cooling temperature set-point and fan On/Off/Auto thermostat controls | manual heating/cooling temperature set-point and fan On/Off/Auto thermostat controls | manual heating/cooling temperature set-point and fan On/Off/Auto thermostat controls | manual heating/cooling temperature set-point and fan On/Off/Auto thermostat controls | manual heating/cooling temperature set-point and fan On/Off/Auto thermostat controls | manual heating/cooling temperature set-point and fan On/Off/Auto thermostat controls | manual heating/cooling temperature set-point and fan On/Off/Auto thermostat controls | manual heating/cooling temperature set-point and fan On/Off/Auto thermostat controls | manual heating/cooling temperature set-point and fan On/Off/Auto thermostat controls | manual heating/cooling temperature set-point and fan On/Off/Auto thermostat controls | manual heating/cooling temperature set-point and fan On/Off/Auto thermostat controls | manual heating/cooling temperature set-point and fan On/Off/Auto thermostat controls | manual heating/cooling temperature set-point and fan On/Off/Auto thermostat controls | manual heating/cooling temperature set-point and fan On/Off/Auto thermostat controls | manual heating/cooling temperature set-point and fan On/Off/Auto thermostat controls | manual heating/cooling temperature set-point and fan On/Off/Auto thermostat controls | manual heating/cooling temperature set-point and fan On/Off/Auto thermostat controls | manual heating/cooling temperature set-point and fan On/Off/Auto thermostat controls | manual heating/cooling temperature set-point and fan On/Off/Auto thermostat controls | manual heating/cooling temperature set-point and fan On/Off/Auto thermostat controls | manual heating/cooling temperature set-point and fan On/Off/Auto thermostat controls | 0 | 0 | 0 | 0 | 0 | 0 | 0 | 0 | 0 | 0 | 0 | 0 | 0 | 0 | 0 | 0 | 0 | 0 | 0 | 0 | 0 | 0 | 0 | 0 | 0 | 0 | 0 | 0 | 0 | 0 | 0 | 0 | 0 | 0 | 0 | 0 | 0 | 0 | 0 | 0 | 0 | 0 | 0 | 0 | 0 | 0 | 0 | 0 | 0 | 0 | 0 | 0 | 0 | 0 | 0 | 0 | 0 | 0 | 0 | 0 | 0 | 0 | 0 | 0 | 0 | 0 | 0 | 0 | 0 | 0 | 0 | 0 | 0 | 0 | 0 | 0 | 0 | 0 | 0 | 0 | 0 | 0 | 0 | 0 | 0 | 0 | 0 | 0 | 0 | 0 | 0 | 0 | 0 | 0 | 0 | 0 | 0 | 0 | 0 | 0 | 0 | 0 | 0 | 0 | 0 | 0 | 0 | 0 | 0 | 0 | 0 | 0 | Equipment that determines the occupancy of the room | Equipment that determines the occupancy of the room | Equipment that determines the occupancy of the room | Equipment that determines the occupancy of the room | Equipment that determines the occupancy of the room | Equipment that determines the occupancy of the room | Equipment that determines the occupancy of the room | Equipment that determines the occupancy of the room | Equipment that determines the occupancy of the room | Equipment that determines the occupancy of the room | Equipment that determines the occupancy of the room | Equipment that determines the occupancy of the room | Equipment that determines the occupancy of the room | Equipment that determines the occupancy of the room | Equipment that determines the occupancy of the room | Equipment that determines the occupancy of the room | Equipment that determines the occupancy of the room | Equipment that determines the occupancy of the room | Equipment that determines the occupancy of the room | Equipment that determines the occupancy of the room | Equipment that determines the occupancy of the room | Equipment that determines the occupancy of the room | Equipment that determines the occupancy of the room | Equipment that determines the occupancy of the room | Equipment that determines the occupancy of the room | Equipment that determines the occupancy of the room | Equipment that determines the occupancy of the room | Equipment that determines the occupancy of the room | 319.8724 | 319.8724 | 319.8724 | 319.8724 | 319.8724 | 319.8724 | 319.8724 | 319.8724 | 319.8724 | 319.8724 | 319.8724 | 319.8724 | 319.8724 | 319.8724 | 319.8724 | 319.8724 | 319.8724 | 319.8724 | 319.8724 | 319.8724 | 319.8724 | 319.8724 | 319.8724 | 319.8724 | 319.8724 | 319.8724 | 319.8724 | 319.8724 | 0 | 0 | 0 | 0 | 0 | 0 | 0 | 0 | 0 | 0 | 0 | 0 | 0 | 0 | 0 | 0 | 0 | 0 | 0 | 0 | 0 | 0 | 0 | 0 | 0 | 0 | 0 | 0 | 0 | 0 | 0 | 0 | 0 | 0 | 0 | 0 | 0 | 0 | 0 | 0 | 0 | 0 | 0 | 0 | 0 | 0 | 0 | 0 | 0 | 0 | 0 | 0 | 0 | 0 | 0 | 0 | 0 | 0 | 0 | 0 | 0 | 0 | 0 | 0 | 0 | 0 | 0 | 0 | 0 | 0 | 0 | 0 | 0 | 0 | 0 | 0 | 0 | 0 | 0 | 0 | 0 | 0 | 0 | 0 | 0 | 0 | 0 | 0 | 0 | 0 | 0 | 0 | 0 | 0 | 0 | 0 | 0 | 0 | 0 | 0 | 0 | 0 | 0 | 0 | 0 | 0 | 0 | 0 | 0 | 0 | 0 | 0 | 0 | 0 | 0 | 0 | 0 | 0 | 0 | 0 | 0 | 0 | 0 | 0 | 0 | 0 | 0 | 0 | 0 | 0 | 0 | 0 | 0 | 0 | 0 | 0 | 0 | 0 | 0 | 0 | Equipment that determines the occupancy of the room | Equipment that determines the occupancy of the room | Equipment that determines the occupancy of the room | Equipment that determines the occupancy of the room | Equipment that determines the occupancy of the room | Equipment that determines the occupancy of the room | Equipment that determines the occupancy of the room | Equipment that determines the occupancy of the room | Equipment that determines the occupancy of the room | Equipment that determines the occupancy of the room | Equipment that determines the occupancy of the room | Equipment that determines the occupancy of the room | Equipment that determines the occupancy of the room | Equipment that determines the occupancy of the room | Equipment that determines the occupancy of the room | Equipment that determines the occupancy of the room | Equipment that determines the occupancy of the room | Equipment that determines the occupancy of the room | Equipment that determines the occupancy of the room | Equipment that determines the occupancy of the room | Equipment that determines the occupancy of the room | Equipment that determines the occupancy of the room | Equipment that determines the occupancy of the room | Equipment that determines the occupancy of the room | Equipment that determines the occupancy of the room | Equipment that determines the occupancy of the room | Equipment that determines the occupancy of the room | Equipment that determines the occupancy of the room | 319.8724 | 319.8724 | 319.8724 | 319.8724 | 319.8724 | 319.8724 | 319.8724 | 319.8724 | 319.8724 | 319.8724 | 319.8724 | 319.8724 | 319.8724 | 319.8724 | 319.8724 | 319.8724 | 319.8724 | 319.8724 | 319.8724 | 319.8724 | 319.8724 | 319.8724 | 319.8724 | 319.8724 | 319.8724 | 319.8724 | 319.8724 | 319.8724 | 0 | 0 | 0 | 0 | 0 | 0 | 0 | 0 | 0 | 0 | 0 | 0 | 0 | 0 | 0 | 0 | 0 | 0 | 0 | 0 | 0 | 0 | 0 | 0 | 0 | 0 | 0 | 0 | 0 | 0 | 0 | 0 | 0 | 0 | 0 | 0 | 0 | 0 | 0 | 0 | 0 | 0 | 0 | 0 | 0 | 0 | 0 | 0 | 0 | 0 | 0 | 0 | 0 | 0 | 0 | 0 | 0 | 0 | 0 | 0 | 0 | 0 | 0 | 0 | 0 | 0 | 0 | 0 | 0 | 0 | 0 | 0 | 0 | 0 | 0 | 0 | 0 | 0 | 0 | 0 | 0 | 0 | 0 | 0 | 0 | 0 | 0 | 0 | 0 | 0 | 0 | 0 | 0 | 0 | 0 | 0 | 0 | 0 | 0 | 0 | 0 | 0 | 0 | 0 | 0 | 0 | 0 | 0 | 0 | 0 | 0 | 0 | 0 | 0
Retrocommissioning_Healthcare_New_Not Applicable Segment or Vintage | Retrocommissioning_Healthcare_New | Retrocommissioning_Commercial_New_Not Applicable Segment or Vintage_Not Applicable Segment or Vintage | Commercial | Healthcare | New | Space Heating | Natural Gas | Retrocommissioning | NEQ | Not Applicable Segment or Vintage | 3 | 3 | 3 | 0 | 0 | 0 | 0 | 0 | RetroEven20 | 0.03333333333333333 | TBD | A | WCM599 | 0.7 | 0.42 | sqft | 0.0321 | 0 | 0 | 0 | 0 | Not Applicable Segment or Vintage | Not Applicable Segment or Vintage | Not Applicable Segment or Vintage | 0 | 0 | 0 | Not Applicable Segment or Vintage | Not Applicable Segment or Vintage | Not Applicable Segment or Vintage | Not Applicable Segment or Vintage | Not Applicable Segment or Vintage | Not Applicable Segment or Vintage | Not Applicable Segment or Vintage | Not Applicable Segment or Vintage | Not Applicable Segment or Vintage | Not Applicable Segment or Vintage | Not Applicable Segment or Vintage | Not Applicable Segment or Vintage | Not Applicable Segment or Vintage | Not Applicable Segment or Vintage | Not Applicable Segment or Vintage | Not Applicable Segment or Vintage | Not Applicable Segment or Vintage | Not Applicable Segment or Vintage | Not Applicable Segment or Vintage | Not Applicable Segment or Vintage | Not Applicable Segment or Vintage | Not Applicable Segment or Vintage | Not Applicable Segment or Vintage | Not Applicable Segment or Vintage | Not Applicable Segment or Vintage | Not Applicable Segment or Vintage | Not Applicable Segment or Vintage | Not Applicable Segment or Vintage | 0 | 0 | 0 | 0 | 0 | 0 | 0 | 0 | 0 | 0 | 0 | 0 | 0 | 0 | 0 | 0 | 0 | 0 | 0 | 0 | 0 | 0 | 0 | 0 | 0 | 0 | 0 | 0 | 0 | 0 | 0 | 0 | 0 | 0 | 0 | 0 | 0 | 0 | 0 | 0 | 0 | 0 | 0 | 0 | 0 | 0 | 0 | 0 | 0 | 0 | 0 | 0 | 0 | 0 | 0 | 0 | 0 | 0 | 0 | 0 | 0 | 0 | 0 | 0 | 0 | 0 | 0 | 0 | 0 | 0 | 0 | 0 | 0 | 0 | 0 | 0 | 0 | 0 | 0 | 0 | 0 | 0 | 0 | 0 | 0 | 0 | 0 | 0 | 0 | 0 | 0 | 0 | 0 | 0 | 0 | 0 | 0 | 0 | 0 | 0 | 0 | 0 | 0 | 0 | 0 | 0 | 0 | 0 | 0 | 0 | 0 | 0 | Not Applicable Segment or Vintage | Not Applicable Segment or Vintage | Not Applicable Segment or Vintage | Not Applicable Segment or Vintage | Not Applicable Segment or Vintage | Not Applicable Segment or Vintage | Not Applicable Segment or Vintage | Not Applicable Segment or Vintage | Not Applicable Segment or Vintage | Not Applicable Segment or Vintage | Not Applicable Segment or Vintage | Not Applicable Segment or Vintage | Not Applicable Segment or Vintage | Not Applicable Segment or Vintage | Not Applicable Segment or Vintage | Not Applicable Segment or Vintage | Not Applicable Segment or Vintage | Not Applicable Segment or Vintage | Not Applicable Segment or Vintage | Not Applicable Segment or Vintage | Not Applicable Segment or Vintage | Not Applicable Segment or Vintage | Not Applicable Segment or Vintage | Not Applicable Segment or Vintage | Not Applicable Segment or Vintage | Not Applicable Segment or Vintage | Not Applicable Segment or Vintage | Not Applicable Segment or Vintage | 0 | 0 | 0 | 0 | 0 | 0 | 0 | 0 | 0 | 0 | 0 | 0 | 0 | 0 | 0 | 0 | 0 | 0 | 0 | 0 | 0 | 0 | 0 | 0 | 0 | 0 | 0 | 0 | 0 | 0 | 0 | 0 | 0 | 0 | 0 | 0 | 0 | 0 | 0 | 0 | 0 | 0 | 0 | 0 | 0 | 0 | 0 | 0 | 0 | 0 | 0 | 0 | 0 | 0 | 0 | 0 | 0 | 0 | 0 | 0 | 0 | 0 | 0 | 0 | 0 | 0 | 0 | 0 | 0 | 0 | 0 | 0 | 0 | 0 | 0 | 0 | 0 | 0 | 0 | 0 | 0 | 0 | 0 | 0 | 0 | 0 | 0 | 0 | 0 | 0 | 0 | 0 | 0 | 0 | 0 | 0 | 0 | 0 | 0 | 0 | 0 | 0 | 0 | 0 | 0 | 0 | 0 | 0 | 0 | 0 | 0 | 0 | 0 | 0 | 0 | 0 | 0 | 0 | 0 | 0 | 0 | 0 | 0 | 0 | 0 | 0 | 0 | 0 | 0 | 0 | 0 | 0 | 0 | 0 | 0 | 0 | 0 | 0 | 0 | 0 | 0 | 0 | 0 | 0 | 0 | 0 | 0 | 0 | 0 | 0 | 0 | 0 | 0 | 0 | 0 | 0 | 0 | 0 | 0 | 0 | 0 | 0 | 0 | 0 | 0 | 0 | 0 | 0 | Not Applicable Segment or Vintage | Not Applicable Segment or Vintage | Not Applicable Segment or Vintage | Not Applicable Segment or Vintage | Not Applicable Segment or Vintage | Not Applicable Segment or Vintage | Not Applicable Segment or Vintage | Not Applicable Segment or Vintage | Not Applicable Segment or Vintage | Not Applicable Segment or Vintage | Not Applicable Segment or Vintage | Not Applicable Segment or Vintage | Not Applicable Segment or Vintage | Not Applicable Segment or Vintage | Not Applicable Segment or Vintage | Not Applicable Segment or Vintage | Not Applicable Segment or Vintage | Not Applicable Segment or Vintage | Not Applicable Segment or Vintage | Not Applicable Segment or Vintage | Not Applicable Segment or Vintage | Not Applicable Segment or Vintage | Not Applicable Segment or Vintage | Not Applicable Segment or Vintage | Not Applicable Segment or Vintage | Not Applicable Segment or Vintage | Not Applicable Segment or Vintage | Not Applicable Segment or Vintage | 0 | 0 | 0 | 0 | 0 | 0 | 0 | 0 | 0 | 0 | 0 | 0 | 0 | 0 | 0 | 0 | 0 | 0 | 0 | 0 | 0 | 0 | 0 | 0 | 0 | 0 | 0 | 0 | 0 | 0 | 0 | 0 | 0 | 0 | 0 | 0 | 0 | 0 | 0 | 0 | 0 | 0 | 0 | 0 | 0 | 0 | 0 | 0 | 0 | 0 | 0 | 0 | 0 | 0 | 0 | 0 | 0 | 0 | 0 | 0 | 0 | 0 | 0 | 0 | 0 | 0 | 0 | 0 | 0 | 0 | 0 | 0 | 0 | 0 | 0 | 0 | 0 | 0 | 0 | 0 | 0 | 0 | 0 | 0 | 0 | 0 | 0 | 0 | 0 | 0 | 0 | 0 | 0 | 0 | 0 | 0 | 0 | 0 | 0 | 0 | 0 | 0 | 0 | 0 | 0 | 0 | 0 | 0 | 0 | 0 | 0 | 0 | 0 | 0 | 0 | 0 | 0 | 0 | 0 | 0 | 0 | 0 | 0 | 0 | 0 | 0 | 0 | 0 | 0 | 0 | 0 | 0 | 0 | 0 | 0 | 0 | 0 | 0 | 0 | 0 | 0 | 0
Strategic Energy Management_Healthcare_New_Implementation of strategic energy management program. | Strategic Energy Management_Healthcare_New | Strategic Energy Management_Commercial_New_No strategic energy management._Implementation of strategic energy management program. | Commercial | Healthcare | New | Space Heating | Natural Gas | Strategic Energy Management | NEQ | No strategic energy management. | 3 | 3 | 3 | 0 | 0 | 0 | 0.05 | 0.175 | RetroEven20 | 0.03333333333333333 | TBD | A | WCM597 | 0.7 | 0.42 | sqft | 0.0321 | 0 | 0 | 0 | 0 | 2021 Power Plan - Com-EM-2021P_V4 - Commercial SEM, Northwest Power and Conservation Council (NWPCC), 2021 Power Plan Conservation Supply Workbooks. January 2022. | 2021 Power Plan - Com-EM-2021P_V4 - Commercial SEM, Northwest Power and Conservation Council (NWPCC), 2021 Power Plan Conservation Supply Workbooks. January 2022. | 2021 Power Plan - Com-EM-2021P_V4 - Commercial SEM, Northwest Power and Conservation Council (NWPCC), 2021 Power Plan Conservation Supply Workbooks. January 2022. | 0 | 0 | 0.42671 | No strategic energy management. | No strategic energy management. | No strategic energy management. | No strategic energy management. | No strategic energy management. | No strategic energy management. | No strategic energy management. | No strategic energy management. | No strategic energy management. | No strategic energy management. | No strategic energy management. | No strategic energy management. | No strategic energy management. | No strategic energy management. | No strategic energy management. | No strategic energy management. | No strategic energy management. | No strategic energy management. | No strategic energy management. | No strategic energy management. | No strategic energy management. | No strategic energy management. | No strategic energy management. | No strategic energy management. | No strategic energy management. | No strategic energy management. | No strategic energy management. | No strategic energy management. | 0 | 0 | 0 | 0 | 0 | 0 | 0 | 0 | 0 | 0 | 0 | 0 | 0 | 0 | 0 | 0 | 0 | 0 | 0 | 0 | 0 | 0 | 0 | 0 | 0 | 0 | 0 | 0 | 0 | 0 | 0 | 0 | 0 | 0 | 0 | 0 | 0 | 0 | 0 | 0 | 0 | 0 | 0 | 0 | 0 | 0 | 0 | 0 | 0 | 0 | 0 | 0 | 0 | 0 | 0 | 0 | 0 | 0 | 0 | 0 | 0 | 0 | 0 | 0 | 0 | 0 | 0 | 0 | 0 | 0 | 0 | 0 | 0 | 0 | 0 | 0 | 0 | 0 | 0 | 0 | 0 | 0 | 0 | 0 | 0 | 0 | 0 | 0 | 0 | 0 | 0 | 0 | 0 | 0 | 0 | 0 | 0 | 0 | 0 | 0 | 0 | 0 | 0 | 0 | 0 | 0 | 0 | 0 | 0 | 0 | 0 | 0 | Implementation of strategic energy management program. | Implementation of strategic energy management program. | Implementation of strategic energy management program. | Implementation of strategic energy management program. | Implementation of strategic energy management program. | Implementation of strategic energy management program. | Implementation of strategic energy management program. | Implementation of strategic energy management program. | Implementation of strategic energy management program. | Implementation of strategic energy management program. | Implementation of strategic energy management program. | Implementation of strategic energy management program. | Implementation of strategic energy management program. | Implementation of strategic energy management program. | Implementation of strategic energy management program. | Implementation of strategic energy management program. | Implementation of strategic energy management program. | Implementation of strategic energy management program. | Implementation of strategic energy management program. | Implementation of strategic energy management program. | Implementation of strategic energy management program. | Implementation of strategic energy management program. | Implementation of strategic energy management program. | Implementation of strategic energy management program. | Implementation of strategic energy management program. | Implementation of strategic energy management program. | Implementation of strategic energy management program. | Implementation of strategic energy management program. | 0.4267 | 0.4267 | 0.4267 | 0.4267 | 0.4267 | 0.4267 | 0.4267 | 0.4267 | 0.4267 | 0.4267 | 0.4267 | 0.4267 | 0.4267 | 0.4267 | 0.4267 | 0.4267 | 0.4267 | 0.4267 | 0.4267 | 0.4267 | 0.4267 | 0.4267 | 0.4267 | 0.4267 | 0.4267 | 0.4267 | 0.4267 | 0.4267 | 0 | 0 | 0 | 0 | 0 | 0 | 0 | 0 | 0 | 0 | 0 | 0 | 0 | 0 | 0 | 0 | 0 | 0 | 0 | 0 | 0 | 0 | 0 | 0 | 0 | 0 | 0 | 0 | 0 | 0 | 0 | 0 | 0 | 0 | 0 | 0 | 0 | 0 | 0 | 0 | 0 | 0 | 0 | 0 | 0 | 0 | 0 | 0 | 0 | 0 | 0 | 0 | 0 | 0 | 0 | 0 | 0 | 0 | 0 | 0 | 0 | 0 | 0 | 0 | 0 | 0 | 0 | 0 | 0 | 0 | 0 | 0 | 0 | 0 | 0 | 0 | 0 | 0 | 0 | 0 | 0 | 0 | 0 | 0 | 0 | 0 | 0 | 0 | 0 | 0 | 0 | 0 | 0 | 0 | 0 | 0 | 0 | 0 | 0 | 0 | 0 | 0 | 0 | 0 | 0 | 0 | 0 | 0 | 0 | 0 | 0 | 0 | 0 | 0 | 0 | 0 | 0 | 0 | 0 | 0 | 0 | 0 | 0 | 0 | 0 | 0 | 0 | 0 | 0 | 0 | 0 | 0 | 0 | 0 | 0 | 0 | 0 | 0 | 0 | 0 | Implementation of strategic energy management program. | Implementation of strategic energy management program. | Implementation of strategic energy management program. | Implementation of strategic energy management program. | Implementation of strategic energy management program. | Implementation of strategic energy management program. | Implementation of strategic energy management program. | Implementation of strategic energy management program. | Implementation of strategic energy management program. | Implementation of strategic energy management program. | Implementation of strategic energy management program. | Implementation of strategic energy management program. | Implementation of strategic energy management program. | Implementation of strategic energy management program. | Implementation of strategic energy management program. | Implementation of strategic energy management program. | Implementation of strategic energy management program. | Implementation of strategic energy management program. | Implementation of strategic energy management program. | Implementation of strategic energy management program. | Implementation of strategic energy management program. | Implementation of strategic energy management program. | Implementation of strategic energy management program. | Implementation of strategic energy management program. | Implementation of strategic energy management program. | Implementation of strategic energy management program. | Implementation of strategic energy management program. | Implementation of strategic energy management program. | 0.4267 | 0.4267 | 0.4267 | 0.4267 | 0.4267 | 0.4267 | 0.4267 | 0.4267 | 0.4267 | 0.4267 | 0.4267 | 0.4267 | 0.4267 | 0.4267 | 0.4267 | 0.4267 | 0.4267 | 0.4267 | 0.4267 | 0.4267 | 0.4267 | 0.4267 | 0.4267 | 0.4267 | 0.4267 | 0.4267 | 0.4267 | 0.4267 | 0 | 0 | 0 | 0 | 0 | 0 | 0 | 0 | 0 | 0 | 0 | 0 | 0 | 0 | 0 | 0 | 0 | 0 | 0 | 0 | 0 | 0 | 0 | 0 | 0 | 0 | 0 | 0 | 0 | 0 | 0 | 0 | 0 | 0 | 0 | 0 | 0 | 0 | 0 | 0 | 0 | 0 | 0 | 0 | 0 | 0 | 0 | 0 | 0 | 0 | 0 | 0 | 0 | 0 | 0 | 0 | 0 | 0 | 0 | 0 | 0 | 0 | 0 | 0 | 0 | 0 | 0 | 0 | 0 | 0 | 0 | 0 | 0 | 0 | 0 | 0 | 0 | 0 | 0 | 0 | 0 | 0 | 0 | 0 | 0 | 0 | 0 | 0 | 0 | 0 | 0 | 0 | 0 | 0 | 0 | 0 | 0 | 0 | 0 | 0 | 0 | 0 | 0 | 0 | 0 | 0 | 0 | 0 | 0 | 0 | 0 | 0 | 0 | 0
Ventilation - Demand Controlled_Healthcare_New_new CO2 sensors installed on return air systems where no other sensors were previously installed | Ventilation - Demand Controlled_Healthcare_New | Ventilation - Demand Controlled_Commercial_New_space with no demand control capability_new CO2 sensors installed on return air systems where no other sensors were previously installed | Commercial | Healthcare | New | Space Heating | Natural Gas | Ventilation - Demand Controlled | NEQ | space with no demand control capability | 10 | 10 | 10 | 0 | 0 | 0 | 0.031646 | 0.55649 | Retro3Slow | 0.004128203794943829 | TBD | A | WCM561 | 0.7 | 0.42 | sqft | 0.0321 | 0 | 0 | 0 | 0 | IL TRM v13 - 4.4.19 - Demand Controlled Ventilation - CI-HVC-DCV-V07-240101 | IL TRM v13 - 4.4.19 - Demand Controlled Ventilation - CI-HVC-DCV-V07-240101 | IL TRM v13 - 4.4.19 - Demand Controlled Ventilation - CI-HVC-DCV-V07-240101 | 0 | 0 | 0.53487 | space with no demand control capability | space with no demand control capability | space with no demand control capability | space with no demand control capability | space with no demand control capability | space with no demand control capability | space with no demand control capability | space with no demand control capability | space with no demand control capability | space with no demand control capability | space with no demand control capability | space with no demand control capability | space with no demand control capability | space with no demand control capability | space with no demand control capability | space with no demand control capability | space with no demand control capability | space with no demand control capability | space with no demand control capability | space with no demand control capability | space with no demand control capability | space with no demand control capability | space with no demand control capability | space with no demand control capability | space with no demand control capability | space with no demand control capability | space with no demand control capability | space with no demand control capability | 0 | 0 | 0 | 0 | 0 | 0 | 0 | 0 | 0 | 0 | 0 | 0 | 0 | 0 | 0 | 0 | 0 | 0 | 0 | 0 | 0 | 0 | 0 | 0 | 0 | 0 | 0 | 0 | 0 | 0 | 0 | 0 | 0 | 0 | 0 | 0 | 0 | 0 | 0 | 0 | 0 | 0 | 0 | 0 | 0 | 0 | 0 | 0 | 0 | 0 | 0 | 0 | 0 | 0 | 0 | 0 | 0 | 0 | 0 | 0 | 0 | 0 | 0 | 0 | 0 | 0 | 0 | 0 | 0 | 0 | 0 | 0 | 0 | 0 | 0 | 0 | 0 | 0 | 0 | 0 | 0 | 0 | 0 | 0 | 0 | 0 | 0 | 0 | 0 | 0 | 0 | 0 | 0 | 0 | 0 | 0 | 0 | 0 | 0 | 0 | 0 | 0 | 0 | 0 | 0 | 0 | 0 | 0 | 0 | 0 | 0 | 0 | new CO2 sensors installed on return air systems where no other sensors were previously installed | new CO2 sensors installed on return air systems where no other sensors were previously installed | new CO2 sensors installed on return air systems where no other sensors were previously installed | new CO2 sensors installed on return air systems where no other sensors were previously installed | new CO2 sensors installed on return air systems where no other sensors were previously installed | new CO2 sensors installed on return air systems where no other sensors were previously installed | new CO2 sensors installed on return air systems where no other sensors were previously installed | new CO2 sensors installed on return air systems where no other sensors were previously installed | new CO2 sensors installed on return air systems where no other sensors were previously installed | new CO2 sensors installed on return air systems where no other sensors were previously installed | new CO2 sensors installed on return air systems where no other sensors were previously installed | new CO2 sensors installed on return air systems where no other sensors were previously installed | new CO2 sensors installed on return air systems where no other sensors were previously installed | new CO2 sensors installed on return air systems where no other sensors were previously installed | new CO2 sensors installed on return air systems where no other sensors were previously installed | new CO2 sensors installed on return air systems where no other sensors were previously installed | new CO2 sensors installed on return air systems where no other sensors were previously installed | new CO2 sensors installed on return air systems where no other sensors were previously installed | new CO2 sensors installed on return air systems where no other sensors were previously installed | new CO2 sensors installed on return air systems where no other sensors were previously installed | new CO2 sensors installed on return air systems where no other sensors were previously installed | new CO2 sensors installed on return air systems where no other sensors were previously installed | new CO2 sensors installed on return air systems where no other sensors were previously installed | new CO2 sensors installed on return air systems where no other sensors were previously installed | new CO2 sensors installed on return air systems where no other sensors were previously installed | new CO2 sensors installed on return air systems where no other sensors were previously installed | new CO2 sensors installed on return air systems where no other sensors were previously installed | new CO2 sensors installed on return air systems where no other sensors were previously installed | 0.5349 | 0.5349 | 0.5349 | 0.5349 | 0.5349 | 0.5349 | 0.5349 | 0.5349 | 0.5349 | 0.5349 | 0.5349 | 0.5349 | 0.5349 | 0.5349 | 0.5349 | 0.5349 | 0.5349 | 0.5349 | 0.5349 | 0.5349 | 0.5349 | 0.5349 | 0.5349 | 0.5349 | 0.5349 | 0.5349 | 0.5349 | 0.5349 | 0 | 0 | 0 | 0 | 0 | 0 | 0 | 0 | 0 | 0 | 0 | 0 | 0 | 0 | 0 | 0 | 0 | 0 | 0 | 0 | 0 | 0 | 0 | 0 | 0 | 0 | 0 | 0 | 0 | 0 | 0 | 0 | 0 | 0 | 0 | 0 | 0 | 0 | 0 | 0 | 0 | 0 | 0 | 0 | 0 | 0 | 0 | 0 | 0 | 0 | 0 | 0 | 0 | 0 | 0 | 0 | 0 | 0 | 0 | 0 | 0 | 0 | 0 | 0 | 0 | 0 | 0 | 0 | 0 | 0 | 0 | 0 | 0 | 0 | 0 | 0 | 0 | 0 | 0 | 0 | 0 | 0 | 0 | 0 | 0 | 0 | 0 | 0 | 0 | 0 | 0 | 0 | 0 | 0 | 0 | 0 | 0 | 0 | 0 | 0 | 0 | 0 | 0 | 0 | 0 | 0 | 0 | 0 | 0 | 0 | 0 | 0 | 0 | 0 | 0 | 0 | 0 | 0 | 0 | 0 | 0 | 0 | 0 | 0 | 0 | 0 | 0 | 0 | 0 | 0 | 0 | 0 | 0 | 0 | 0 | 0 | 0 | 0 | 0 | 0 | new CO2 sensors installed on return air systems where no other sensors were previously installed | new CO2 sensors installed on return air systems where no other sensors were previously installed | new CO2 sensors installed on return air systems where no other sensors were previously installed | new CO2 sensors installed on return air systems where no other sensors were previously installed | new CO2 sensors installed on return air systems where no other sensors were previously installed | new CO2 sensors installed on return air systems where no other sensors were previously installed | new CO2 sensors installed on return air systems where no other sensors were previously installed | new CO2 sensors installed on return air systems where no other sensors were previously installed | new CO2 sensors installed on return air systems where no other sensors were previously installed | new CO2 sensors installed on return air systems where no other sensors were previously installed | new CO2 sensors installed on return air systems where no other sensors were previously installed | new CO2 sensors installed on return air systems where no other sensors were previously installed | new CO2 sensors installed on return air systems where no other sensors were previously installed | new CO2 sensors installed on return air systems where no other sensors were previously installed | new CO2 sensors installed on return air systems where no other sensors were previously installed | new CO2 sensors installed on return air systems where no other sensors were previously installed | new CO2 sensors installed on return air systems where no other sensors were previously installed | new CO2 sensors installed on return air systems where no other sensors were previously installed | new CO2 sensors installed on return air systems where no other sensors were previously installed | new CO2 sensors installed on return air systems where no other sensors were previously installed | new CO2 sensors installed on return air systems where no other sensors were previously installed | new CO2 sensors installed on return air systems where no other sensors were previously installed | new CO2 sensors installed on return air systems where no other sensors were previously installed | new CO2 sensors installed on return air systems where no other sensors were previously installed | new CO2 sensors installed on return air systems where no other sensors were previously installed | new CO2 sensors installed on return air systems where no other sensors were previously installed | new CO2 sensors installed on return air systems where no other sensors were previously installed | new CO2 sensors installed on return air systems where no other sensors were previously installed | 0.5349 | 0.5349 | 0.5349 | 0.5349 | 0.5349 | 0.5349 | 0.5349 | 0.5349 | 0.5349 | 0.5349 | 0.5349 | 0.5349 | 0.5349 | 0.5349 | 0.5349 | 0.5349 | 0.5349 | 0.5349 | 0.5349 | 0.5349 | 0.5349 | 0.5349 | 0.5349 | 0.5349 | 0.5349 | 0.5349 | 0.5349 | 0.5349 | 0 | 0 | 0 | 0 | 0 | 0 | 0 | 0 | 0 | 0 | 0 | 0 | 0 | 0 | 0 | 0 | 0 | 0 | 0 | 0 | 0 | 0 | 0 | 0 | 0 | 0 | 0 | 0 | 0 | 0 | 0 | 0 | 0 | 0 | 0 | 0 | 0 | 0 | 0 | 0 | 0 | 0 | 0 | 0 | 0 | 0 | 0 | 0 | 0 | 0 | 0 | 0 | 0 | 0 | 0 | 0 | 0 | 0 | 0 | 0 | 0 | 0 | 0 | 0 | 0 | 0 | 0 | 0 | 0 | 0 | 0 | 0 | 0 | 0 | 0 | 0 | 0 | 0 | 0 | 0 | 0 | 0 | 0 | 0 | 0 | 0 | 0 | 0 | 0 | 0 | 0 | 0 | 0 | 0 | 0 | 0 | 0 | 0 | 0 | 0 | 0 | 0 | 0 | 0 | 0 | 0 | 0 | 0 | 0 | 0 | 0 | 0 | 0 | 0
Windows - High Efficiency Glazing_Healthcare_New_U-0.29 Window | Windows - High Efficiency Glazing_Healthcare_New | Windows - High Efficiency Glazing_Commercial_New_U-0.34 Window_U-0.29 Window | Commercial | Healthcare | New | Space Heating | Natural Gas | Windows - High Efficiency Glazing | NEQ | U-0.34 Window | 45 | 45 | 45 | 0 | 0 | 0 | 0.36514 | 0.80581 | Retro1Slow | 0.012666666666666666 | TBD | A | WCM555 | 0.7 | 0.42 | sqft window | 0.0321 | 0 | 0 | 0 | 0 | RTF Wkbk - ComWeatherizationSchool_v4_1 | RTF Workbook - ComWeatherizationSchool_v4_1 - AEG Adjusted | AEG BEST | 0 | 0 | 5.2306 | U-0.34 Window | U-0.34 Window | U-0.34 Window | U-0.34 Window | U-0.34 Window | U-0.34 Window | U-0.34 Window | U-0.34 Window | U-0.34 Window | U-0.34 Window | U-0.34 Window | U-0.34 Window | U-0.34 Window | U-0.34 Window | U-0.34 Window | U-0.34 Window | U-0.34 Window | U-0.34 Window | U-0.34 Window | U-0.34 Window | U-0.34 Window | U-0.34 Window | U-0.34 Window | U-0.34 Window | U-0.34 Window | U-0.34 Window | U-0.34 Window | U-0.34 Window | 0 | 0 | 0 | 0 | 0 | 0 | 0 | 0 | 0 | 0 | 0 | 0 | 0 | 0 | 0 | 0 | 0 | 0 | 0 | 0 | 0 | 0 | 0 | 0 | 0 | 0 | 0 | 0 | 0 | 0 | 0 | 0 | 0 | 0 | 0 | 0 | 0 | 0 | 0 | 0 | 0 | 0 | 0 | 0 | 0 | 0 | 0 | 0 | 0 | 0 | 0 | 0 | 0 | 0 | 0 | 0 | 0 | 0 | 0 | 0 | 0 | 0 | 0 | 0 | 0 | 0 | 0 | 0 | 0 | 0 | 0 | 0 | 0 | 0 | 0 | 0 | 0 | 0 | 0 | 0 | 0 | 0 | 0 | 0 | 0 | 0 | 0 | 0 | 0 | 0 | 0 | 0 | 0 | 0 | 0 | 0 | 0 | 0 | 0 | 0 | 0 | 0 | 0 | 0 | 0 | 0 | 0 | 0 | 0 | 0 | 0 | 0 | U-0.29 Window | U-0.29 Window | U-0.29 Window | U-0.29 Window | U-0.29 Window | U-0.29 Window | U-0.29 Window | U-0.29 Window | U-0.29 Window | U-0.29 Window | U-0.29 Window | U-0.29 Window | U-0.29 Window | U-0.29 Window | U-0.29 Window | U-0.29 Window | U-0.29 Window | U-0.29 Window | U-0.29 Window | U-0.29 Window | U-0.29 Window | U-0.29 Window | U-0.29 Window | U-0.29 Window | U-0.29 Window | U-0.29 Window | U-0.29 Window | U-0.29 Window | 5.2306 | 5.2306 | 5.2306 | 5.2306 | 5.2306 | 5.2306 | 5.2306 | 5.2306 | 5.2306 | 5.2306 | 5.2306 | 5.2306 | 5.2306 | 5.2306 | 5.2306 | 5.2306 | 5.2306 | 5.2306 | 5.2306 | 5.2306 | 5.2306 | 5.2306 | 5.2306 | 5.2306 | 5.2306 | 5.2306 | 5.2306 | 5.2306 | 0 | 0 | 0 | 0 | 0 | 0 | 0 | 0 | 0 | 0 | 0 | 0 | 0 | 0 | 0 | 0 | 0 | 0 | 0 | 0 | 0 | 0 | 0 | 0 | 0 | 0 | 0 | 0 | 0 | 0 | 0 | 0 | 0 | 0 | 0 | 0 | 0 | 0 | 0 | 0 | 0 | 0 | 0 | 0 | 0 | 0 | 0 | 0 | 0 | 0 | 0 | 0 | 0 | 0 | 0 | 0 | 0 | 0 | 0 | 0 | 0 | 0 | 0 | 0 | 0 | 0 | 0 | 0 | 0 | 0 | 0 | 0 | 0 | 0 | 0 | 0 | 0 | 0 | 0 | 0 | 0 | 0 | 0 | 0 | 0 | 0 | 0 | 0 | 0 | 0 | 0 | 0 | 0 | 0 | 0 | 0 | 0 | 0 | 0 | 0 | 0 | 0 | 0 | 0 | 0 | 0 | 0 | 0 | 0 | 0 | 0 | 0 | 0 | 0 | 0 | 0 | 0 | 0 | 0 | 0 | 0 | 0 | 0 | 0 | 0 | 0 | 0 | 0 | 0 | 0 | 0 | 0 | 0 | 0 | 0 | 0 | 0 | 0 | 0 | 0 | U-0.29 Window | U-0.29 Window | U-0.29 Window | U-0.29 Window | U-0.29 Window | U-0.29 Window | U-0.29 Window | U-0.29 Window | U-0.29 Window | U-0.29 Window | U-0.29 Window | U-0.29 Window | U-0.29 Window | U-0.29 Window | U-0.29 Window | U-0.29 Window | U-0.29 Window | U-0.29 Window | U-0.29 Window | U-0.29 Window | U-0.29 Window | U-0.29 Window | U-0.29 Window | U-0.29 Window | U-0.29 Window | U-0.29 Window | U-0.29 Window | U-0.29 Window | 5.2306 | 5.2306 | 5.2306 | 5.2306 | 5.2306 | 5.2306 | 5.2306 | 5.2306 | 5.2306 | 5.2306 | 5.2306 | 5.2306 | 5.2306 | 5.2306 | 5.2306 | 5.2306 | 5.2306 | 5.2306 | 5.2306 | 5.2306 | 5.2306 | 5.2306 | 5.2306 | 5.2306 | 5.2306 | 5.2306 | 5.2306 | 5.2306 | 0 | 0 | 0 | 0 | 0 | 0 | 0 | 0 | 0 | 0 | 0 | 0 | 0 | 0 | 0 | 0 | 0 | 0 | 0 | 0 | 0 | 0 | 0 | 0 | 0 | 0 | 0 | 0 | 0 | 0 | 0 | 0 | 0 | 0 | 0 | 0 | 0 | 0 | 0 | 0 | 0 | 0 | 0 | 0 | 0 | 0 | 0 | 0 | 0 | 0 | 0 | 0 | 0 | 0 | 0 | 0 | 0 | 0 | 0 | 0 | 0 | 0 | 0 | 0 | 0 | 0 | 0 | 0 | 0 | 0 | 0 | 0 | 0 | 0 | 0 | 0 | 0 | 0 | 0 | 0 | 0 | 0 | 0 | 0 | 0 | 0 | 0 | 0 | 0 | 0 | 0 | 0 | 0 | 0 | 0 | 0 | 0 | 0 | 0 | 0 | 0 | 0 | 0 | 0 | 0 | 0 | 0 | 0 | 0 | 0 | 0 | 0 | 0 | 0
Windows - Secondary Glazing Systems_Healthcare_New_Windows Upgraded with Secondary Commercial Window Glazing | Windows - Secondary Glazing Systems_Healthcare_New | Windows - Secondary Glazing Systems_Commercial_New_Standard Commercial Windows_Windows Upgraded with Secondary Commercial Window Glazing | Commercial | Healthcare | New | Space Heating | Natural Gas | Windows - Secondary Glazing Systems | NEQ | Standard Commercial Windows | 30 | 30 | 30 | 0 | 0 | 0 | 0.01 | 0.5 | Retro1Slow | 0.012666666666666666 | TBD | A | WCM556 | 0.7 | 0.42 | sqft window | 0.0321 | 0 | 0 | 0 | 0 | Regional Technical Forum - UES Workbook - Secondary Glazing Systems (SGS) - ComSecondaryGlazingSystems_v3_1 - AEG Adjusted | Regional Technical Forum - UES Workbook - Secondary Glazing Systems (SGS) - ComSecondaryGlazingSystems_v3_1 - AEG Adjusted | Regional Technical Forum - UES Workbook - Secondary Glazing Systems (SGS) - ComSecondaryGlazingSystems_v3_1 - AEG Adjusted | 0 | 0 | 48.1437 | Standard Commercial Windows | Standard Commercial Windows | Standard Commercial Windows | Standard Commercial Windows | Standard Commercial Windows | Standard Commercial Windows | Standard Commercial Windows | Standard Commercial Windows | Standard Commercial Windows | Standard Commercial Windows | Standard Commercial Windows | Standard Commercial Windows | Standard Commercial Windows | Standard Commercial Windows | Standard Commercial Windows | Standard Commercial Windows | Standard Commercial Windows | Standard Commercial Windows | Standard Commercial Windows | Standard Commercial Windows | Standard Commercial Windows | Standard Commercial Windows | Standard Commercial Windows | Standard Commercial Windows | Standard Commercial Windows | Standard Commercial Windows | Standard Commercial Windows | Standard Commercial Windows | 0 | 0 | 0 | 0 | 0 | 0 | 0 | 0 | 0 | 0 | 0 | 0 | 0 | 0 | 0 | 0 | 0 | 0 | 0 | 0 | 0 | 0 | 0 | 0 | 0 | 0 | 0 | 0 | 0 | 0 | 0 | 0 | 0 | 0 | 0 | 0 | 0 | 0 | 0 | 0 | 0 | 0 | 0 | 0 | 0 | 0 | 0 | 0 | 0 | 0 | 0 | 0 | 0 | 0 | 0 | 0 | 0 | 0 | 0 | 0 | 0 | 0 | 0 | 0 | 0 | 0 | 0 | 0 | 0 | 0 | 0 | 0 | 0 | 0 | 0 | 0 | 0 | 0 | 0 | 0 | 0 | 0 | 0 | 0 | 0 | 0 | 0 | 0 | 0 | 0 | 0 | 0 | 0 | 0 | 0 | 0 | 0 | 0 | 0 | 0 | 0 | 0 | 0 | 0 | 0 | 0 | 0 | 0 | 0 | 0 | 0 | 0 | Windows Upgraded with Secondary Commercial Window Glazing | Windows Upgraded with Secondary Commercial Window Glazing | Windows Upgraded with Secondary Commercial Window Glazing | Windows Upgraded with Secondary Commercial Window Glazing | Windows Upgraded with Secondary Commercial Window Glazing | Windows Upgraded with Secondary Commercial Window Glazing | Windows Upgraded with Secondary Commercial Window Glazing | Windows Upgraded with Secondary Commercial Window Glazing | Windows Upgraded with Secondary Commercial Window Glazing | Windows Upgraded with Secondary Commercial Window Glazing | Windows Upgraded with Secondary Commercial Window Glazing | Windows Upgraded with Secondary Commercial Window Glazing | Windows Upgraded with Secondary Commercial Window Glazing | Windows Upgraded with Secondary Commercial Window Glazing | Windows Upgraded with Secondary Commercial Window Glazing | Windows Upgraded with Secondary Commercial Window Glazing | Windows Upgraded with Secondary Commercial Window Glazing | Windows Upgraded with Secondary Commercial Window Glazing | Windows Upgraded with Secondary Commercial Window Glazing | Windows Upgraded with Secondary Commercial Window Glazing | Windows Upgraded with Secondary Commercial Window Glazing | Windows Upgraded with Secondary Commercial Window Glazing | Windows Upgraded with Secondary Commercial Window Glazing | Windows Upgraded with Secondary Commercial Window Glazing | Windows Upgraded with Secondary Commercial Window Glazing | Windows Upgraded with Secondary Commercial Window Glazing | Windows Upgraded with Secondary Commercial Window Glazing | Windows Upgraded with Secondary Commercial Window Glazing | 48.1437 | 48.1437 | 48.1437 | 48.1437 | 48.1437 | 48.1437 | 48.1437 | 48.1437 | 48.1437 | 48.1437 | 48.1437 | 48.1437 | 48.1437 | 48.1437 | 48.1437 | 48.1437 | 48.1437 | 48.1437 | 48.1437 | 48.1437 | 48.1437 | 48.1437 | 48.1437 | 48.1437 | 48.1437 | 48.1437 | 48.1437 | 48.1437 | 0 | 0 | 0 | 0 | 0 | 0 | 0 | 0 | 0 | 0 | 0 | 0 | 0 | 0 | 0 | 0 | 0 | 0 | 0 | 0 | 0 | 0 | 0 | 0 | 0 | 0 | 0 | 0 | 0 | 0 | 0 | 0 | 0 | 0 | 0 | 0 | 0 | 0 | 0 | 0 | 0 | 0 | 0 | 0 | 0 | 0 | 0 | 0 | 0 | 0 | 0 | 0 | 0 | 0 | 0 | 0 | 0 | 0 | 0 | 0 | 0 | 0 | 0 | 0 | 0 | 0 | 0 | 0 | 0 | 0 | 0 | 0 | 0 | 0 | 0 | 0 | 0 | 0 | 0 | 0 | 0 | 0 | 0 | 0 | 0 | 0 | 0 | 0 | 0 | 0 | 0 | 0 | 0 | 0 | 0 | 0 | 0 | 0 | 0 | 0 | 0 | 0 | 0 | 0 | 0 | 0 | 0 | 0 | 0 | 0 | 0 | 0 | 0 | 0 | 0 | 0 | 0 | 0 | 0 | 0 | 0 | 0 | 0 | 0 | 0 | 0 | 0 | 0 | 0 | 0 | 0 | 0 | 0 | 0 | 0 | 0 | 0 | 0 | 0 | 0 | Windows Upgraded with Secondary Commercial Window Glazing | Windows Upgraded with Secondary Commercial Window Glazing | Windows Upgraded with Secondary Commercial Window Glazing | Windows Upgraded with Secondary Commercial Window Glazing | Windows Upgraded with Secondary Commercial Window Glazing | Windows Upgraded with Secondary Commercial Window Glazing | Windows Upgraded with Secondary Commercial Window Glazing | Windows Upgraded with Secondary Commercial Window Glazing | Windows Upgraded with Secondary Commercial Window Glazing | Windows Upgraded with Secondary Commercial Window Glazing | Windows Upgraded with Secondary Commercial Window Glazing | Windows Upgraded with Secondary Commercial Window Glazing | Windows Upgraded with Secondary Commercial Window Glazing | Windows Upgraded with Secondary Commercial Window Glazing | Windows Upgraded with Secondary Commercial Window Glazing | Windows Upgraded with Secondary Commercial Window Glazing | Windows Upgraded with Secondary Commercial Window Glazing | Windows Upgraded with Secondary Commercial Window Glazing | Windows Upgraded with Secondary Commercial Window Glazing | Windows Upgraded with Secondary Commercial Window Glazing | Windows Upgraded with Secondary Commercial Window Glazing | Windows Upgraded with Secondary Commercial Window Glazing | Windows Upgraded with Secondary Commercial Window Glazing | Windows Upgraded with Secondary Commercial Window Glazing | Windows Upgraded with Secondary Commercial Window Glazing | Windows Upgraded with Secondary Commercial Window Glazing | Windows Upgraded with Secondary Commercial Window Glazing | Windows Upgraded with Secondary Commercial Window Glazing | 48.1437 | 48.1437 | 48.1437 | 48.1437 | 48.1437 | 48.1437 | 48.1437 | 48.1437 | 48.1437 | 48.1437 | 48.1437 | 48.1437 | 48.1437 | 48.1437 | 48.1437 | 48.1437 | 48.1437 | 48.1437 | 48.1437 | 48.1437 | 48.1437 | 48.1437 | 48.1437 | 48.1437 | 48.1437 | 48.1437 | 48.1437 | 48.1437 | 0 | 0 | 0 | 0 | 0 | 0 | 0 | 0 | 0 | 0 | 0 | 0 | 0 | 0 | 0 | 0 | 0 | 0 | 0 | 0 | 0 | 0 | 0 | 0 | 0 | 0 | 0 | 0 | 0 | 0 | 0 | 0 | 0 | 0 | 0 | 0 | 0 | 0 | 0 | 0 | 0 | 0 | 0 | 0 | 0 | 0 | 0 | 0 | 0 | 0 | 0 | 0 | 0 | 0 | 0 | 0 | 0 | 0 | 0 | 0 | 0 | 0 | 0 | 0 | 0 | 0 | 0 | 0 | 0 | 0 | 0 | 0 | 0 | 0 | 0 | 0 | 0 | 0 | 0 | 0 | 0 | 0 | 0 | 0 | 0 | 0 | 0 | 0 | 0 | 0 | 0 | 0 | 0 | 0 | 0 | 0 | 0 | 0 | 0 | 0 | 0 | 0 | 0 | 0 | 0 | 0 | 0 | 0 | 0 | 0 | 0 | 0 | 0 | 0
Gas Boiler - Hot Water Reset_Healthcare_New_Not Applicable Segment or Vintage | Gas Boiler - Hot Water Reset_Healthcare_New | Gas Boiler - Hot Water Reset_Commercial_New_Not Applicable Segment or Vintage_Not Applicable Segment or Vintage | Commercial | Healthcare | New | Space Heating | Natural Gas | Gas Boiler - Hot Water Reset | NEQ | Not Applicable Segment or Vintage | 20 | 20 | 20 | 0 | 0 | 0 | 0 | 0 | Retro5Med | 8.35569166605469E-06 | TBD | A | WCM568 | 0.7 | 0.42 | kBtuh heat | 0.0321 | 0 | 0 | 0 | 0 | Not Applicable Segment or Vintage | Not Applicable Segment or Vintage | Not Applicable Segment or Vintage | 0 | 0 | 0 | Not Applicable Segment or Vintage | Not Applicable Segment or Vintage | Not Applicable Segment or Vintage | Not Applicable Segment or Vintage | Not Applicable Segment or Vintage | Not Applicable Segment or Vintage | Not Applicable Segment or Vintage | Not Applicable Segment or Vintage | Not Applicable Segment or Vintage | Not Applicable Segment or Vintage | Not Applicable Segment or Vintage | Not Applicable Segment or Vintage | Not Applicable Segment or Vintage | Not Applicable Segment or Vintage | Not Applicable Segment or Vintage | Not Applicable Segment or Vintage | Not Applicable Segment or Vintage | Not Applicable Segment or Vintage | Not Applicable Segment or Vintage | Not Applicable Segment or Vintage | Not Applicable Segment or Vintage | Not Applicable Segment or Vintage | Not Applicable Segment or Vintage | Not Applicable Segment or Vintage | Not Applicable Segment or Vintage | Not Applicable Segment or Vintage | Not Applicable Segment or Vintage | Not Applicable Segment or Vintage | 0 | 0 | 0 | 0 | 0 | 0 | 0 | 0 | 0 | 0 | 0 | 0 | 0 | 0 | 0 | 0 | 0 | 0 | 0 | 0 | 0 | 0 | 0 | 0 | 0 | 0 | 0 | 0 | 0 | 0 | 0 | 0 | 0 | 0 | 0 | 0 | 0 | 0 | 0 | 0 | 0 | 0 | 0 | 0 | 0 | 0 | 0 | 0 | 0 | 0 | 0 | 0 | 0 | 0 | 0 | 0 | 0 | 0 | 0 | 0 | 0 | 0 | 0 | 0 | 0 | 0 | 0 | 0 | 0 | 0 | 0 | 0 | 0 | 0 | 0 | 0 | 0 | 0 | 0 | 0 | 0 | 0 | 0 | 0 | 0 | 0 | 0 | 0 | 0 | 0 | 0 | 0 | 0 | 0 | 0 | 0 | 0 | 0 | 0 | 0 | 0 | 0 | 0 | 0 | 0 | 0 | 0 | 0 | 0 | 0 | 0 | 0 | Not Applicable Segment or Vintage | Not Applicable Segment or Vintage | Not Applicable Segment or Vintage | Not Applicable Segment or Vintage | Not Applicable Segment or Vintage | Not Applicable Segment or Vintage | Not Applicable Segment or Vintage | Not Applicable Segment or Vintage | Not Applicable Segment or Vintage | Not Applicable Segment or Vintage | Not Applicable Segment or Vintage | Not Applicable Segment or Vintage | Not Applicable Segment or Vintage | Not Applicable Segment or Vintage | Not Applicable Segment or Vintage | Not Applicable Segment or Vintage | Not Applicable Segment or Vintage | Not Applicable Segment or Vintage | Not Applicable Segment or Vintage | Not Applicable Segment or Vintage | Not Applicable Segment or Vintage | Not Applicable Segment or Vintage | Not Applicable Segment or Vintage | Not Applicable Segment or Vintage | Not Applicable Segment or Vintage | Not Applicable Segment or Vintage | Not Applicable Segment or Vintage | Not Applicable Segment or Vintage | 0 | 0 | 0 | 0 | 0 | 0 | 0 | 0 | 0 | 0 | 0 | 0 | 0 | 0 | 0 | 0 | 0 | 0 | 0 | 0 | 0 | 0 | 0 | 0 | 0 | 0 | 0 | 0 | 0 | 0 | 0 | 0 | 0 | 0 | 0 | 0 | 0 | 0 | 0 | 0 | 0 | 0 | 0 | 0 | 0 | 0 | 0 | 0 | 0 | 0 | 0 | 0 | 0 | 0 | 0 | 0 | 0 | 0 | 0 | 0 | 0 | 0 | 0 | 0 | 0 | 0 | 0 | 0 | 0 | 0 | 0 | 0 | 0 | 0 | 0 | 0 | 0 | 0 | 0 | 0 | 0 | 0 | 0 | 0 | 0 | 0 | 0 | 0 | 0 | 0 | 0 | 0 | 0 | 0 | 0 | 0 | 0 | 0 | 0 | 0 | 0 | 0 | 0 | 0 | 0 | 0 | 0 | 0 | 0 | 0 | 0 | 0 | 0 | 0 | 0 | 0 | 0 | 0 | 0 | 0 | 0 | 0 | 0 | 0 | 0 | 0 | 0 | 0 | 0 | 0 | 0 | 0 | 0 | 0 | 0 | 0 | 0 | 0 | 0 | 0 | 0 | 0 | 0 | 0 | 0 | 0 | 0 | 0 | 0 | 0 | 0 | 0 | 0 | 0 | 0 | 0 | 0 | 0 | 0 | 0 | 0 | 0 | 0 | 0 | 0 | 0 | 0 | 0 | Not Applicable Segment or Vintage | Not Applicable Segment or Vintage | Not Applicable Segment or Vintage | Not Applicable Segment or Vintage | Not Applicable Segment or Vintage | Not Applicable Segment or Vintage | Not Applicable Segment or Vintage | Not Applicable Segment or Vintage | Not Applicable Segment or Vintage | Not Applicable Segment or Vintage | Not Applicable Segment or Vintage | Not Applicable Segment or Vintage | Not Applicable Segment or Vintage | Not Applicable Segment or Vintage | Not Applicable Segment or Vintage | Not Applicable Segment or Vintage | Not Applicable Segment or Vintage | Not Applicable Segment or Vintage | Not Applicable Segment or Vintage | Not Applicable Segment or Vintage | Not Applicable Segment or Vintage | Not Applicable Segment or Vintage | Not Applicable Segment or Vintage | Not Applicable Segment or Vintage | Not Applicable Segment or Vintage | Not Applicable Segment or Vintage | Not Applicable Segment or Vintage | Not Applicable Segment or Vintage | 0 | 0 | 0 | 0 | 0 | 0 | 0 | 0 | 0 | 0 | 0 | 0 | 0 | 0 | 0 | 0 | 0 | 0 | 0 | 0 | 0 | 0 | 0 | 0 | 0 | 0 | 0 | 0 | 0 | 0 | 0 | 0 | 0 | 0 | 0 | 0 | 0 | 0 | 0 | 0 | 0 | 0 | 0 | 0 | 0 | 0 | 0 | 0 | 0 | 0 | 0 | 0 | 0 | 0 | 0 | 0 | 0 | 0 | 0 | 0 | 0 | 0 | 0 | 0 | 0 | 0 | 0 | 0 | 0 | 0 | 0 | 0 | 0 | 0 | 0 | 0 | 0 | 0 | 0 | 0 | 0 | 0 | 0 | 0 | 0 | 0 | 0 | 0 | 0 | 0 | 0 | 0 | 0 | 0 | 0 | 0 | 0 | 0 | 0 | 0 | 0 | 0 | 0 | 0 | 0 | 0 | 0 | 0 | 0 | 0 | 0 | 0 | 0 | 0 | 0 | 0 | 0 | 0 | 0 | 0 | 0 | 0 | 0 | 0 | 0 | 0 | 0 | 0 | 0 | 0 | 0 | 0 | 0 | 0 | 0 | 0 | 0 | 0 | 0 | 0 | 0 | 0
Thermostat - Programmable_Healthcare_New_Programmable Thermostat | Thermostat - Programmable_Healthcare_New | Thermostat - Programmable_Commercial_New_Manual Thermostat_Programmable Thermostat | Commercial | Healthcare | New | Space Heating | Natural Gas | Thermostat - Programmable | NEQ | Manual Thermostat | 16 | 16 | 16 | 0 | 0 | 0 | 0 | 0 | Retro5Med | 8.35569166605469E-06 | TBD | A | WCM579 | 0.7 | 0.42 | perbldg | 0.0321 | 0 | 0 | 0 | 0 | IL TRM v13 - 5.3.11 - Programmable Thermostats - RS-HVC-PROG-V09-250101_x000D_ | IL TRM v13 - 5.3.11 - Programmable Thermostats - RS-HVC-PROG-V09-250101_x000D_ | IL TRM v13 - 5.3.11 - Programmable Thermostats - RS-HVC-PROG-V09-250101_x000D_ | 0 | 0 | 33.1655 | Manual Thermostat | Manual Thermostat | Manual Thermostat | Manual Thermostat | Manual Thermostat | Manual Thermostat | Manual Thermostat | Manual Thermostat | Manual Thermostat | Manual Thermostat | Manual Thermostat | Manual Thermostat | Manual Thermostat | Manual Thermostat | Manual Thermostat | Manual Thermostat | Manual Thermostat | Manual Thermostat | Manual Thermostat | Manual Thermostat | Manual Thermostat | Manual Thermostat | Manual Thermostat | Manual Thermostat | Manual Thermostat | Manual Thermostat | Manual Thermostat | Manual Thermostat | 0 | 0 | 0 | 0 | 0 | 0 | 0 | 0 | 0 | 0 | 0 | 0 | 0 | 0 | 0 | 0 | 0 | 0 | 0 | 0 | 0 | 0 | 0 | 0 | 0 | 0 | 0 | 0 | 0 | 0 | 0 | 0 | 0 | 0 | 0 | 0 | 0 | 0 | 0 | 0 | 0 | 0 | 0 | 0 | 0 | 0 | 0 | 0 | 0 | 0 | 0 | 0 | 0 | 0 | 0 | 0 | 0 | 0 | 0 | 0 | 0 | 0 | 0 | 0 | 0 | 0 | 0 | 0 | 0 | 0 | 0 | 0 | 0 | 0 | 0 | 0 | 0 | 0 | 0 | 0 | 0 | 0 | 0 | 0 | 0 | 0 | 0 | 0 | 0 | 0 | 0 | 0 | 0 | 0 | 0 | 0 | 0 | 0 | 0 | 0 | 0 | 0 | 0 | 0 | 0 | 0 | 0 | 0 | 0 | 0 | 0 | 0 | Programmable Thermostat | Programmable Thermostat | Programmable Thermostat | Programmable Thermostat | Programmable Thermostat | Programmable Thermostat | Programmable Thermostat | Programmable Thermostat | Programmable Thermostat | Programmable Thermostat | Programmable Thermostat | Programmable Thermostat | Programmable Thermostat | Programmable Thermostat | Programmable Thermostat | Programmable Thermostat | Programmable Thermostat | Programmable Thermostat | Programmable Thermostat | Programmable Thermostat | Programmable Thermostat | Programmable Thermostat | Programmable Thermostat | Programmable Thermostat | Programmable Thermostat | Programmable Thermostat | Programmable Thermostat | Programmable Thermostat | 33.1655 | 33.1655 | 33.1655 | 33.1655 | 33.1655 | 33.1655 | 33.1655 | 33.1655 | 33.1655 | 33.1655 | 33.1655 | 33.1655 | 33.1655 | 33.1655 | 33.1655 | 33.1655 | 33.1655 | 33.1655 | 33.1655 | 33.1655 | 33.1655 | 33.1655 | 33.1655 | 33.1655 | 33.1655 | 33.1655 | 33.1655 | 33.1655 | 0 | 0 | 0 | 0 | 0 | 0 | 0 | 0 | 0 | 0 | 0 | 0 | 0 | 0 | 0 | 0 | 0 | 0 | 0 | 0 | 0 | 0 | 0 | 0 | 0 | 0 | 0 | 0 | 0 | 0 | 0 | 0 | 0 | 0 | 0 | 0 | 0 | 0 | 0 | 0 | 0 | 0 | 0 | 0 | 0 | 0 | 0 | 0 | 0 | 0 | 0 | 0 | 0 | 0 | 0 | 0 | 0 | 0 | 0 | 0 | 0 | 0 | 0 | 0 | 0 | 0 | 0 | 0 | 0 | 0 | 0 | 0 | 0 | 0 | 0 | 0 | 0 | 0 | 0 | 0 | 0 | 0 | 0 | 0 | 0 | 0 | 0 | 0 | 0 | 0 | 0 | 0 | 0 | 0 | 0 | 0 | 0 | 0 | 0 | 0 | 0 | 0 | 0 | 0 | 0 | 0 | 0 | 0 | 0 | 0 | 0 | 0 | 0 | 0 | 0 | 0 | 0 | 0 | 0 | 0 | 0 | 0 | 0 | 0 | 0 | 0 | 0 | 0 | 0 | 0 | 0 | 0 | 0 | 0 | 0 | 0 | 0 | 0 | 0 | 0 | Programmable Thermostat | Programmable Thermostat | Programmable Thermostat | Programmable Thermostat | Programmable Thermostat | Programmable Thermostat | Programmable Thermostat | Programmable Thermostat | Programmable Thermostat | Programmable Thermostat | Programmable Thermostat | Programmable Thermostat | Programmable Thermostat | Programmable Thermostat | Programmable Thermostat | Programmable Thermostat | Programmable Thermostat | Programmable Thermostat | Programmable Thermostat | Programmable Thermostat | Programmable Thermostat | Programmable Thermostat | Programmable Thermostat | Programmable Thermostat | Programmable Thermostat | Programmable Thermostat | Programmable Thermostat | Programmable Thermostat | 33.1655 | 33.1655 | 33.1655 | 33.1655 | 33.1655 | 33.1655 | 33.1655 | 33.1655 | 33.1655 | 33.1655 | 33.1655 | 33.1655 | 33.1655 | 33.1655 | 33.1655 | 33.1655 | 33.1655 | 33.1655 | 33.1655 | 33.1655 | 33.1655 | 33.1655 | 33.1655 | 33.1655 | 33.1655 | 33.1655 | 33.1655 | 33.1655 | 0 | 0 | 0 | 0 | 0 | 0 | 0 | 0 | 0 | 0 | 0 | 0 | 0 | 0 | 0 | 0 | 0 | 0 | 0 | 0 | 0 | 0 | 0 | 0 | 0 | 0 | 0 | 0 | 0 | 0 | 0 | 0 | 0 | 0 | 0 | 0 | 0 | 0 | 0 | 0 | 0 | 0 | 0 | 0 | 0 | 0 | 0 | 0 | 0 | 0 | 0 | 0 | 0 | 0 | 0 | 0 | 0 | 0 | 0 | 0 | 0 | 0 | 0 | 0 | 0 | 0 | 0 | 0 | 0 | 0 | 0 | 0 | 0 | 0 | 0 | 0 | 0 | 0 | 0 | 0 | 0 | 0 | 0 | 0 | 0 | 0 | 0 | 0 | 0 | 0 | 0 | 0 | 0 | 0 | 0 | 0 | 0 | 0 | 0 | 0 | 0 | 0 | 0 | 0 | 0 | 0 | 0 | 0 | 0 | 0 | 0 | 0 | 0 | 0
Gas Boiler - Insulate Steam Lines/Condensate Tank_Healthcare_New_Addition of 2" wrap insulation to hot water boiler pipe | Gas Boiler - Insulate Steam Lines/Condensate Tank_Healthcare_New | Gas Boiler - Insulate Steam Lines/Condensate Tank_Commercial_New_bare pipe_Addition of 2" wrap insulation to hot water boiler pipe | Commercial | Healthcare | New | Space Heating | Natural Gas | Gas Boiler - Insulate Steam Lines/Condensate Tank | NEQ | bare pipe | 15 | 15 | 15 | 3.1467 | 0 | 0 | 1 | 1 | Retro5Med | 8.35569166605469E-06 | TBD | A | WCM577 | 0.7 | 0.42 | boiler pipe | 0.0321 | 0 | 0 | 0 | 0 | IL TRM v12 - 4.4.14 - Pipe Insulation - CI-HVC-PINS-V08-230101 | IL TRM v12 - 4.4.14 - Pipe Insulation - CI-HVC-PINS-V08-230101 | IL TRM v12 - 4.4.14 - Pipe Insulation - CI-HVC-PINS-V08-230101 | 0 | 0 | 36.2322 | bare pipe | bare pipe | bare pipe | bare pipe | bare pipe | bare pipe | bare pipe | bare pipe | bare pipe | bare pipe | bare pipe | bare pipe | bare pipe | bare pipe | bare pipe | bare pipe | bare pipe | bare pipe | bare pipe | bare pipe | bare pipe | bare pipe | bare pipe | bare pipe | bare pipe | bare pipe | bare pipe | bare pipe | 0 | 0 | 0 | 0 | 0 | 0 | 0 | 0 | 0 | 0 | 0 | 0 | 0 | 0 | 0 | 0 | 0 | 0 | 0 | 0 | 0 | 0 | 0 | 0 | 0 | 0 | 0 | 0 | 0 | 0 | 0 | 0 | 0 | 0 | 0 | 0 | 0 | 0 | 0 | 0 | 0 | 0 | 0 | 0 | 0 | 0 | 0 | 0 | 0 | 0 | 0 | 0 | 0 | 0 | 0 | 0 | 0 | 0 | 0 | 0 | 0 | 0 | 0 | 0 | 0 | 0 | 0 | 0 | 0 | 0 | 0 | 0 | 0 | 0 | 0 | 0 | 0 | 0 | 0 | 0 | 0 | 0 | 0 | 0 | 0 | 0 | 0 | 0 | 0 | 0 | 0 | 0 | 0 | 0 | 0 | 0 | 0 | 0 | 0 | 0 | 0 | 0 | 0 | 0 | 0 | 0 | 0 | 0 | 0 | 0 | 0 | 0 | Addition of 2" wrap insulation to hot water boiler pipe | Addition of 2" wrap insulation to hot water boiler pipe | Addition of 2" wrap insulation to hot water boiler pipe | Addition of 2" wrap insulation to hot water boiler pipe | Addition of 2" wrap insulation to hot water boiler pipe | Addition of 2" wrap insulation to hot water boiler pipe | Addition of 2" wrap insulation to hot water boiler pipe | Addition of 2" wrap insulation to hot water boiler pipe | Addition of 2" wrap insulation to hot water boiler pipe | Addition of 2" wrap insulation to hot water boiler pipe | Addition of 2" wrap insulation to hot water boiler pipe | Addition of 2" wrap insulation to hot water boiler pipe | Addition of 2" wrap insulation to hot water boiler pipe | Addition of 2" wrap insulation to hot water boiler pipe | Addition of 2" wrap insulation to hot water boiler pipe | Addition of 2" wrap insulation to hot water boiler pipe | Addition of 2" wrap insulation to hot water boiler pipe | Addition of 2" wrap insulation to hot water boiler pipe | Addition of 2" wrap insulation to hot water boiler pipe | Addition of 2" wrap insulation to hot water boiler pipe | Addition of 2" wrap insulation to hot water boiler pipe | Addition of 2" wrap insulation to hot water boiler pipe | Addition of 2" wrap insulation to hot water boiler pipe | Addition of 2" wrap insulation to hot water boiler pipe | Addition of 2" wrap insulation to hot water boiler pipe | Addition of 2" wrap insulation to hot water boiler pipe | Addition of 2" wrap insulation to hot water boiler pipe | Addition of 2" wrap insulation to hot water boiler pipe | 36.2322 | 36.2322 | 36.2322 | 36.2322 | 36.2322 | 36.2322 | 36.2322 | 36.2322 | 36.2322 | 36.2322 | 36.2322 | 36.2322 | 36.2322 | 36.2322 | 36.2322 | 36.2322 | 36.2322 | 36.2322 | 36.2322 | 36.2322 | 36.2322 | 36.2322 | 36.2322 | 36.2322 | 36.2322 | 36.2322 | 36.2322 | 36.2322 | 3.1467 | 3.1467 | 3.1467 | 3.1467 | 3.1467 | 3.1467 | 3.1467 | 3.1467 | 3.1467 | 3.1467 | 3.1467 | 3.1467 | 3.1467 | 3.1467 | 3.1467 | 3.1467 | 3.1467 | 3.1467 | 3.1467 | 3.1467 | 3.1467 | 3.1467 | 3.1467 | 3.1467 | 3.1467 | 3.1467 | 3.1467 | 3.1467 | 0 | 0 | 0 | 0 | 0 | 0 | 0 | 0 | 0 | 0 | 0 | 0 | 0 | 0 | 0 | 0 | 0 | 0 | 0 | 0 | 0 | 0 | 0 | 0 | 0 | 0 | 0 | 0 | 0 | 0 | 0 | 0 | 0 | 0 | 0 | 0 | 0 | 0 | 0 | 0 | 0 | 0 | 0 | 0 | 0 | 0 | 0 | 0 | 0 | 0 | 0 | 0 | 0 | 0 | 0 | 0 | 0 | 0 | 0 | 0 | 0 | 0 | 0 | 0 | 0 | 0 | 0 | 0 | 0 | 0 | 0 | 0 | 0 | 0 | 0 | 0 | 0 | 0 | 0 | 0 | 0 | 0 | 0 | 0 | 0 | 0 | 0 | 0 | 0 | 0 | 0 | 0 | 0 | 0 | 0 | 0 | 0 | 0 | 0 | 0 | 0 | 0 | 0 | 0 | 0 | 0 | 0 | 0 | 0 | 0 | 0 | 0 | Addition of 2" wrap insulation to hot water boiler pipe | Addition of 2" wrap insulation to hot water boiler pipe | Addition of 2" wrap insulation to hot water boiler pipe | Addition of 2" wrap insulation to hot water boiler pipe | Addition of 2" wrap insulation to hot water boiler pipe | Addition of 2" wrap insulation to hot water boiler pipe | Addition of 2" wrap insulation to hot water boiler pipe | Addition of 2" wrap insulation to hot water boiler pipe | Addition of 2" wrap insulation to hot water boiler pipe | Addition of 2" wrap insulation to hot water boiler pipe | Addition of 2" wrap insulation to hot water boiler pipe | Addition of 2" wrap insulation to hot water boiler pipe | Addition of 2" wrap insulation to hot water boiler pipe | Addition of 2" wrap insulation to hot water boiler pipe | Addition of 2" wrap insulation to hot water boiler pipe | Addition of 2" wrap insulation to hot water boiler pipe | Addition of 2" wrap insulation to hot water boiler pipe | Addition of 2" wrap insulation to hot water boiler pipe | Addition of 2" wrap insulation to hot water boiler pipe | Addition of 2" wrap insulation to hot water boiler pipe | Addition of 2" wrap insulation to hot water boiler pipe | Addition of 2" wrap insulation to hot water boiler pipe | Addition of 2" wrap insulation to hot water boiler pipe | Addition of 2" wrap insulation to hot water boiler pipe | Addition of 2" wrap insulation to hot water boiler pipe | Addition of 2" wrap insulation to hot water boiler pipe | Addition of 2" wrap insulation to hot water boiler pipe | Addition of 2" wrap insulation to hot water boiler pipe | 36.2322 | 36.2322 | 36.2322 | 36.2322 | 36.2322 | 36.2322 | 36.2322 | 36.2322 | 36.2322 | 36.2322 | 36.2322 | 36.2322 | 36.2322 | 36.2322 | 36.2322 | 36.2322 | 36.2322 | 36.2322 | 36.2322 | 36.2322 | 36.2322 | 36.2322 | 36.2322 | 36.2322 | 36.2322 | 36.2322 | 36.2322 | 36.2322 | 3.1467 | 3.1467 | 3.1467 | 3.1467 | 3.1467 | 3.1467 | 3.1467 | 3.1467 | 3.1467 | 3.1467 | 3.1467 | 3.1467 | 3.1467 | 3.1467 | 3.1467 | 3.1467 | 3.1467 | 3.1467 | 3.1467 | 3.1467 | 3.1467 | 3.1467 | 3.1467 | 3.1467 | 3.1467 | 3.1467 | 3.1467 | 3.1467 | 0 | 0 | 0 | 0 | 0 | 0 | 0 | 0 | 0 | 0 | 0 | 0 | 0 | 0 | 0 | 0 | 0 | 0 | 0 | 0 | 0 | 0 | 0 | 0 | 0 | 0 | 0 | 0 | 0 | 0 | 0 | 0 | 0 | 0 | 0 | 0 | 0 | 0 | 0 | 0 | 0 | 0 | 0 | 0 | 0 | 0 | 0 | 0 | 0 | 0 | 0 | 0 | 0 | 0 | 0 | 0 | 0 | 0 | 0 | 0 | 0 | 0 | 0 | 0 | 0 | 0 | 0 | 0 | 0 | 0 | 0 | 0 | 0 | 0 | 0 | 0 | 0 | 0 | 0 | 0 | 0 | 0 | 0 | 0 | 0 | 0
Gas Boiler - Stack Economizer_Healthcare_New_Boiler with an economizer installed on a exhaust stack | Gas Boiler - Stack Economizer_Healthcare_New | Gas Boiler - Stack Economizer_Commercial_New_The baseline boiler does not have an economizer installed._Boiler with an economizer installed on a exhaust stack | Commercial | Healthcare | New | Space Heating | Natural Gas | Gas Boiler - Stack Economizer | NEQ | The baseline boiler does not have an economizer installed. | 15 | 15 | 15 | 0.42106 | 0 | 0 | 0.15 | 0.55 | Retro1Slow | 0.012666666666666666 | TBD | A | WCM574 | 0.7 | 0.42 | kBtuh heat | 0.0321 | 0 | 0 | 0 | 0 | IL TRM v13 - 4.4.28 - Stack Economizer for Boilers Serving HVAC Loads - CI-HVC-BECO-V03-250101 | Efficiency Maine TRM - 2023.1 - Boiler Stack Heat Exchanger (Boiler Economizer) - AF2. ¦ GDS Associates, Inc. (2009). Natural Gas Energy Efficiency Potential in Massachusetts. Prepared for GasNetworks. | IL TRM v13 - 4.4.28 - Stack Economizer for Boilers Serving HVAC Loads - CI-HVC-BECO-V03-250101 | 0 | 0 | 1.9889 | The baseline boiler does not have an economizer installed. | The baseline boiler does not have an economizer installed. | The baseline boiler does not have an economizer installed. | The baseline boiler does not have an economizer installed. | The baseline boiler does not have an economizer installed. | The baseline boiler does not have an economizer installed. | The baseline boiler does not have an economizer installed. | The baseline boiler does not have an economizer installed. | The baseline boiler does not have an economizer installed. | The baseline boiler does not have an economizer installed. | The baseline boiler does not have an economizer installed. | The baseline boiler does not have an economizer installed. | The baseline boiler does not have an economizer installed. | The baseline boiler does not have an economizer installed. | The baseline boiler does not have an economizer installed. | The baseline boiler does not have an economizer installed. | The baseline boiler does not have an economizer installed. | The baseline boiler does not have an economizer installed. | The baseline boiler does not have an economizer installed. | The baseline boiler does not have an economizer installed. | The baseline boiler does not have an economizer installed. | The baseline boiler does not have an economizer installed. | The baseline boiler does not have an economizer installed. | The baseline boiler does not have an economizer installed. | The baseline boiler does not have an economizer installed. | The baseline boiler does not have an economizer installed. | The baseline boiler does not have an economizer installed. | The baseline boiler does not have an economizer installed. | 0 | 0 | 0 | 0 | 0 | 0 | 0 | 0 | 0 | 0 | 0 | 0 | 0 | 0 | 0 | 0 | 0 | 0 | 0 | 0 | 0 | 0 | 0 | 0 | 0 | 0 | 0 | 0 | 0 | 0 | 0 | 0 | 0 | 0 | 0 | 0 | 0 | 0 | 0 | 0 | 0 | 0 | 0 | 0 | 0 | 0 | 0 | 0 | 0 | 0 | 0 | 0 | 0 | 0 | 0 | 0 | 0 | 0 | 0 | 0 | 0 | 0 | 0 | 0 | 0 | 0 | 0 | 0 | 0 | 0 | 0 | 0 | 0 | 0 | 0 | 0 | 0 | 0 | 0 | 0 | 0 | 0 | 0 | 0 | 0 | 0 | 0 | 0 | 0 | 0 | 0 | 0 | 0 | 0 | 0 | 0 | 0 | 0 | 0 | 0 | 0 | 0 | 0 | 0 | 0 | 0 | 0 | 0 | 0 | 0 | 0 | 0 | Boiler with an economizer installed on a exhaust stack | Boiler with an economizer installed on a exhaust stack | Boiler with an economizer installed on a exhaust stack | Boiler with an economizer installed on a exhaust stack | Boiler with an economizer installed on a exhaust stack | Boiler with an economizer installed on a exhaust stack | Boiler with an economizer installed on a exhaust stack | Boiler with an economizer installed on a exhaust stack | Boiler with an economizer installed on a exhaust stack | Boiler with an economizer installed on a exhaust stack | Boiler with an economizer installed on a exhaust stack | Boiler with an economizer installed on a exhaust stack | Boiler with an economizer installed on a exhaust stack | Boiler with an economizer installed on a exhaust stack | Boiler with an economizer installed on a exhaust stack | Boiler with an economizer installed on a exhaust stack | Boiler with an economizer installed on a exhaust stack | Boiler with an economizer installed on a exhaust stack | Boiler with an economizer installed on a exhaust stack | Boiler with an economizer installed on a exhaust stack | Boiler with an economizer installed on a exhaust stack | Boiler with an economizer installed on a exhaust stack | Boiler with an economizer installed on a exhaust stack | Boiler with an economizer installed on a exhaust stack | Boiler with an economizer installed on a exhaust stack | Boiler with an economizer installed on a exhaust stack | Boiler with an economizer installed on a exhaust stack | Boiler with an economizer installed on a exhaust stack | 1.9889 | 1.9889 | 1.9889 | 1.9889 | 1.9889 | 1.9889 | 1.9889 | 1.9889 | 1.9889 | 1.9889 | 1.9889 | 1.9889 | 1.9889 | 1.9889 | 1.9889 | 1.9889 | 1.9889 | 1.9889 | 1.9889 | 1.9889 | 1.9889 | 1.9889 | 1.9889 | 1.9889 | 1.9889 | 1.9889 | 1.9889 | 1.9889 | 0.4211 | 0.4211 | 0.4211 | 0.4211 | 0.4211 | 0.4211 | 0.4211 | 0.4211 | 0.4211 | 0.4211 | 0.4211 | 0.4211 | 0.4211 | 0.4211 | 0.4211 | 0.4211 | 0.4211 | 0.4211 | 0.4211 | 0.4211 | 0.4211 | 0.4211 | 0.4211 | 0.4211 | 0.4211 | 0.4211 | 0.4211 | 0.4211 | 0 | 0 | 0 | 0 | 0 | 0 | 0 | 0 | 0 | 0 | 0 | 0 | 0 | 0 | 0 | 0 | 0 | 0 | 0 | 0 | 0 | 0 | 0 | 0 | 0 | 0 | 0 | 0 | 0 | 0 | 0 | 0 | 0 | 0 | 0 | 0 | 0 | 0 | 0 | 0 | 0 | 0 | 0 | 0 | 0 | 0 | 0 | 0 | 0 | 0 | 0 | 0 | 0 | 0 | 0 | 0 | 0 | 0 | 0 | 0 | 0 | 0 | 0 | 0 | 0 | 0 | 0 | 0 | 0 | 0 | 0 | 0 | 0 | 0 | 0 | 0 | 0 | 0 | 0 | 0 | 0 | 0 | 0 | 0 | 0 | 0 | 0 | 0 | 0 | 0 | 0 | 0 | 0 | 0 | 0 | 0 | 0 | 0 | 0 | 0 | 0 | 0 | 0 | 0 | 0 | 0 | 0 | 0 | 0 | 0 | 0 | 0 | Boiler with an economizer installed on a exhaust stack | Boiler with an economizer installed on a exhaust stack | Boiler with an economizer installed on a exhaust stack | Boiler with an economizer installed on a exhaust stack | Boiler with an economizer installed on a exhaust stack | Boiler with an economizer installed on a exhaust stack | Boiler with an economizer installed on a exhaust stack | Boiler with an economizer installed on a exhaust stack | Boiler with an economizer installed on a exhaust stack | Boiler with an economizer installed on a exhaust stack | Boiler with an economizer installed on a exhaust stack | Boiler with an economizer installed on a exhaust stack | Boiler with an economizer installed on a exhaust stack | Boiler with an economizer installed on a exhaust stack | Boiler with an economizer installed on a exhaust stack | Boiler with an economizer installed on a exhaust stack | Boiler with an economizer installed on a exhaust stack | Boiler with an economizer installed on a exhaust stack | Boiler with an economizer installed on a exhaust stack | Boiler with an economizer installed on a exhaust stack | Boiler with an economizer installed on a exhaust stack | Boiler with an economizer installed on a exhaust stack | Boiler with an economizer installed on a exhaust stack | Boiler with an economizer installed on a exhaust stack | Boiler with an economizer installed on a exhaust stack | Boiler with an economizer installed on a exhaust stack | Boiler with an economizer installed on a exhaust stack | Boiler with an economizer installed on a exhaust stack | 1.9889 | 1.9889 | 1.9889 | 1.9889 | 1.9889 | 1.9889 | 1.9889 | 1.9889 | 1.9889 | 1.9889 | 1.9889 | 1.9889 | 1.9889 | 1.9889 | 1.9889 | 1.9889 | 1.9889 | 1.9889 | 1.9889 | 1.9889 | 1.9889 | 1.9889 | 1.9889 | 1.9889 | 1.9889 | 1.9889 | 1.9889 | 1.9889 | 0.4211 | 0.4211 | 0.4211 | 0.4211 | 0.4211 | 0.4211 | 0.4211 | 0.4211 | 0.4211 | 0.4211 | 0.4211 | 0.4211 | 0.4211 | 0.4211 | 0.4211 | 0.4211 | 0.4211 | 0.4211 | 0.4211 | 0.4211 | 0.4211 | 0.4211 | 0.4211 | 0.4211 | 0.4211 | 0.4211 | 0.4211 | 0.4211 | 0 | 0 | 0 | 0 | 0 | 0 | 0 | 0 | 0 | 0 | 0 | 0 | 0 | 0 | 0 | 0 | 0 | 0 | 0 | 0 | 0 | 0 | 0 | 0 | 0 | 0 | 0 | 0 | 0 | 0 | 0 | 0 | 0 | 0 | 0 | 0 | 0 | 0 | 0 | 0 | 0 | 0 | 0 | 0 | 0 | 0 | 0 | 0 | 0 | 0 | 0 | 0 | 0 | 0 | 0 | 0 | 0 | 0 | 0 | 0 | 0 | 0 | 0 | 0 | 0 | 0 | 0 | 0 | 0 | 0 | 0 | 0 | 0 | 0 | 0 | 0 | 0 | 0 | 0 | 0 | 0 | 0 | 0 | 0 | 0 | 0
HVAC - Shut Off Damper_Healthcare_New_boiler or furnace with electrically or thermally activated shut off damper installed on either the exhaust flue or combustion air intake | HVAC - Shut Off Damper_Healthcare_New | HVAC - Shut Off Damper_Commercial_New_boiler or furnace that incorporates no shut off damper on the combustion air intake or flue exhaust_boiler or furnace with electrically or thermally activated shut off damper installed on either the exhaust flue or combustion air intake | Commercial | Healthcare | New | Space Heating | Natural Gas | HVAC - Shut Off Damper | NEQ | boiler or furnace that incorporates no shut off damper on the combustion air intake or flue exhaust | 15 | 15 | 15 | 0 | 0 | 0 | 0 | 0.25 | Retro12Med | 3.879925052500492E-06 | TBD | A | WCM573 | 0.7 | 0.42 | BoilerCtrl | 0.0321 | 0 | 0 | 0 | 0 | IL TRM v12 - 4.4.23 - Shut Off Damper for Space Heating Boilers or Furnaces - CI-HVC-SODP-V03-240101 | IL TRM v12 - 4.4.23 - Shut Off Damper for Space Heating Boilers or Furnaces - CI-HVC-SODP-V03-240101 | IL TRM v12 - 4.4.23 - Shut Off Damper for Space Heating Boilers or Furnaces - CI-HVC-SODP-V03-240101 | 0 | 0 | 2242.39 | boiler or furnace that incorporates no shut off damper on the combustion air intake or flue exhaust | boiler or furnace that incorporates no shut off damper on the combustion air intake or flue exhaust | boiler or furnace that incorporates no shut off damper on the combustion air intake or flue exhaust | boiler or furnace that incorporates no shut off damper on the combustion air intake or flue exhaust | boiler or furnace that incorporates no shut off damper on the combustion air intake or flue exhaust | boiler or furnace that incorporates no shut off damper on the combustion air intake or flue exhaust | boiler or furnace that incorporates no shut off damper on the combustion air intake or flue exhaust | boiler or furnace that incorporates no shut off damper on the combustion air intake or flue exhaust | boiler or furnace that incorporates no shut off damper on the combustion air intake or flue exhaust | boiler or furnace that incorporates no shut off damper on the combustion air intake or flue exhaust | boiler or furnace that incorporates no shut off damper on the combustion air intake or flue exhaust | boiler or furnace that incorporates no shut off damper on the combustion air intake or flue exhaust | boiler or furnace that incorporates no shut off damper on the combustion air intake or flue exhaust | boiler or furnace that incorporates no shut off damper on the combustion air intake or flue exhaust | boiler or furnace that incorporates no shut off damper on the combustion air intake or flue exhaust | boiler or furnace that incorporates no shut off damper on the combustion air intake or flue exhaust | boiler or furnace that incorporates no shut off damper on the combustion air intake or flue exhaust | boiler or furnace that incorporates no shut off damper on the combustion air intake or flue exhaust | boiler or furnace that incorporates no shut off damper on the combustion air intake or flue exhaust | boiler or furnace that incorporates no shut off damper on the combustion air intake or flue exhaust | boiler or furnace that incorporates no shut off damper on the combustion air intake or flue exhaust | boiler or furnace that incorporates no shut off damper on the combustion air intake or flue exhaust | boiler or furnace that incorporates no shut off damper on the combustion air intake or flue exhaust | boiler or furnace that incorporates no shut off damper on the combustion air intake or flue exhaust | boiler or furnace that incorporates no shut off damper on the combustion air intake or flue exhaust | boiler or furnace that incorporates no shut off damper on the combustion air intake or flue exhaust | boiler or furnace that incorporates no shut off damper on the combustion air intake or flue exhaust | boiler or furnace that incorporates no shut off damper on the combustion air intake or flue exhaust | 0 | 0 | 0 | 0 | 0 | 0 | 0 | 0 | 0 | 0 | 0 | 0 | 0 | 0 | 0 | 0 | 0 | 0 | 0 | 0 | 0 | 0 | 0 | 0 | 0 | 0 | 0 | 0 | 0 | 0 | 0 | 0 | 0 | 0 | 0 | 0 | 0 | 0 | 0 | 0 | 0 | 0 | 0 | 0 | 0 | 0 | 0 | 0 | 0 | 0 | 0 | 0 | 0 | 0 | 0 | 0 | 0 | 0 | 0 | 0 | 0 | 0 | 0 | 0 | 0 | 0 | 0 | 0 | 0 | 0 | 0 | 0 | 0 | 0 | 0 | 0 | 0 | 0 | 0 | 0 | 0 | 0 | 0 | 0 | 0 | 0 | 0 | 0 | 0 | 0 | 0 | 0 | 0 | 0 | 0 | 0 | 0 | 0 | 0 | 0 | 0 | 0 | 0 | 0 | 0 | 0 | 0 | 0 | 0 | 0 | 0 | 0 | boiler or furnace with electrically or thermally activated shut off damper installed on either the exhaust flue or combustion air intake | boiler or furnace with electrically or thermally activated shut off damper installed on either the exhaust flue or combustion air intake | boiler or furnace with electrically or thermally activated shut off damper installed on either the exhaust flue or combustion air intake | boiler or furnace with electrically or thermally activated shut off damper installed on either the exhaust flue or combustion air intake | boiler or furnace with electrically or thermally activated shut off damper installed on either the exhaust flue or combustion air intake | boiler or furnace with electrically or thermally activated shut off damper installed on either the exhaust flue or combustion air intake | boiler or furnace with electrically or thermally activated shut off damper installed on either the exhaust flue or combustion air intake | boiler or furnace with electrically or thermally activated shut off damper installed on either the exhaust flue or combustion air intake | boiler or furnace with electrically or thermally activated shut off damper installed on either the exhaust flue or combustion air intake | boiler or furnace with electrically or thermally activated shut off damper installed on either the exhaust flue or combustion air intake | boiler or furnace with electrically or thermally activated shut off damper installed on either the exhaust flue or combustion air intake | boiler or furnace with electrically or thermally activated shut off damper installed on either the exhaust flue or combustion air intake | boiler or furnace with electrically or thermally activated shut off damper installed on either the exhaust flue or combustion air intake | boiler or furnace with electrically or thermally activated shut off damper installed on either the exhaust flue or combustion air intake | boiler or furnace with electrically or thermally activated shut off damper installed on either the exhaust flue or combustion air intake | boiler or furnace with electrically or thermally activated shut off damper installed on either the exhaust flue or combustion air intake | boiler or furnace with electrically or thermally activated shut off damper installed on either the exhaust flue or combustion air intake | boiler or furnace with electrically or thermally activated shut off damper installed on either the exhaust flue or combustion air intake | boiler or furnace with electrically or thermally activated shut off damper installed on either the exhaust flue or combustion air intake | boiler or furnace with electrically or thermally activated shut off damper installed on either the exhaust flue or combustion air intake | boiler or furnace with electrically or thermally activated shut off damper installed on either the exhaust flue or combustion air intake | boiler or furnace with electrically or thermally activated shut off damper installed on either the exhaust flue or combustion air intake | boiler or furnace with electrically or thermally activated shut off damper installed on either the exhaust flue or combustion air intake | boiler or furnace with electrically or thermally activated shut off damper installed on either the exhaust flue or combustion air intake | boiler or furnace with electrically or thermally activated shut off damper installed on either the exhaust flue or combustion air intake | boiler or furnace with electrically or thermally activated shut off damper installed on either the exhaust flue or combustion air intake | boiler or furnace with electrically or thermally activated shut off damper installed on either the exhaust flue or combustion air intake | boiler or furnace with electrically or thermally activated shut off damper installed on either the exhaust flue or combustion air intake | 2242.39 | 2242.39 | 2242.39 | 2242.39 | 2242.39 | 2242.39 | 2242.39 | 2242.39 | 2242.39 | 2242.39 | 2242.39 | 2242.39 | 2242.39 | 2242.39 | 2242.39 | 2242.39 | 2242.39 | 2242.39 | 2242.39 | 2242.39 | 2242.39 | 2242.39 | 2242.39 | 2242.39 | 2242.39 | 2242.39 | 2242.39 | 2242.39 | 0 | 0 | 0 | 0 | 0 | 0 | 0 | 0 | 0 | 0 | 0 | 0 | 0 | 0 | 0 | 0 | 0 | 0 | 0 | 0 | 0 | 0 | 0 | 0 | 0 | 0 | 0 | 0 | 0 | 0 | 0 | 0 | 0 | 0 | 0 | 0 | 0 | 0 | 0 | 0 | 0 | 0 | 0 | 0 | 0 | 0 | 0 | 0 | 0 | 0 | 0 | 0 | 0 | 0 | 0 | 0 | 0 | 0 | 0 | 0 | 0 | 0 | 0 | 0 | 0 | 0 | 0 | 0 | 0 | 0 | 0 | 0 | 0 | 0 | 0 | 0 | 0 | 0 | 0 | 0 | 0 | 0 | 0 | 0 | 0 | 0 | 0 | 0 | 0 | 0 | 0 | 0 | 0 | 0 | 0 | 0 | 0 | 0 | 0 | 0 | 0 | 0 | 0 | 0 | 0 | 0 | 0 | 0 | 0 | 0 | 0 | 0 | 0 | 0 | 0 | 0 | 0 | 0 | 0 | 0 | 0 | 0 | 0 | 0 | 0 | 0 | 0 | 0 | 0 | 0 | 0 | 0 | 0 | 0 | 0 | 0 | 0 | 0 | 0 | 0 | boiler or furnace with electrically or thermally activated shut off damper installed on either the exhaust flue or combustion air intake | boiler or furnace with electrically or thermally activated shut off damper installed on either the exhaust flue or combustion air intake | boiler or furnace with electrically or thermally activated shut off damper installed on either the exhaust flue or combustion air intake | boiler or furnace with electrically or thermally activated shut off damper installed on either the exhaust flue or combustion air intake | boiler or furnace with electrically or thermally activated shut off damper installed on either the exhaust flue or combustion air intake | boiler or furnace with electrically or thermally activated shut off damper installed on either the exhaust flue or combustion air intake | boiler or furnace with electrically or thermally activated shut off damper installed on either the exhaust flue or combustion air intake | boiler or furnace with electrically or thermally activated shut off damper installed on either the exhaust flue or combustion air intake | boiler or furnace with electrically or thermally activated shut off damper installed on either the exhaust flue or combustion air intake | boiler or furnace with electrically or thermally activated shut off damper installed on either the exhaust flue or combustion air intake | boiler or furnace with electrically or thermally activated shut off damper installed on either the exhaust flue or combustion air intake | boiler or furnace with electrically or thermally activated shut off damper installed on either the exhaust flue or combustion air intake | boiler or furnace with electrically or thermally activated shut off damper installed on either the exhaust flue or combustion air intake | boiler or furnace with electrically or thermally activated shut off damper installed on either the exhaust flue or combustion air intake | boiler or furnace with electrically or thermally activated shut off damper installed on either the exhaust flue or combustion air intake | boiler or furnace with electrically or thermally activated shut off damper installed on either the exhaust flue or combustion air intake | boiler or furnace with electrically or thermally activated shut off damper installed on either the exhaust flue or combustion air intake | boiler or furnace with electrically or thermally activated shut off damper installed on either the exhaust flue or combustion air intake | boiler or furnace with electrically or thermally activated shut off damper installed on either the exhaust flue or combustion air intake | boiler or furnace with electrically or thermally activated shut off damper installed on either the exhaust flue or combustion air intake | boiler or furnace with electrically or thermally activated shut off damper installed on either the exhaust flue or combustion air intake | boiler or furnace with electrically or thermally activated shut off damper installed on either the exhaust flue or combustion air intake | boiler or furnace with electrically or thermally activated shut off damper installed on either the exhaust flue or combustion air intake | boiler or furnace with electrically or thermally activated shut off damper installed on either the exhaust flue or combustion air intake | boiler or furnace with electrically or thermally activated shut off damper installed on either the exhaust flue or combustion air intake | boiler or furnace with electrically or thermally activated shut off damper installed on either the exhaust flue or combustion air intake | boiler or furnace with electrically or thermally activated shut off damper installed on either the exhaust flue or combustion air intake | boiler or furnace with electrically or thermally activated shut off damper installed on either the exhaust flue or combustion air intake | 2242.39 | 2242.39 | 2242.39 | 2242.39 | 2242.39 | 2242.39 | 2242.39 | 2242.39 | 2242.39 | 2242.39 | 2242.39 | 2242.39 | 2242.39 | 2242.39 | 2242.39 | 2242.39 | 2242.39 | 2242.39 | 2242.39 | 2242.39 | 2242.39 | 2242.39 | 2242.39 | 2242.39 | 2242.39 | 2242.39 | 2242.39 | 2242.39 | 0 | 0 | 0 | 0 | 0 | 0 | 0 | 0 | 0 | 0 | 0 | 0 | 0 | 0 | 0 | 0 | 0 | 0 | 0 | 0 | 0 | 0 | 0 | 0 | 0 | 0 | 0 | 0 | 0 | 0 | 0 | 0 | 0 | 0 | 0 | 0 | 0 | 0 | 0 | 0 | 0 | 0 | 0 | 0 | 0 | 0 | 0 | 0 | 0 | 0 | 0 | 0 | 0 | 0 | 0 | 0 | 0 | 0 | 0 | 0 | 0 | 0 | 0 | 0 | 0 | 0 | 0 | 0 | 0 | 0 | 0 | 0 | 0 | 0 | 0 | 0 | 0 | 0 | 0 | 0 | 0 | 0 | 0 | 0 | 0 | 0 | 0 | 0 | 0 | 0 | 0 | 0 | 0 | 0 | 0 | 0 | 0 | 0 | 0 | 0 | 0 | 0 | 0 | 0 | 0 | 0 | 0 | 0 | 0 | 0 | 0 | 0 | 0 | 0
Gas Boiler - Burner Control Optimization_Healthcare_New_Linkageless/parallel positioning controls with oxygen trim for burner combustion control. | Gas Boiler - Burner Control Optimization_Healthcare_New | Gas Boiler - Burner Control Optimization_Commercial_New_Single point positioning for burner combustion control_Linkageless/parallel positioning controls with oxygen trim for burner combustion control. | Commercial | Healthcare | New | Space Heating | Natural Gas | Gas Boiler - Burner Control Optimization | NEQ | Single point positioning for burner combustion control | 20 | 20 | 20 | 3917.5677 | 0 | 0 | 0.05 | 0.85 | Retro5Med | 8.35569166605469E-06 | TBD | A | WCM571 | 0.7 | 0.42 | perbldg | 0.0321 | 0 | 0 | 0 | 0 | IL TRM v12 - 4.4.21 Linkageless Boiler Controls for Space Heating - CI-HVC-LBC-V06-220101 ¦ IL TRM v12 - 4.4.22 Oxygen Trim Controls for Space Heating Boilers - CI-HVC-O2TC-V02-220101 | IL TRM v12 - 4.4.22 Oxygen Trim Controls for Space Heating Boilers - CI-HVC-O2TC-V02-220101 | IL TRM v12 - 4.4.21 Linkageless Boiler Controls for Space Heating - CI-HVC-LBC-V06-220101 ¦ IL TRM v12 - 4.4.22 Oxygen Trim Controls for Space Heating Boilers - CI-HVC-O2TC-V02-220101 | 0 | 0 | 29888.108 | Single point positioning for burner combustion control | Single point positioning for burner combustion control | Single point positioning for burner combustion control | Single point positioning for burner combustion control | Single point positioning for burner combustion control | Single point positioning for burner combustion control | Single point positioning for burner combustion control | Single point positioning for burner combustion control | Single point positioning for burner combustion control | Single point positioning for burner combustion control | Single point positioning for burner combustion control | Single point positioning for burner combustion control | Single point positioning for burner combustion control | Single point positioning for burner combustion control | Single point positioning for burner combustion control | Single point positioning for burner combustion control | Single point positioning for burner combustion control | Single point positioning for burner combustion control | Single point positioning for burner combustion control | Single point positioning for burner combustion control | Single point positioning for burner combustion control | Single point positioning for burner combustion control | Single point positioning for burner combustion control | Single point positioning for burner combustion control | Single point positioning for burner combustion control | Single point positioning for burner combustion control | Single point positioning for burner combustion control | Single point positioning for burner combustion control | 0 | 0 | 0 | 0 | 0 | 0 | 0 | 0 | 0 | 0 | 0 | 0 | 0 | 0 | 0 | 0 | 0 | 0 | 0 | 0 | 0 | 0 | 0 | 0 | 0 | 0 | 0 | 0 | 0 | 0 | 0 | 0 | 0 | 0 | 0 | 0 | 0 | 0 | 0 | 0 | 0 | 0 | 0 | 0 | 0 | 0 | 0 | 0 | 0 | 0 | 0 | 0 | 0 | 0 | 0 | 0 | 0 | 0 | 0 | 0 | 0 | 0 | 0 | 0 | 0 | 0 | 0 | 0 | 0 | 0 | 0 | 0 | 0 | 0 | 0 | 0 | 0 | 0 | 0 | 0 | 0 | 0 | 0 | 0 | 0 | 0 | 0 | 0 | 0 | 0 | 0 | 0 | 0 | 0 | 0 | 0 | 0 | 0 | 0 | 0 | 0 | 0 | 0 | 0 | 0 | 0 | 0 | 0 | 0 | 0 | 0 | 0 | Linkageless/parallel positioning controls with oxygen trim for burner combustion control. | Linkageless/parallel positioning controls with oxygen trim for burner combustion control. | Linkageless/parallel positioning controls with oxygen trim for burner combustion control. | Linkageless/parallel positioning controls with oxygen trim for burner combustion control. | Linkageless/parallel positioning controls with oxygen trim for burner combustion control. | Linkageless/parallel positioning controls with oxygen trim for burner combustion control. | Linkageless/parallel positioning controls with oxygen trim for burner combustion control. | Linkageless/parallel positioning controls with oxygen trim for burner combustion control. | Linkageless/parallel positioning controls with oxygen trim for burner combustion control. | Linkageless/parallel positioning controls with oxygen trim for burner combustion control. | Linkageless/parallel positioning controls with oxygen trim for burner combustion control. | Linkageless/parallel positioning controls with oxygen trim for burner combustion control. | Linkageless/parallel positioning controls with oxygen trim for burner combustion control. | Linkageless/parallel positioning controls with oxygen trim for burner combustion control. | Linkageless/parallel positioning controls with oxygen trim for burner combustion control. | Linkageless/parallel positioning controls with oxygen trim for burner combustion control. | Linkageless/parallel positioning controls with oxygen trim for burner combustion control. | Linkageless/parallel positioning controls with oxygen trim for burner combustion control. | Linkageless/parallel positioning controls with oxygen trim for burner combustion control. | Linkageless/parallel positioning controls with oxygen trim for burner combustion control. | Linkageless/parallel positioning controls with oxygen trim for burner combustion control. | Linkageless/parallel positioning controls with oxygen trim for burner combustion control. | Linkageless/parallel positioning controls with oxygen trim for burner combustion control. | Linkageless/parallel positioning controls with oxygen trim for burner combustion control. | Linkageless/parallel positioning controls with oxygen trim for burner combustion control. | Linkageless/parallel positioning controls with oxygen trim for burner combustion control. | Linkageless/parallel positioning controls with oxygen trim for burner combustion control. | Linkageless/parallel positioning controls with oxygen trim for burner combustion control. | 29888.108 | 29888.108 | 29888.108 | 29888.108 | 29888.108 | 29888.108 | 29888.108 | 29888.108 | 29888.108 | 29888.108 | 29888.108 | 29888.108 | 29888.108 | 29888.108 | 29888.108 | 29888.108 | 29888.108 | 29888.108 | 29888.108 | 29888.108 | 29888.108 | 29888.108 | 29888.108 | 29888.108 | 29888.108 | 29888.108 | 29888.108 | 29888.108 | 3917.5677 | 3917.5677 | 3917.5677 | 3917.5677 | 3917.5677 | 3917.5677 | 3917.5677 | 3917.5677 | 3917.5677 | 3917.5677 | 3917.5677 | 3917.5677 | 3917.5677 | 3917.5677 | 3917.5677 | 3917.5677 | 3917.5677 | 3917.5677 | 3917.5677 | 3917.5677 | 3917.5677 | 3917.5677 | 3917.5677 | 3917.5677 | 3917.5677 | 3917.5677 | 3917.5677 | 3917.5677 | 0 | 0 | 0 | 0 | 0 | 0 | 0 | 0 | 0 | 0 | 0 | 0 | 0 | 0 | 0 | 0 | 0 | 0 | 0 | 0 | 0 | 0 | 0 | 0 | 0 | 0 | 0 | 0 | 0 | 0 | 0 | 0 | 0 | 0 | 0 | 0 | 0 | 0 | 0 | 0 | 0 | 0 | 0 | 0 | 0 | 0 | 0 | 0 | 0 | 0 | 0 | 0 | 0 | 0 | 0 | 0 | 0 | 0 | 0 | 0 | 0 | 0 | 0 | 0 | 0 | 0 | 0 | 0 | 0 | 0 | 0 | 0 | 0 | 0 | 0 | 0 | 0 | 0 | 0 | 0 | 0 | 0 | 0 | 0 | 0 | 0 | 0 | 0 | 0 | 0 | 0 | 0 | 0 | 0 | 0 | 0 | 0 | 0 | 0 | 0 | 0 | 0 | 0 | 0 | 0 | 0 | 0 | 0 | 0 | 0 | 0 | 0 | Linkageless/parallel positioning controls with oxygen trim for burner combustion control. | Linkageless/parallel positioning controls with oxygen trim for burner combustion control. | Linkageless/parallel positioning controls with oxygen trim for burner combustion control. | Linkageless/parallel positioning controls with oxygen trim for burner combustion control. | Linkageless/parallel positioning controls with oxygen trim for burner combustion control. | Linkageless/parallel positioning controls with oxygen trim for burner combustion control. | Linkageless/parallel positioning controls with oxygen trim for burner combustion control. | Linkageless/parallel positioning controls with oxygen trim for burner combustion control. | Linkageless/parallel positioning controls with oxygen trim for burner combustion control. | Linkageless/parallel positioning controls with oxygen trim for burner combustion control. | Linkageless/parallel positioning controls with oxygen trim for burner combustion control. | Linkageless/parallel positioning controls with oxygen trim for burner combustion control. | Linkageless/parallel positioning controls with oxygen trim for burner combustion control. | Linkageless/parallel positioning controls with oxygen trim for burner combustion control. | Linkageless/parallel positioning controls with oxygen trim for burner combustion control. | Linkageless/parallel positioning controls with oxygen trim for burner combustion control. | Linkageless/parallel positioning controls with oxygen trim for burner combustion control. | Linkageless/parallel positioning controls with oxygen trim for burner combustion control. | Linkageless/parallel positioning controls with oxygen trim for burner combustion control. | Linkageless/parallel positioning controls with oxygen trim for burner combustion control. | Linkageless/parallel positioning controls with oxygen trim for burner combustion control. | Linkageless/parallel positioning controls with oxygen trim for burner combustion control. | Linkageless/parallel positioning controls with oxygen trim for burner combustion control. | Linkageless/parallel positioning controls with oxygen trim for burner combustion control. | Linkageless/parallel positioning controls with oxygen trim for burner combustion control. | Linkageless/parallel positioning controls with oxygen trim for burner combustion control. | Linkageless/parallel positioning controls with oxygen trim for burner combustion control. | Linkageless/parallel positioning controls with oxygen trim for burner combustion control. | 29888.108 | 29888.108 | 29888.108 | 29888.108 | 29888.108 | 29888.108 | 29888.108 | 29888.108 | 29888.108 | 29888.108 | 29888.108 | 29888.108 | 29888.108 | 29888.108 | 29888.108 | 29888.108 | 29888.108 | 29888.108 | 29888.108 | 29888.108 | 29888.108 | 29888.108 | 29888.108 | 29888.108 | 29888.108 | 29888.108 | 29888.108 | 29888.108 | 3917.5677 | 3917.5677 | 3917.5677 | 3917.5677 | 3917.5677 | 3917.5677 | 3917.5677 | 3917.5677 | 3917.5677 | 3917.5677 | 3917.5677 | 3917.5677 | 3917.5677 | 3917.5677 | 3917.5677 | 3917.5677 | 3917.5677 | 3917.5677 | 3917.5677 | 3917.5677 | 3917.5677 | 3917.5677 | 3917.5677 | 3917.5677 | 3917.5677 | 3917.5677 | 3917.5677 | 3917.5677 | 0 | 0 | 0 | 0 | 0 | 0 | 0 | 0 | 0 | 0 | 0 | 0 | 0 | 0 | 0 | 0 | 0 | 0 | 0 | 0 | 0 | 0 | 0 | 0 | 0 | 0 | 0 | 0 | 0 | 0 | 0 | 0 | 0 | 0 | 0 | 0 | 0 | 0 | 0 | 0 | 0 | 0 | 0 | 0 | 0 | 0 | 0 | 0 | 0 | 0 | 0 | 0 | 0 | 0 | 0 | 0 | 0 | 0 | 0 | 0 | 0 | 0 | 0 | 0 | 0 | 0 | 0 | 0 | 0 | 0 | 0 | 0 | 0 | 0 | 0 | 0 | 0 | 0 | 0 | 0 | 0 | 0 | 0 | 0 | 0 | 0
Gas Boiler - Insulate Hot Water Lines_Healthcare_New_Not Applicable Segment or Vintage | Gas Boiler - Insulate Hot Water Lines_Healthcare_New | Gas Boiler - Insulate Hot Water Lines_Commercial_New_Not Applicable Segment or Vintage_Not Applicable Segment or Vintage | Commercial | Healthcare | New | Space Heating | Natural Gas | Gas Boiler - Insulate Hot Water Lines | NEQ | Not Applicable Segment or Vintage | 11 | 11 | 11 | 0 | 0 | 0 | 0 | 0 | Retro5Med | 8.35569166605469E-06 | TBD | A | WCM578 | 0.7 | 0.42 | sqft | 0.0321 | 0 | 0 | 0 | 0 | Not Applicable Segment or Vintage | Not Applicable Segment or Vintage | Not Applicable Segment or Vintage | 0 | 0 | 0 | Not Applicable Segment or Vintage | Not Applicable Segment or Vintage | Not Applicable Segment or Vintage | Not Applicable Segment or Vintage | Not Applicable Segment or Vintage | Not Applicable Segment or Vintage | Not Applicable Segment or Vintage | Not Applicable Segment or Vintage | Not Applicable Segment or Vintage | Not Applicable Segment or Vintage | Not Applicable Segment or Vintage | Not Applicable Segment or Vintage | Not Applicable Segment or Vintage | Not Applicable Segment or Vintage | Not Applicable Segment or Vintage | Not Applicable Segment or Vintage | Not Applicable Segment or Vintage | Not Applicable Segment or Vintage | Not Applicable Segment or Vintage | Not Applicable Segment or Vintage | Not Applicable Segment or Vintage | Not Applicable Segment or Vintage | Not Applicable Segment or Vintage | Not Applicable Segment or Vintage | Not Applicable Segment or Vintage | Not Applicable Segment or Vintage | Not Applicable Segment or Vintage | Not Applicable Segment or Vintage | 0 | 0 | 0 | 0 | 0 | 0 | 0 | 0 | 0 | 0 | 0 | 0 | 0 | 0 | 0 | 0 | 0 | 0 | 0 | 0 | 0 | 0 | 0 | 0 | 0 | 0 | 0 | 0 | 0 | 0 | 0 | 0 | 0 | 0 | 0 | 0 | 0 | 0 | 0 | 0 | 0 | 0 | 0 | 0 | 0 | 0 | 0 | 0 | 0 | 0 | 0 | 0 | 0 | 0 | 0 | 0 | 0 | 0 | 0 | 0 | 0 | 0 | 0 | 0 | 0 | 0 | 0 | 0 | 0 | 0 | 0 | 0 | 0 | 0 | 0 | 0 | 0 | 0 | 0 | 0 | 0 | 0 | 0 | 0 | 0 | 0 | 0 | 0 | 0 | 0 | 0 | 0 | 0 | 0 | 0 | 0 | 0 | 0 | 0 | 0 | 0 | 0 | 0 | 0 | 0 | 0 | 0 | 0 | 0 | 0 | 0 | 0 | Not Applicable Segment or Vintage | Not Applicable Segment or Vintage | Not Applicable Segment or Vintage | Not Applicable Segment or Vintage | Not Applicable Segment or Vintage | Not Applicable Segment or Vintage | Not Applicable Segment or Vintage | Not Applicable Segment or Vintage | Not Applicable Segment or Vintage | Not Applicable Segment or Vintage | Not Applicable Segment or Vintage | Not Applicable Segment or Vintage | Not Applicable Segment or Vintage | Not Applicable Segment or Vintage | Not Applicable Segment or Vintage | Not Applicable Segment or Vintage | Not Applicable Segment or Vintage | Not Applicable Segment or Vintage | Not Applicable Segment or Vintage | Not Applicable Segment or Vintage | Not Applicable Segment or Vintage | Not Applicable Segment or Vintage | Not Applicable Segment or Vintage | Not Applicable Segment or Vintage | Not Applicable Segment or Vintage | Not Applicable Segment or Vintage | Not Applicable Segment or Vintage | Not Applicable Segment or Vintage | 0 | 0 | 0 | 0 | 0 | 0 | 0 | 0 | 0 | 0 | 0 | 0 | 0 | 0 | 0 | 0 | 0 | 0 | 0 | 0 | 0 | 0 | 0 | 0 | 0 | 0 | 0 | 0 | 0 | 0 | 0 | 0 | 0 | 0 | 0 | 0 | 0 | 0 | 0 | 0 | 0 | 0 | 0 | 0 | 0 | 0 | 0 | 0 | 0 | 0 | 0 | 0 | 0 | 0 | 0 | 0 | 0 | 0 | 0 | 0 | 0 | 0 | 0 | 0 | 0 | 0 | 0 | 0 | 0 | 0 | 0 | 0 | 0 | 0 | 0 | 0 | 0 | 0 | 0 | 0 | 0 | 0 | 0 | 0 | 0 | 0 | 0 | 0 | 0 | 0 | 0 | 0 | 0 | 0 | 0 | 0 | 0 | 0 | 0 | 0 | 0 | 0 | 0 | 0 | 0 | 0 | 0 | 0 | 0 | 0 | 0 | 0 | 0 | 0 | 0 | 0 | 0 | 0 | 0 | 0 | 0 | 0 | 0 | 0 | 0 | 0 | 0 | 0 | 0 | 0 | 0 | 0 | 0 | 0 | 0 | 0 | 0 | 0 | 0 | 0 | 0 | 0 | 0 | 0 | 0 | 0 | 0 | 0 | 0 | 0 | 0 | 0 | 0 | 0 | 0 | 0 | 0 | 0 | 0 | 0 | 0 | 0 | 0 | 0 | 0 | 0 | 0 | 0 | Not Applicable Segment or Vintage | Not Applicable Segment or Vintage | Not Applicable Segment or Vintage | Not Applicable Segment or Vintage | Not Applicable Segment or Vintage | Not Applicable Segment or Vintage | Not Applicable Segment or Vintage | Not Applicable Segment or Vintage | Not Applicable Segment or Vintage | Not Applicable Segment or Vintage | Not Applicable Segment or Vintage | Not Applicable Segment or Vintage | Not Applicable Segment or Vintage | Not Applicable Segment or Vintage | Not Applicable Segment or Vintage | Not Applicable Segment or Vintage | Not Applicable Segment or Vintage | Not Applicable Segment or Vintage | Not Applicable Segment or Vintage | Not Applicable Segment or Vintage | Not Applicable Segment or Vintage | Not Applicable Segment or Vintage | Not Applicable Segment or Vintage | Not Applicable Segment or Vintage | Not Applicable Segment or Vintage | Not Applicable Segment or Vintage | Not Applicable Segment or Vintage | Not Applicable Segment or Vintage | 0 | 0 | 0 | 0 | 0 | 0 | 0 | 0 | 0 | 0 | 0 | 0 | 0 | 0 | 0 | 0 | 0 | 0 | 0 | 0 | 0 | 0 | 0 | 0 | 0 | 0 | 0 | 0 | 0 | 0 | 0 | 0 | 0 | 0 | 0 | 0 | 0 | 0 | 0 | 0 | 0 | 0 | 0 | 0 | 0 | 0 | 0 | 0 | 0 | 0 | 0 | 0 | 0 | 0 | 0 | 0 | 0 | 0 | 0 | 0 | 0 | 0 | 0 | 0 | 0 | 0 | 0 | 0 | 0 | 0 | 0 | 0 | 0 | 0 | 0 | 0 | 0 | 0 | 0 | 0 | 0 | 0 | 0 | 0 | 0 | 0 | 0 | 0 | 0 | 0 | 0 | 0 | 0 | 0 | 0 | 0 | 0 | 0 | 0 | 0 | 0 | 0 | 0 | 0 | 0 | 0 | 0 | 0 | 0 | 0 | 0 | 0 | 0 | 0 | 0 | 0 | 0 | 0 | 0 | 0 | 0 | 0 | 0 | 0 | 0 | 0 | 0 | 0 | 0 | 0 | 0 | 0 | 0 | 0 | 0 | 0 | 0 | 0 | 0 | 0 | 0 | 0
Connected Thermostat - ENERGY STAR (1.0)_Healthcare_New_Thermostat with capability to establish a schedule | Connected Thermostat - ENERGY STAR (1.0)_Healthcare_New | Connected Thermostat - ENERGY STAR (1.0)_Commercial_New_Manual or programmable thermostat_Thermostat with capability to establish a schedule | Commercial | Healthcare | New | Space Heating | Natural Gas | Connected Thermostat - ENERGY STAR (1.0) | NEQ | Manual or programmable thermostat | 5 | 5 | 5 | 0 | 0 | 0 | 0.044669 | 0.98141 | Retro5Med | 8.35569166605469E-06 | TBD | A | WCM580 | 0.7 | 0.42 | tonCool | 0.0321 | 0 | 0 | 0 | 0 | RTF Wkbk - ComConnectedThermostats_v2_1 | RTF Wkbk - ComConnectedThermostats_v2_1 | AEG BEST | 0 | 0 | 102.1619 | Manual or programmable thermostat | Manual or programmable thermostat | Manual or programmable thermostat | Manual or programmable thermostat | Manual or programmable thermostat | Manual or programmable thermostat | Manual or programmable thermostat | Manual or programmable thermostat | Manual or programmable thermostat | Manual or programmable thermostat | Manual or programmable thermostat | Manual or programmable thermostat | Manual or programmable thermostat | Manual or programmable thermostat | Manual or programmable thermostat | Manual or programmable thermostat | Manual or programmable thermostat | Manual or programmable thermostat | Manual or programmable thermostat | Manual or programmable thermostat | Manual or programmable thermostat | Manual or programmable thermostat | Manual or programmable thermostat | Manual or programmable thermostat | Manual or programmable thermostat | Manual or programmable thermostat | Manual or programmable thermostat | Manual or programmable thermostat | 0 | 0 | 0 | 0 | 0 | 0 | 0 | 0 | 0 | 0 | 0 | 0 | 0 | 0 | 0 | 0 | 0 | 0 | 0 | 0 | 0 | 0 | 0 | 0 | 0 | 0 | 0 | 0 | 0 | 0 | 0 | 0 | 0 | 0 | 0 | 0 | 0 | 0 | 0 | 0 | 0 | 0 | 0 | 0 | 0 | 0 | 0 | 0 | 0 | 0 | 0 | 0 | 0 | 0 | 0 | 0 | 0 | 0 | 0 | 0 | 0 | 0 | 0 | 0 | 0 | 0 | 0 | 0 | 0 | 0 | 0 | 0 | 0 | 0 | 0 | 0 | 0 | 0 | 0 | 0 | 0 | 0 | 0 | 0 | 0 | 0 | 0 | 0 | 0 | 0 | 0 | 0 | 0 | 0 | 0 | 0 | 0 | 0 | 0 | 0 | 0 | 0 | 0 | 0 | 0 | 0 | 0 | 0 | 0 | 0 | 0 | 0 | Thermostat with capability to establish a schedule | Thermostat with capability to establish a schedule | Thermostat with capability to establish a schedule | Thermostat with capability to establish a schedule | Thermostat with capability to establish a schedule | Thermostat with capability to establish a schedule | Thermostat with capability to establish a schedule | Thermostat with capability to establish a schedule | Thermostat with capability to establish a schedule | Thermostat with capability to establish a schedule | Thermostat with capability to establish a schedule | Thermostat with capability to establish a schedule | Thermostat with capability to establish a schedule | Thermostat with capability to establish a schedule | Thermostat with capability to establish a schedule | Thermostat with capability to establish a schedule | Thermostat with capability to establish a schedule | Thermostat with capability to establish a schedule | Thermostat with capability to establish a schedule | Thermostat with capability to establish a schedule | Thermostat with capability to establish a schedule | Thermostat with capability to establish a schedule | Thermostat with capability to establish a schedule | Thermostat with capability to establish a schedule | Thermostat with capability to establish a schedule | Thermostat with capability to establish a schedule | Thermostat with capability to establish a schedule | Thermostat with capability to establish a schedule | 102.1619 | 102.1619 | 102.1619 | 102.1619 | 102.1619 | 102.1619 | 102.1619 | 102.1619 | 102.1619 | 102.1619 | 102.1619 | 102.1619 | 102.1619 | 102.1619 | 102.1619 | 102.1619 | 102.1619 | 102.1619 | 102.1619 | 102.1619 | 102.1619 | 102.1619 | 102.1619 | 102.1619 | 102.1619 | 102.1619 | 102.1619 | 102.1619 | 0 | 0 | 0 | 0 | 0 | 0 | 0 | 0 | 0 | 0 | 0 | 0 | 0 | 0 | 0 | 0 | 0 | 0 | 0 | 0 | 0 | 0 | 0 | 0 | 0 | 0 | 0 | 0 | 0 | 0 | 0 | 0 | 0 | 0 | 0 | 0 | 0 | 0 | 0 | 0 | 0 | 0 | 0 | 0 | 0 | 0 | 0 | 0 | 0 | 0 | 0 | 0 | 0 | 0 | 0 | 0 | 0 | 0 | 0 | 0 | 0 | 0 | 0 | 0 | 0 | 0 | 0 | 0 | 0 | 0 | 0 | 0 | 0 | 0 | 0 | 0 | 0 | 0 | 0 | 0 | 0 | 0 | 0 | 0 | 0 | 0 | 0 | 0 | 0 | 0 | 0 | 0 | 0 | 0 | 0 | 0 | 0 | 0 | 0 | 0 | 0 | 0 | 0 | 0 | 0 | 0 | 0 | 0 | 0 | 0 | 0 | 0 | 0 | 0 | 0 | 0 | 0 | 0 | 0 | 0 | 0 | 0 | 0 | 0 | 0 | 0 | 0 | 0 | 0 | 0 | 0 | 0 | 0 | 0 | 0 | 0 | 0 | 0 | 0 | 0 | Thermostat with capability to establish a schedule | Thermostat with capability to establish a schedule | Thermostat with capability to establish a schedule | Thermostat with capability to establish a schedule | Thermostat with capability to establish a schedule | Thermostat with capability to establish a schedule | Thermostat with capability to establish a schedule | Thermostat with capability to establish a schedule | Thermostat with capability to establish a schedule | Thermostat with capability to establish a schedule | Thermostat with capability to establish a schedule | Thermostat with capability to establish a schedule | Thermostat with capability to establish a schedule | Thermostat with capability to establish a schedule | Thermostat with capability to establish a schedule | Thermostat with capability to establish a schedule | Thermostat with capability to establish a schedule | Thermostat with capability to establish a schedule | Thermostat with capability to establish a schedule | Thermostat with capability to establish a schedule | Thermostat with capability to establish a schedule | Thermostat with capability to establish a schedule | Thermostat with capability to establish a schedule | Thermostat with capability to establish a schedule | Thermostat with capability to establish a schedule | Thermostat with capability to establish a schedule | Thermostat with capability to establish a schedule | Thermostat with capability to establish a schedule | 102.1619 | 102.1619 | 102.1619 | 102.1619 | 102.1619 | 102.1619 | 102.1619 | 102.1619 | 102.1619 | 102.1619 | 102.1619 | 102.1619 | 102.1619 | 102.1619 | 102.1619 | 102.1619 | 102.1619 | 102.1619 | 102.1619 | 102.1619 | 102.1619 | 102.1619 | 102.1619 | 102.1619 | 102.1619 | 102.1619 | 102.1619 | 102.1619 | 0 | 0 | 0 | 0 | 0 | 0 | 0 | 0 | 0 | 0 | 0 | 0 | 0 | 0 | 0 | 0 | 0 | 0 | 0 | 0 | 0 | 0 | 0 | 0 | 0 | 0 | 0 | 0 | 0 | 0 | 0 | 0 | 0 | 0 | 0 | 0 | 0 | 0 | 0 | 0 | 0 | 0 | 0 | 0 | 0 | 0 | 0 | 0 | 0 | 0 | 0 | 0 | 0 | 0 | 0 | 0 | 0 | 0 | 0 | 0 | 0 | 0 | 0 | 0 | 0 | 0 | 0 | 0 | 0 | 0 | 0 | 0 | 0 | 0 | 0 | 0 | 0 | 0 | 0 | 0 | 0 | 0 | 0 | 0 | 0 | 0 | 0 | 0 | 0 | 0 | 0 | 0 | 0 | 0 | 0 | 0 | 0 | 0 | 0 | 0 | 0 | 0 | 0 | 0 | 0 | 0 | 0 | 0 | 0 | 0 | 0 | 0 | 0 | 0
Gas Boiler - Maintenance_Healthcare_New_Not Applicable Segment or Vintage | Gas Boiler - Maintenance_Healthcare_New | Gas Boiler - Maintenance_Commercial_New_Not Applicable Segment or Vintage_Not Applicable Segment or Vintage | Commercial | Healthcare | New | Space Heating | Natural Gas | Gas Boiler - Maintenance | NEQ | Not Applicable Segment or Vintage | 3 | 3 | 3 | 0 | 0 | 0 | 0 | 0 | Retro5Med | 8.35569166605469E-06 | TBD | A | WCM566 | 0.7 | 0.42 | sqft | 0.0321 | 0 | 0 | 0 | 0 | Not Applicable Segment or Vintage | Not Applicable Segment or Vintage | Not Applicable Segment or Vintage | 0 | 0 | 0 | Not Applicable Segment or Vintage | Not Applicable Segment or Vintage | Not Applicable Segment or Vintage | Not Applicable Segment or Vintage | Not Applicable Segment or Vintage | Not Applicable Segment or Vintage | Not Applicable Segment or Vintage | Not Applicable Segment or Vintage | Not Applicable Segment or Vintage | Not Applicable Segment or Vintage | Not Applicable Segment or Vintage | Not Applicable Segment or Vintage | Not Applicable Segment or Vintage | Not Applicable Segment or Vintage | Not Applicable Segment or Vintage | Not Applicable Segment or Vintage | Not Applicable Segment or Vintage | Not Applicable Segment or Vintage | Not Applicable Segment or Vintage | Not Applicable Segment or Vintage | Not Applicable Segment or Vintage | Not Applicable Segment or Vintage | Not Applicable Segment or Vintage | Not Applicable Segment or Vintage | Not Applicable Segment or Vintage | Not Applicable Segment or Vintage | Not Applicable Segment or Vintage | Not Applicable Segment or Vintage | 0 | 0 | 0 | 0 | 0 | 0 | 0 | 0 | 0 | 0 | 0 | 0 | 0 | 0 | 0 | 0 | 0 | 0 | 0 | 0 | 0 | 0 | 0 | 0 | 0 | 0 | 0 | 0 | 0 | 0 | 0 | 0 | 0 | 0 | 0 | 0 | 0 | 0 | 0 | 0 | 0 | 0 | 0 | 0 | 0 | 0 | 0 | 0 | 0 | 0 | 0 | 0 | 0 | 0 | 0 | 0 | 0 | 0 | 0 | 0 | 0 | 0 | 0 | 0 | 0 | 0 | 0 | 0 | 0 | 0 | 0 | 0 | 0 | 0 | 0 | 0 | 0 | 0 | 0 | 0 | 0 | 0 | 0 | 0 | 0 | 0 | 0 | 0 | 0 | 0 | 0 | 0 | 0 | 0 | 0 | 0 | 0 | 0 | 0 | 0 | 0 | 0 | 0 | 0 | 0 | 0 | 0 | 0 | 0 | 0 | 0 | 0 | Not Applicable Segment or Vintage | Not Applicable Segment or Vintage | Not Applicable Segment or Vintage | Not Applicable Segment or Vintage | Not Applicable Segment or Vintage | Not Applicable Segment or Vintage | Not Applicable Segment or Vintage | Not Applicable Segment or Vintage | Not Applicable Segment or Vintage | Not Applicable Segment or Vintage | Not Applicable Segment or Vintage | Not Applicable Segment or Vintage | Not Applicable Segment or Vintage | Not Applicable Segment or Vintage | Not Applicable Segment or Vintage | Not Applicable Segment or Vintage | Not Applicable Segment or Vintage | Not Applicable Segment or Vintage | Not Applicable Segment or Vintage | Not Applicable Segment or Vintage | Not Applicable Segment or Vintage | Not Applicable Segment or Vintage | Not Applicable Segment or Vintage | Not Applicable Segment or Vintage | Not Applicable Segment or Vintage | Not Applicable Segment or Vintage | Not Applicable Segment or Vintage | Not Applicable Segment or Vintage | 0 | 0 | 0 | 0 | 0 | 0 | 0 | 0 | 0 | 0 | 0 | 0 | 0 | 0 | 0 | 0 | 0 | 0 | 0 | 0 | 0 | 0 | 0 | 0 | 0 | 0 | 0 | 0 | 0 | 0 | 0 | 0 | 0 | 0 | 0 | 0 | 0 | 0 | 0 | 0 | 0 | 0 | 0 | 0 | 0 | 0 | 0 | 0 | 0 | 0 | 0 | 0 | 0 | 0 | 0 | 0 | 0 | 0 | 0 | 0 | 0 | 0 | 0 | 0 | 0 | 0 | 0 | 0 | 0 | 0 | 0 | 0 | 0 | 0 | 0 | 0 | 0 | 0 | 0 | 0 | 0 | 0 | 0 | 0 | 0 | 0 | 0 | 0 | 0 | 0 | 0 | 0 | 0 | 0 | 0 | 0 | 0 | 0 | 0 | 0 | 0 | 0 | 0 | 0 | 0 | 0 | 0 | 0 | 0 | 0 | 0 | 0 | 0 | 0 | 0 | 0 | 0 | 0 | 0 | 0 | 0 | 0 | 0 | 0 | 0 | 0 | 0 | 0 | 0 | 0 | 0 | 0 | 0 | 0 | 0 | 0 | 0 | 0 | 0 | 0 | 0 | 0 | 0 | 0 | 0 | 0 | 0 | 0 | 0 | 0 | 0 | 0 | 0 | 0 | 0 | 0 | 0 | 0 | 0 | 0 | 0 | 0 | 0 | 0 | 0 | 0 | 0 | 0 | Not Applicable Segment or Vintage | Not Applicable Segment or Vintage | Not Applicable Segment or Vintage | Not Applicable Segment or Vintage | Not Applicable Segment or Vintage | Not Applicable Segment or Vintage | Not Applicable Segment or Vintage | Not Applicable Segment or Vintage | Not Applicable Segment or Vintage | Not Applicable Segment or Vintage | Not Applicable Segment or Vintage | Not Applicable Segment or Vintage | Not Applicable Segment or Vintage | Not Applicable Segment or Vintage | Not Applicable Segment or Vintage | Not Applicable Segment or Vintage | Not Applicable Segment or Vintage | Not Applicable Segment or Vintage | Not Applicable Segment or Vintage | Not Applicable Segment or Vintage | Not Applicable Segment or Vintage | Not Applicable Segment or Vintage | Not Applicable Segment or Vintage | Not Applicable Segment or Vintage | Not Applicable Segment or Vintage | Not Applicable Segment or Vintage | Not Applicable Segment or Vintage | Not Applicable Segment or Vintage | 0 | 0 | 0 | 0 | 0 | 0 | 0 | 0 | 0 | 0 | 0 | 0 | 0 | 0 | 0 | 0 | 0 | 0 | 0 | 0 | 0 | 0 | 0 | 0 | 0 | 0 | 0 | 0 | 0 | 0 | 0 | 0 | 0 | 0 | 0 | 0 | 0 | 0 | 0 | 0 | 0 | 0 | 0 | 0 | 0 | 0 | 0 | 0 | 0 | 0 | 0 | 0 | 0 | 0 | 0 | 0 | 0 | 0 | 0 | 0 | 0 | 0 | 0 | 0 | 0 | 0 | 0 | 0 | 0 | 0 | 0 | 0 | 0 | 0 | 0 | 0 | 0 | 0 | 0 | 0 | 0 | 0 | 0 | 0 | 0 | 0 | 0 | 0 | 0 | 0 | 0 | 0 | 0 | 0 | 0 | 0 | 0 | 0 | 0 | 0 | 0 | 0 | 0 | 0 | 0 | 0 | 0 | 0 | 0 | 0 | 0 | 0 | 0 | 0 | 0 | 0 | 0 | 0 | 0 | 0 | 0 | 0 | 0 | 0 | 0 | 0 | 0 | 0 | 0 | 0 | 0 | 0 | 0 | 0 | 0 | 0 | 0 | 0 | 0 | 0 | 0 | 0
Gas Furnace - Maintenance_Healthcare_New_Not Applicable Segment or Vintage | Gas Furnace - Maintenance_Healthcare_New | Gas Furnace - Maintenance_Commercial_New_Not Applicable Segment or Vintage_Not Applicable Segment or Vintage | Commercial | Healthcare | New | Space Heating | Natural Gas | Gas Furnace - Maintenance | NEQ | Not Applicable Segment or Vintage | 3 | 3 | 3 | 0 | 0 | 0 | 0 | 0 | Retro5Med | 8.35569166605469E-06 | TBD | A | WCM567 | 0.7 | 0.42 | sqft | 0.0321 | 0 | 0 | 0 | 0 | Not Applicable Segment or Vintage | Not Applicable Segment or Vintage | Not Applicable Segment or Vintage | 0 | 0 | 0 | Not Applicable Segment or Vintage | Not Applicable Segment or Vintage | Not Applicable Segment or Vintage | Not Applicable Segment or Vintage | Not Applicable Segment or Vintage | Not Applicable Segment or Vintage | Not Applicable Segment or Vintage | Not Applicable Segment or Vintage | Not Applicable Segment or Vintage | Not Applicable Segment or Vintage | Not Applicable Segment or Vintage | Not Applicable Segment or Vintage | Not Applicable Segment or Vintage | Not Applicable Segment or Vintage | Not Applicable Segment or Vintage | Not Applicable Segment or Vintage | Not Applicable Segment or Vintage | Not Applicable Segment or Vintage | Not Applicable Segment or Vintage | Not Applicable Segment or Vintage | Not Applicable Segment or Vintage | Not Applicable Segment or Vintage | Not Applicable Segment or Vintage | Not Applicable Segment or Vintage | Not Applicable Segment or Vintage | Not Applicable Segment or Vintage | Not Applicable Segment or Vintage | Not Applicable Segment or Vintage | 0 | 0 | 0 | 0 | 0 | 0 | 0 | 0 | 0 | 0 | 0 | 0 | 0 | 0 | 0 | 0 | 0 | 0 | 0 | 0 | 0 | 0 | 0 | 0 | 0 | 0 | 0 | 0 | 0 | 0 | 0 | 0 | 0 | 0 | 0 | 0 | 0 | 0 | 0 | 0 | 0 | 0 | 0 | 0 | 0 | 0 | 0 | 0 | 0 | 0 | 0 | 0 | 0 | 0 | 0 | 0 | 0 | 0 | 0 | 0 | 0 | 0 | 0 | 0 | 0 | 0 | 0 | 0 | 0 | 0 | 0 | 0 | 0 | 0 | 0 | 0 | 0 | 0 | 0 | 0 | 0 | 0 | 0 | 0 | 0 | 0 | 0 | 0 | 0 | 0 | 0 | 0 | 0 | 0 | 0 | 0 | 0 | 0 | 0 | 0 | 0 | 0 | 0 | 0 | 0 | 0 | 0 | 0 | 0 | 0 | 0 | 0 | Not Applicable Segment or Vintage | Not Applicable Segment or Vintage | Not Applicable Segment or Vintage | Not Applicable Segment or Vintage | Not Applicable Segment or Vintage | Not Applicable Segment or Vintage | Not Applicable Segment or Vintage | Not Applicable Segment or Vintage | Not Applicable Segment or Vintage | Not Applicable Segment or Vintage | Not Applicable Segment or Vintage | Not Applicable Segment or Vintage | Not Applicable Segment or Vintage | Not Applicable Segment or Vintage | Not Applicable Segment or Vintage | Not Applicable Segment or Vintage | Not Applicable Segment or Vintage | Not Applicable Segment or Vintage | Not Applicable Segment or Vintage | Not Applicable Segment or Vintage | Not Applicable Segment or Vintage | Not Applicable Segment or Vintage | Not Applicable Segment or Vintage | Not Applicable Segment or Vintage | Not Applicable Segment or Vintage | Not Applicable Segment or Vintage | Not Applicable Segment or Vintage | Not Applicable Segment or Vintage | 0 | 0 | 0 | 0 | 0 | 0 | 0 | 0 | 0 | 0 | 0 | 0 | 0 | 0 | 0 | 0 | 0 | 0 | 0 | 0 | 0 | 0 | 0 | 0 | 0 | 0 | 0 | 0 | 0 | 0 | 0 | 0 | 0 | 0 | 0 | 0 | 0 | 0 | 0 | 0 | 0 | 0 | 0 | 0 | 0 | 0 | 0 | 0 | 0 | 0 | 0 | 0 | 0 | 0 | 0 | 0 | 0 | 0 | 0 | 0 | 0 | 0 | 0 | 0 | 0 | 0 | 0 | 0 | 0 | 0 | 0 | 0 | 0 | 0 | 0 | 0 | 0 | 0 | 0 | 0 | 0 | 0 | 0 | 0 | 0 | 0 | 0 | 0 | 0 | 0 | 0 | 0 | 0 | 0 | 0 | 0 | 0 | 0 | 0 | 0 | 0 | 0 | 0 | 0 | 0 | 0 | 0 | 0 | 0 | 0 | 0 | 0 | 0 | 0 | 0 | 0 | 0 | 0 | 0 | 0 | 0 | 0 | 0 | 0 | 0 | 0 | 0 | 0 | 0 | 0 | 0 | 0 | 0 | 0 | 0 | 0 | 0 | 0 | 0 | 0 | 0 | 0 | 0 | 0 | 0 | 0 | 0 | 0 | 0 | 0 | 0 | 0 | 0 | 0 | 0 | 0 | 0 | 0 | 0 | 0 | 0 | 0 | 0 | 0 | 0 | 0 | 0 | 0 | Not Applicable Segment or Vintage | Not Applicable Segment or Vintage | Not Applicable Segment or Vintage | Not Applicable Segment or Vintage | Not Applicable Segment or Vintage | Not Applicable Segment or Vintage | Not Applicable Segment or Vintage | Not Applicable Segment or Vintage | Not Applicable Segment or Vintage | Not Applicable Segment or Vintage | Not Applicable Segment or Vintage | Not Applicable Segment or Vintage | Not Applicable Segment or Vintage | Not Applicable Segment or Vintage | Not Applicable Segment or Vintage | Not Applicable Segment or Vintage | Not Applicable Segment or Vintage | Not Applicable Segment or Vintage | Not Applicable Segment or Vintage | Not Applicable Segment or Vintage | Not Applicable Segment or Vintage | Not Applicable Segment or Vintage | Not Applicable Segment or Vintage | Not Applicable Segment or Vintage | Not Applicable Segment or Vintage | Not Applicable Segment or Vintage | Not Applicable Segment or Vintage | Not Applicable Segment or Vintage | 0 | 0 | 0 | 0 | 0 | 0 | 0 | 0 | 0 | 0 | 0 | 0 | 0 | 0 | 0 | 0 | 0 | 0 | 0 | 0 | 0 | 0 | 0 | 0 | 0 | 0 | 0 | 0 | 0 | 0 | 0 | 0 | 0 | 0 | 0 | 0 | 0 | 0 | 0 | 0 | 0 | 0 | 0 | 0 | 0 | 0 | 0 | 0 | 0 | 0 | 0 | 0 | 0 | 0 | 0 | 0 | 0 | 0 | 0 | 0 | 0 | 0 | 0 | 0 | 0 | 0 | 0 | 0 | 0 | 0 | 0 | 0 | 0 | 0 | 0 | 0 | 0 | 0 | 0 | 0 | 0 | 0 | 0 | 0 | 0 | 0 | 0 | 0 | 0 | 0 | 0 | 0 | 0 | 0 | 0 | 0 | 0 | 0 | 0 | 0 | 0 | 0 | 0 | 0 | 0 | 0 | 0 | 0 | 0 | 0 | 0 | 0 | 0 | 0 | 0 | 0 | 0 | 0 | 0 | 0 | 0 | 0 | 0 | 0 | 0 | 0 | 0 | 0 | 0 | 0 | 0 | 0 | 0 | 0 | 0 | 0 | 0 | 0 | 0 | 0 | 0 | 0
Gas Boiler - Thermostatic Radiator Valves_Healthcare_New_TRV installed on an existing hydronic or steam heated radiator | Gas Boiler - Thermostatic Radiator Valves_Healthcare_New | Gas Boiler - Thermostatic Radiator Valves_Commercial_New_existing hydronic or steam heated radiator without a TRV installed_TRV installed on an existing hydronic or steam heated radiator | Commercial | Healthcare | New | Space Heating | Natural Gas | Gas Boiler - Thermostatic Radiator Valves | NEQ | existing hydronic or steam heated radiator without a TRV installed | 15 | 15 | 15 | 50 | 0 | 0 | 0 | 0.25 | Retro1Slow | 0.012666666666666666 | TBD | A | WCM575 | 0.7 | 0.42 | radiator | 0.0321 | 0 | 0 | 0 | 0 | IL TRM v12 - 5.3.19 - Thermostatic Radiator Valves - Provisional Measure - RS-HVC-TRVS-V01-210101 | AEG Market Research 2024 | IL TRM v12 - 5.3.19 - Thermostatic Radiator Valves - Provisional Measure - RS-HVC-TRVS-V01-210101 | 0 | 0 | 69.6607 | existing hydronic or steam heated radiator without a TRV installed | existing hydronic or steam heated radiator without a TRV installed | existing hydronic or steam heated radiator without a TRV installed | existing hydronic or steam heated radiator without a TRV installed | existing hydronic or steam heated radiator without a TRV installed | existing hydronic or steam heated radiator without a TRV installed | existing hydronic or steam heated radiator without a TRV installed | existing hydronic or steam heated radiator without a TRV installed | existing hydronic or steam heated radiator without a TRV installed | existing hydronic or steam heated radiator without a TRV installed | existing hydronic or steam heated radiator without a TRV installed | existing hydronic or steam heated radiator without a TRV installed | existing hydronic or steam heated radiator without a TRV installed | existing hydronic or steam heated radiator without a TRV installed | existing hydronic or steam heated radiator without a TRV installed | existing hydronic or steam heated radiator without a TRV installed | existing hydronic or steam heated radiator without a TRV installed | existing hydronic or steam heated radiator without a TRV installed | existing hydronic or steam heated radiator without a TRV installed | existing hydronic or steam heated radiator without a TRV installed | existing hydronic or steam heated radiator without a TRV installed | existing hydronic or steam heated radiator without a TRV installed | existing hydronic or steam heated radiator without a TRV installed | existing hydronic or steam heated radiator without a TRV installed | existing hydronic or steam heated radiator without a TRV installed | existing hydronic or steam heated radiator without a TRV installed | existing hydronic or steam heated radiator without a TRV installed | existing hydronic or steam heated radiator without a TRV installed | 0 | 0 | 0 | 0 | 0 | 0 | 0 | 0 | 0 | 0 | 0 | 0 | 0 | 0 | 0 | 0 | 0 | 0 | 0 | 0 | 0 | 0 | 0 | 0 | 0 | 0 | 0 | 0 | 0 | 0 | 0 | 0 | 0 | 0 | 0 | 0 | 0 | 0 | 0 | 0 | 0 | 0 | 0 | 0 | 0 | 0 | 0 | 0 | 0 | 0 | 0 | 0 | 0 | 0 | 0 | 0 | 0 | 0 | 0 | 0 | 0 | 0 | 0 | 0 | 0 | 0 | 0 | 0 | 0 | 0 | 0 | 0 | 0 | 0 | 0 | 0 | 0 | 0 | 0 | 0 | 0 | 0 | 0 | 0 | 0 | 0 | 0 | 0 | 0 | 0 | 0 | 0 | 0 | 0 | 0 | 0 | 0 | 0 | 0 | 0 | 0 | 0 | 0 | 0 | 0 | 0 | 0 | 0 | 0 | 0 | 0 | 0 | TRV installed on an existing hydronic or steam heated radiator | TRV installed on an existing hydronic or steam heated radiator | TRV installed on an existing hydronic or steam heated radiator | TRV installed on an existing hydronic or steam heated radiator | TRV installed on an existing hydronic or steam heated radiator | TRV installed on an existing hydronic or steam heated radiator | TRV installed on an existing hydronic or steam heated radiator | TRV installed on an existing hydronic or steam heated radiator | TRV installed on an existing hydronic or steam heated radiator | TRV installed on an existing hydronic or steam heated radiator | TRV installed on an existing hydronic or steam heated radiator | TRV installed on an existing hydronic or steam heated radiator | TRV installed on an existing hydronic or steam heated radiator | TRV installed on an existing hydronic or steam heated radiator | TRV installed on an existing hydronic or steam heated radiator | TRV installed on an existing hydronic or steam heated radiator | TRV installed on an existing hydronic or steam heated radiator | TRV installed on an existing hydronic or steam heated radiator | TRV installed on an existing hydronic or steam heated radiator | TRV installed on an existing hydronic or steam heated radiator | TRV installed on an existing hydronic or steam heated radiator | TRV installed on an existing hydronic or steam heated radiator | TRV installed on an existing hydronic or steam heated radiator | TRV installed on an existing hydronic or steam heated radiator | TRV installed on an existing hydronic or steam heated radiator | TRV installed on an existing hydronic or steam heated radiator | TRV installed on an existing hydronic or steam heated radiator | TRV installed on an existing hydronic or steam heated radiator | 69.6607 | 69.6607 | 69.6607 | 69.6607 | 69.6607 | 69.6607 | 69.6607 | 69.6607 | 69.6607 | 69.6607 | 69.6607 | 69.6607 | 69.6607 | 69.6607 | 69.6607 | 69.6607 | 69.6607 | 69.6607 | 69.6607 | 69.6607 | 69.6607 | 69.6607 | 69.6607 | 69.6607 | 69.6607 | 69.6607 | 69.6607 | 69.6607 | 50 | 50 | 50 | 50 | 50 | 50 | 50 | 50 | 50 | 50 | 50 | 50 | 50 | 50 | 50 | 50 | 50 | 50 | 50 | 50 | 50 | 50 | 50 | 50 | 50 | 50 | 50 | 50 | 0 | 0 | 0 | 0 | 0 | 0 | 0 | 0 | 0 | 0 | 0 | 0 | 0 | 0 | 0 | 0 | 0 | 0 | 0 | 0 | 0 | 0 | 0 | 0 | 0 | 0 | 0 | 0 | 0 | 0 | 0 | 0 | 0 | 0 | 0 | 0 | 0 | 0 | 0 | 0 | 0 | 0 | 0 | 0 | 0 | 0 | 0 | 0 | 0 | 0 | 0 | 0 | 0 | 0 | 0 | 0 | 0 | 0 | 0 | 0 | 0 | 0 | 0 | 0 | 0 | 0 | 0 | 0 | 0 | 0 | 0 | 0 | 0 | 0 | 0 | 0 | 0 | 0 | 0 | 0 | 0 | 0 | 0 | 0 | 0 | 0 | 0 | 0 | 0 | 0 | 0 | 0 | 0 | 0 | 0 | 0 | 0 | 0 | 0 | 0 | 0 | 0 | 0 | 0 | 0 | 0 | 0 | 0 | 0 | 0 | 0 | 0 | TRV installed on an existing hydronic or steam heated radiator | TRV installed on an existing hydronic or steam heated radiator | TRV installed on an existing hydronic or steam heated radiator | TRV installed on an existing hydronic or steam heated radiator | TRV installed on an existing hydronic or steam heated radiator | TRV installed on an existing hydronic or steam heated radiator | TRV installed on an existing hydronic or steam heated radiator | TRV installed on an existing hydronic or steam heated radiator | TRV installed on an existing hydronic or steam heated radiator | TRV installed on an existing hydronic or steam heated radiator | TRV installed on an existing hydronic or steam heated radiator | TRV installed on an existing hydronic or steam heated radiator | TRV installed on an existing hydronic or steam heated radiator | TRV installed on an existing hydronic or steam heated radiator | TRV installed on an existing hydronic or steam heated radiator | TRV installed on an existing hydronic or steam heated radiator | TRV installed on an existing hydronic or steam heated radiator | TRV installed on an existing hydronic or steam heated radiator | TRV installed on an existing hydronic or steam heated radiator | TRV installed on an existing hydronic or steam heated radiator | TRV installed on an existing hydronic or steam heated radiator | TRV installed on an existing hydronic or steam heated radiator | TRV installed on an existing hydronic or steam heated radiator | TRV installed on an existing hydronic or steam heated radiator | TRV installed on an existing hydronic or steam heated radiator | TRV installed on an existing hydronic or steam heated radiator | TRV installed on an existing hydronic or steam heated radiator | TRV installed on an existing hydronic or steam heated radiator | 69.6607 | 69.6607 | 69.6607 | 69.6607 | 69.6607 | 69.6607 | 69.6607 | 69.6607 | 69.6607 | 69.6607 | 69.6607 | 69.6607 | 69.6607 | 69.6607 | 69.6607 | 69.6607 | 69.6607 | 69.6607 | 69.6607 | 69.6607 | 69.6607 | 69.6607 | 69.6607 | 69.6607 | 69.6607 | 69.6607 | 69.6607 | 69.6607 | 50 | 50 | 50 | 50 | 50 | 50 | 50 | 50 | 50 | 50 | 50 | 50 | 50 | 50 | 50 | 50 | 50 | 50 | 50 | 50 | 50 | 50 | 50 | 50 | 50 | 50 | 50 | 50 | 0 | 0 | 0 | 0 | 0 | 0 | 0 | 0 | 0 | 0 | 0 | 0 | 0 | 0 | 0 | 0 | 0 | 0 | 0 | 0 | 0 | 0 | 0 | 0 | 0 | 0 | 0 | 0 | 0 | 0 | 0 | 0 | 0 | 0 | 0 | 0 | 0 | 0 | 0 | 0 | 0 | 0 | 0 | 0 | 0 | 0 | 0 | 0 | 0 | 0 | 0 | 0 | 0 | 0 | 0 | 0 | 0 | 0 | 0 | 0 | 0 | 0 | 0 | 0 | 0 | 0 | 0 | 0 | 0 | 0 | 0 | 0 | 0 | 0 | 0 | 0 | 0 | 0 | 0 | 0 | 0 | 0 | 0 | 0 | 0 | 0
HVAC - Energy Recovery Ventilator_Healthcare_New_unitary equipment that incorporates energy recovery not required by the IECC 2012/2015/2018/2021 | HVAC - Energy Recovery Ventilator_Healthcare_New | HVAC - Energy Recovery Ventilator_Commercial_New_unitary equipment not required by IECC 2012/2015/2018/2021 to incorporate energy recovery_unitary equipment that incorporates energy recovery not required by the IECC 2012/2015/2018/2021 | Commercial | Healthcare | New | Space Heating | Natural Gas | HVAC - Energy Recovery Ventilator | NEQ | unitary equipment not required by IECC 2012/2015/2018/2021 to incorporate energy recovery | 15 | 15 | 15 | 0 | 0 | 0 | 0 | 0.1 | Retro1Slow | 0.012666666666666666 | TBD | A | WCM557 | 0.7 | 0.42 | CFM | 0.0321 | 0 | 0 | 0 | 0 | IL TRM v13 - 4.4.27 - Energy Recovery Ventilator - CI-HVC-ERVE-V07-250101 | IL TRM v13 - 4.4.27 - Energy Recovery Ventilator - CI-HVC-ERVE-V07-250101 | IL TRM v13 - 4.4.27 - Energy Recovery Ventilator - CI-HVC-ERVE-V07-250101 | 0 | 0 | 0.61453 | unitary equipment not required by IECC 2012/2015/2018/2021 to incorporate energy recovery | unitary equipment not required by IECC 2012/2015/2018/2021 to incorporate energy recovery | unitary equipment not required by IECC 2012/2015/2018/2021 to incorporate energy recovery | unitary equipment not required by IECC 2012/2015/2018/2021 to incorporate energy recovery | unitary equipment not required by IECC 2012/2015/2018/2021 to incorporate energy recovery | unitary equipment not required by IECC 2012/2015/2018/2021 to incorporate energy recovery | unitary equipment not required by IECC 2012/2015/2018/2021 to incorporate energy recovery | unitary equipment not required by IECC 2012/2015/2018/2021 to incorporate energy recovery | unitary equipment not required by IECC 2012/2015/2018/2021 to incorporate energy recovery | unitary equipment not required by IECC 2012/2015/2018/2021 to incorporate energy recovery | unitary equipment not required by IECC 2012/2015/2018/2021 to incorporate energy recovery | unitary equipment not required by IECC 2012/2015/2018/2021 to incorporate energy recovery | unitary equipment not required by IECC 2012/2015/2018/2021 to incorporate energy recovery | unitary equipment not required by IECC 2012/2015/2018/2021 to incorporate energy recovery | unitary equipment not required by IECC 2012/2015/2018/2021 to incorporate energy recovery | unitary equipment not required by IECC 2012/2015/2018/2021 to incorporate energy recovery | unitary equipment not required by IECC 2012/2015/2018/2021 to incorporate energy recovery | unitary equipment not required by IECC 2012/2015/2018/2021 to incorporate energy recovery | unitary equipment not required by IECC 2012/2015/2018/2021 to incorporate energy recovery | unitary equipment not required by IECC 2012/2015/2018/2021 to incorporate energy recovery | unitary equipment not required by IECC 2012/2015/2018/2021 to incorporate energy recovery | unitary equipment not required by IECC 2012/2015/2018/2021 to incorporate energy recovery | unitary equipment not required by IECC 2012/2015/2018/2021 to incorporate energy recovery | unitary equipment not required by IECC 2012/2015/2018/2021 to incorporate energy recovery | unitary equipment not required by IECC 2012/2015/2018/2021 to incorporate energy recovery | unitary equipment not required by IECC 2012/2015/2018/2021 to incorporate energy recovery | unitary equipment not required by IECC 2012/2015/2018/2021 to incorporate energy recovery | unitary equipment not required by IECC 2012/2015/2018/2021 to incorporate energy recovery | 0 | 0 | 0 | 0 | 0 | 0 | 0 | 0 | 0 | 0 | 0 | 0 | 0 | 0 | 0 | 0 | 0 | 0 | 0 | 0 | 0 | 0 | 0 | 0 | 0 | 0 | 0 | 0 | 0 | 0 | 0 | 0 | 0 | 0 | 0 | 0 | 0 | 0 | 0 | 0 | 0 | 0 | 0 | 0 | 0 | 0 | 0 | 0 | 0 | 0 | 0 | 0 | 0 | 0 | 0 | 0 | 0 | 0 | 0 | 0 | 0 | 0 | 0 | 0 | 0 | 0 | 0 | 0 | 0 | 0 | 0 | 0 | 0 | 0 | 0 | 0 | 0 | 0 | 0 | 0 | 0 | 0 | 0 | 0 | 0 | 0 | 0 | 0 | 0 | 0 | 0 | 0 | 0 | 0 | 0 | 0 | 0 | 0 | 0 | 0 | 0 | 0 | 0 | 0 | 0 | 0 | 0 | 0 | 0 | 0 | 0 | 0 | unitary equipment that incorporates energy recovery not required by the IECC 2012/2015/2018/2021 | unitary equipment that incorporates energy recovery not required by the IECC 2012/2015/2018/2021 | unitary equipment that incorporates energy recovery not required by the IECC 2012/2015/2018/2021 | unitary equipment that incorporates energy recovery not required by the IECC 2012/2015/2018/2021 | unitary equipment that incorporates energy recovery not required by the IECC 2012/2015/2018/2021 | unitary equipment that incorporates energy recovery not required by the IECC 2012/2015/2018/2021 | unitary equipment that incorporates energy recovery not required by the IECC 2012/2015/2018/2021 | unitary equipment that incorporates energy recovery not required by the IECC 2012/2015/2018/2021 | unitary equipment that incorporates energy recovery not required by the IECC 2012/2015/2018/2021 | unitary equipment that incorporates energy recovery not required by the IECC 2012/2015/2018/2021 | unitary equipment that incorporates energy recovery not required by the IECC 2012/2015/2018/2021 | unitary equipment that incorporates energy recovery not required by the IECC 2012/2015/2018/2021 | unitary equipment that incorporates energy recovery not required by the IECC 2012/2015/2018/2021 | unitary equipment that incorporates energy recovery not required by the IECC 2012/2015/2018/2021 | unitary equipment that incorporates energy recovery not required by the IECC 2012/2015/2018/2021 | unitary equipment that incorporates energy recovery not required by the IECC 2012/2015/2018/2021 | unitary equipment that incorporates energy recovery not required by the IECC 2012/2015/2018/2021 | unitary equipment that incorporates energy recovery not required by the IECC 2012/2015/2018/2021 | unitary equipment that incorporates energy recovery not required by the IECC 2012/2015/2018/2021 | unitary equipment that incorporates energy recovery not required by the IECC 2012/2015/2018/2021 | unitary equipment that incorporates energy recovery not required by the IECC 2012/2015/2018/2021 | unitary equipment that incorporates energy recovery not required by the IECC 2012/2015/2018/2021 | unitary equipment that incorporates energy recovery not required by the IECC 2012/2015/2018/2021 | unitary equipment that incorporates energy recovery not required by the IECC 2012/2015/2018/2021 | unitary equipment that incorporates energy recovery not required by the IECC 2012/2015/2018/2021 | unitary equipment that incorporates energy recovery not required by the IECC 2012/2015/2018/2021 | unitary equipment that incorporates energy recovery not required by the IECC 2012/2015/2018/2021 | unitary equipment that incorporates energy recovery not required by the IECC 2012/2015/2018/2021 | 0.6145 | 0.6145 | 0.6145 | 0.6145 | 0.6145 | 0.6145 | 0.6145 | 0.6145 | 0.6145 | 0.6145 | 0.6145 | 0.6145 | 0.6145 | 0.6145 | 0.6145 | 0.6145 | 0.6145 | 0.6145 | 0.6145 | 0.6145 | 0.6145 | 0.6145 | 0.6145 | 0.6145 | 0.6145 | 0.6145 | 0.6145 | 0.6145 | 0 | 0 | 0 | 0 | 0 | 0 | 0 | 0 | 0 | 0 | 0 | 0 | 0 | 0 | 0 | 0 | 0 | 0 | 0 | 0 | 0 | 0 | 0 | 0 | 0 | 0 | 0 | 0 | 0 | 0 | 0 | 0 | 0 | 0 | 0 | 0 | 0 | 0 | 0 | 0 | 0 | 0 | 0 | 0 | 0 | 0 | 0 | 0 | 0 | 0 | 0 | 0 | 0 | 0 | 0 | 0 | 0 | 0 | 0 | 0 | 0 | 0 | 0 | 0 | 0 | 0 | 0 | 0 | 0 | 0 | 0 | 0 | 0 | 0 | 0 | 0 | 0 | 0 | 0 | 0 | 0 | 0 | 0 | 0 | 0 | 0 | 0 | 0 | 0 | 0 | 0 | 0 | 0 | 0 | 0 | 0 | 0 | 0 | 0 | 0 | 0 | 0 | 0 | 0 | 0 | 0 | 0 | 0 | 0 | 0 | 0 | 0 | 0 | 0 | 0 | 0 | 0 | 0 | 0 | 0 | 0 | 0 | 0 | 0 | 0 | 0 | 0 | 0 | 0 | 0 | 0 | 0 | 0 | 0 | 0 | 0 | 0 | 0 | 0 | 0 | unitary equipment that incorporates energy recovery not required by the IECC 2012/2015/2018/2021 | unitary equipment that incorporates energy recovery not required by the IECC 2012/2015/2018/2021 | unitary equipment that incorporates energy recovery not required by the IECC 2012/2015/2018/2021 | unitary equipment that incorporates energy recovery not required by the IECC 2012/2015/2018/2021 | unitary equipment that incorporates energy recovery not required by the IECC 2012/2015/2018/2021 | unitary equipment that incorporates energy recovery not required by the IECC 2012/2015/2018/2021 | unitary equipment that incorporates energy recovery not required by the IECC 2012/2015/2018/2021 | unitary equipment that incorporates energy recovery not required by the IECC 2012/2015/2018/2021 | unitary equipment that incorporates energy recovery not required by the IECC 2012/2015/2018/2021 | unitary equipment that incorporates energy recovery not required by the IECC 2012/2015/2018/2021 | unitary equipment that incorporates energy recovery not required by the IECC 2012/2015/2018/2021 | unitary equipment that incorporates energy recovery not required by the IECC 2012/2015/2018/2021 | unitary equipment that incorporates energy recovery not required by the IECC 2012/2015/2018/2021 | unitary equipment that incorporates energy recovery not required by the IECC 2012/2015/2018/2021 | unitary equipment that incorporates energy recovery not required by the IECC 2012/2015/2018/2021 | unitary equipment that incorporates energy recovery not required by the IECC 2012/2015/2018/2021 | unitary equipment that incorporates energy recovery not required by the IECC 2012/2015/2018/2021 | unitary equipment that incorporates energy recovery not required by the IECC 2012/2015/2018/2021 | unitary equipment that incorporates energy recovery not required by the IECC 2012/2015/2018/2021 | unitary equipment that incorporates energy recovery not required by the IECC 2012/2015/2018/2021 | unitary equipment that incorporates energy recovery not required by the IECC 2012/2015/2018/2021 | unitary equipment that incorporates energy recovery not required by the IECC 2012/2015/2018/2021 | unitary equipment that incorporates energy recovery not required by the IECC 2012/2015/2018/2021 | unitary equipment that incorporates energy recovery not required by the IECC 2012/2015/2018/2021 | unitary equipment that incorporates energy recovery not required by the IECC 2012/2015/2018/2021 | unitary equipment that incorporates energy recovery not required by the IECC 2012/2015/2018/2021 | unitary equipment that incorporates energy recovery not required by the IECC 2012/2015/2018/2021 | unitary equipment that incorporates energy recovery not required by the IECC 2012/2015/2018/2021 | 0.6145 | 0.6145 | 0.6145 | 0.6145 | 0.6145 | 0.6145 | 0.6145 | 0.6145 | 0.6145 | 0.6145 | 0.6145 | 0.6145 | 0.6145 | 0.6145 | 0.6145 | 0.6145 | 0.6145 | 0.6145 | 0.6145 | 0.6145 | 0.6145 | 0.6145 | 0.6145 | 0.6145 | 0.6145 | 0.6145 | 0.6145 | 0.6145 | 0 | 0 | 0 | 0 | 0 | 0 | 0 | 0 | 0 | 0 | 0 | 0 | 0 | 0 | 0 | 0 | 0 | 0 | 0 | 0 | 0 | 0 | 0 | 0 | 0 | 0 | 0 | 0 | 0 | 0 | 0 | 0 | 0 | 0 | 0 | 0 | 0 | 0 | 0 | 0 | 0 | 0 | 0 | 0 | 0 | 0 | 0 | 0 | 0 | 0 | 0 | 0 | 0 | 0 | 0 | 0 | 0 | 0 | 0 | 0 | 0 | 0 | 0 | 0 | 0 | 0 | 0 | 0 | 0 | 0 | 0 | 0 | 0 | 0 | 0 | 0 | 0 | 0 | 0 | 0 | 0 | 0 | 0 | 0 | 0 | 0 | 0 | 0 | 0 | 0 | 0 | 0 | 0 | 0 | 0 | 0 | 0 | 0 | 0 | 0 | 0 | 0 | 0 | 0 | 0 | 0 | 0 | 0 | 0 | 0 | 0 | 0 | 0 | 0
Infiltration Control - Loading Dock Sealing_Healthcare_New_Dock doors with compression seals or shelters to form tight seal | Infiltration Control - Loading Dock Sealing_Healthcare_New | Infiltration Control - Loading Dock Sealing_Commercial_New_Dock doors with no seals or shelters installed_Dock doors with compression seals or shelters to form tight seal | Commercial | Healthcare | New | Space Heating | Natural Gas | Infiltration Control - Loading Dock Sealing | NEQ | Dock doors with no seals or shelters installed | 15 | 15 | 15 | 0 | 0 | 0 | 0.05 | 0.15 | RetroEven20 | 0.03333333333333333 | TBD | A | WCM560 | 0.7 | 0.42 | perbldg | 0.0321 | 0 | 0 | 0 | 0 | IL TRM v13 - 4.8.6 - Dock Door Seals and Shelter - CI-MSC-DDSS-V01-230101 | IL TRM v13 - 4.8.6 - Dock Door Seals and Shelter - CI-MSC-DDSS-V01-230101 | IL TRM v13 - 4.8.6 - Dock Door Seals and Shelter - CI-MSC-DDSS-V01-230101 | 0 | 0 | 4809.9603 | Dock doors with no seals or shelters installed | Dock doors with no seals or shelters installed | Dock doors with no seals or shelters installed | Dock doors with no seals or shelters installed | Dock doors with no seals or shelters installed | Dock doors with no seals or shelters installed | Dock doors with no seals or shelters installed | Dock doors with no seals or shelters installed | Dock doors with no seals or shelters installed | Dock doors with no seals or shelters installed | Dock doors with no seals or shelters installed | Dock doors with no seals or shelters installed | Dock doors with no seals or shelters installed | Dock doors with no seals or shelters installed | Dock doors with no seals or shelters installed | Dock doors with no seals or shelters installed | Dock doors with no seals or shelters installed | Dock doors with no seals or shelters installed | Dock doors with no seals or shelters installed | Dock doors with no seals or shelters installed | Dock doors with no seals or shelters installed | Dock doors with no seals or shelters installed | Dock doors with no seals or shelters installed | Dock doors with no seals or shelters installed | Dock doors with no seals or shelters installed | Dock doors with no seals or shelters installed | Dock doors with no seals or shelters installed | Dock doors with no seals or shelters installed | 0 | 0 | 0 | 0 | 0 | 0 | 0 | 0 | 0 | 0 | 0 | 0 | 0 | 0 | 0 | 0 | 0 | 0 | 0 | 0 | 0 | 0 | 0 | 0 | 0 | 0 | 0 | 0 | 0 | 0 | 0 | 0 | 0 | 0 | 0 | 0 | 0 | 0 | 0 | 0 | 0 | 0 | 0 | 0 | 0 | 0 | 0 | 0 | 0 | 0 | 0 | 0 | 0 | 0 | 0 | 0 | 0 | 0 | 0 | 0 | 0 | 0 | 0 | 0 | 0 | 0 | 0 | 0 | 0 | 0 | 0 | 0 | 0 | 0 | 0 | 0 | 0 | 0 | 0 | 0 | 0 | 0 | 0 | 0 | 0 | 0 | 0 | 0 | 0 | 0 | 0 | 0 | 0 | 0 | 0 | 0 | 0 | 0 | 0 | 0 | 0 | 0 | 0 | 0 | 0 | 0 | 0 | 0 | 0 | 0 | 0 | 0 | Dock doors with compression seals or shelters to form tight seal | Dock doors with compression seals or shelters to form tight seal | Dock doors with compression seals or shelters to form tight seal | Dock doors with compression seals or shelters to form tight seal | Dock doors with compression seals or shelters to form tight seal | Dock doors with compression seals or shelters to form tight seal | Dock doors with compression seals or shelters to form tight seal | Dock doors with compression seals or shelters to form tight seal | Dock doors with compression seals or shelters to form tight seal | Dock doors with compression seals or shelters to form tight seal | Dock doors with compression seals or shelters to form tight seal | Dock doors with compression seals or shelters to form tight seal | Dock doors with compression seals or shelters to form tight seal | Dock doors with compression seals or shelters to form tight seal | Dock doors with compression seals or shelters to form tight seal | Dock doors with compression seals or shelters to form tight seal | Dock doors with compression seals or shelters to form tight seal | Dock doors with compression seals or shelters to form tight seal | Dock doors with compression seals or shelters to form tight seal | Dock doors with compression seals or shelters to form tight seal | Dock doors with compression seals or shelters to form tight seal | Dock doors with compression seals or shelters to form tight seal | Dock doors with compression seals or shelters to form tight seal | Dock doors with compression seals or shelters to form tight seal | Dock doors with compression seals or shelters to form tight seal | Dock doors with compression seals or shelters to form tight seal | Dock doors with compression seals or shelters to form tight seal | Dock doors with compression seals or shelters to form tight seal | 4809.9603 | 4809.9603 | 4809.9603 | 4809.9603 | 4809.9603 | 4809.9603 | 4809.9603 | 4809.9603 | 4809.9603 | 4809.9603 | 4809.9603 | 4809.9603 | 4809.9603 | 4809.9603 | 4809.9603 | 4809.9603 | 4809.9603 | 4809.9603 | 4809.9603 | 4809.9603 | 4809.9603 | 4809.9603 | 4809.9603 | 4809.9603 | 4809.9603 | 4809.9603 | 4809.9603 | 4809.9603 | 0 | 0 | 0 | 0 | 0 | 0 | 0 | 0 | 0 | 0 | 0 | 0 | 0 | 0 | 0 | 0 | 0 | 0 | 0 | 0 | 0 | 0 | 0 | 0 | 0 | 0 | 0 | 0 | 0 | 0 | 0 | 0 | 0 | 0 | 0 | 0 | 0 | 0 | 0 | 0 | 0 | 0 | 0 | 0 | 0 | 0 | 0 | 0 | 0 | 0 | 0 | 0 | 0 | 0 | 0 | 0 | 0 | 0 | 0 | 0 | 0 | 0 | 0 | 0 | 0 | 0 | 0 | 0 | 0 | 0 | 0 | 0 | 0 | 0 | 0 | 0 | 0 | 0 | 0 | 0 | 0 | 0 | 0 | 0 | 0 | 0 | 0 | 0 | 0 | 0 | 0 | 0 | 0 | 0 | 0 | 0 | 0 | 0 | 0 | 0 | 0 | 0 | 0 | 0 | 0 | 0 | 0 | 0 | 0 | 0 | 0 | 0 | 0 | 0 | 0 | 0 | 0 | 0 | 0 | 0 | 0 | 0 | 0 | 0 | 0 | 0 | 0 | 0 | 0 | 0 | 0 | 0 | 0 | 0 | 0 | 0 | 0 | 0 | 0 | 0 | Dock doors with compression seals or shelters to form tight seal | Dock doors with compression seals or shelters to form tight seal | Dock doors with compression seals or shelters to form tight seal | Dock doors with compression seals or shelters to form tight seal | Dock doors with compression seals or shelters to form tight seal | Dock doors with compression seals or shelters to form tight seal | Dock doors with compression seals or shelters to form tight seal | Dock doors with compression seals or shelters to form tight seal | Dock doors with compression seals or shelters to form tight seal | Dock doors with compression seals or shelters to form tight seal | Dock doors with compression seals or shelters to form tight seal | Dock doors with compression seals or shelters to form tight seal | Dock doors with compression seals or shelters to form tight seal | Dock doors with compression seals or shelters to form tight seal | Dock doors with compression seals or shelters to form tight seal | Dock doors with compression seals or shelters to form tight seal | Dock doors with compression seals or shelters to form tight seal | Dock doors with compression seals or shelters to form tight seal | Dock doors with compression seals or shelters to form tight seal | Dock doors with compression seals or shelters to form tight seal | Dock doors with compression seals or shelters to form tight seal | Dock doors with compression seals or shelters to form tight seal | Dock doors with compression seals or shelters to form tight seal | Dock doors with compression seals or shelters to form tight seal | Dock doors with compression seals or shelters to form tight seal | Dock doors with compression seals or shelters to form tight seal | Dock doors with compression seals or shelters to form tight seal | Dock doors with compression seals or shelters to form tight seal | 4809.9603 | 4809.9603 | 4809.9603 | 4809.9603 | 4809.9603 | 4809.9603 | 4809.9603 | 4809.9603 | 4809.9603 | 4809.9603 | 4809.9603 | 4809.9603 | 4809.9603 | 4809.9603 | 4809.9603 | 4809.9603 | 4809.9603 | 4809.9603 | 4809.9603 | 4809.9603 | 4809.9603 | 4809.9603 | 4809.9603 | 4809.9603 | 4809.9603 | 4809.9603 | 4809.9603 | 4809.9603 | 0 | 0 | 0 | 0 | 0 | 0 | 0 | 0 | 0 | 0 | 0 | 0 | 0 | 0 | 0 | 0 | 0 | 0 | 0 | 0 | 0 | 0 | 0 | 0 | 0 | 0 | 0 | 0 | 0 | 0 | 0 | 0 | 0 | 0 | 0 | 0 | 0 | 0 | 0 | 0 | 0 | 0 | 0 | 0 | 0 | 0 | 0 | 0 | 0 | 0 | 0 | 0 | 0 | 0 | 0 | 0 | 0 | 0 | 0 | 0 | 0 | 0 | 0 | 0 | 0 | 0 | 0 | 0 | 0 | 0 | 0 | 0 | 0 | 0 | 0 | 0 | 0 | 0 | 0 | 0 | 0 | 0 | 0 | 0 | 0 | 0 | 0 | 0 | 0 | 0 | 0 | 0 | 0 | 0 | 0 | 0 | 0 | 0 | 0 | 0 | 0 | 0 | 0 | 0 | 0 | 0 | 0 | 0 | 0 | 0 | 0 | 0 | 0 | 0
Kitchen Ventilation - Advanced Controls_Healthcare_New_Kitchen equipment that uses a control system that varies the exhaust rate of kitchen ventilation | Kitchen Ventilation - Advanced Controls_Healthcare_New | Kitchen Ventilation - Advanced Controls_Commercial_New_kitchen ventilation equipment that has constant speed ventilation motor._Kitchen equipment that uses a control system that varies the exhaust rate of kitchen ventilation | Commercial | Healthcare | New | Space Heating | Natural Gas | Kitchen Ventilation - Advanced Controls | NEQ | kitchen ventilation equipment that has constant speed ventilation motor. | 20 | 20 | 20 | 0 | 0 | 0 | 0.05 | 0.2 | Retro3Slow | 0.004128203794943829 | TBD | A | WCM592 | 0.7 | 0.42 | Kitch Hood | 0.0321 | 0 | 0 | 0 | 0 | IL TRM v13 - 4.2.16 - Kitchen Demand Ventilation Controls - CI-FSE-VENT-V07-250101 | IL TRM v13 - 4.2.16 - Kitchen Demand Ventilation Controls - CI-FSE-VENT-V07-250101 | IL TRM v13 - 4.2.16 - Kitchen Demand Ventilation Controls - CI-FSE-VENT-V07-250101 | 0 | 0 | 3074.6225 | kitchen ventilation equipment that has constant speed ventilation motor. | kitchen ventilation equipment that has constant speed ventilation motor. | kitchen ventilation equipment that has constant speed ventilation motor. | kitchen ventilation equipment that has constant speed ventilation motor. | kitchen ventilation equipment that has constant speed ventilation motor. | kitchen ventilation equipment that has constant speed ventilation motor. | kitchen ventilation equipment that has constant speed ventilation motor. | kitchen ventilation equipment that has constant speed ventilation motor. | kitchen ventilation equipment that has constant speed ventilation motor. | kitchen ventilation equipment that has constant speed ventilation motor. | kitchen ventilation equipment that has constant speed ventilation motor. | kitchen ventilation equipment that has constant speed ventilation motor. | kitchen ventilation equipment that has constant speed ventilation motor. | kitchen ventilation equipment that has constant speed ventilation motor. | kitchen ventilation equipment that has constant speed ventilation motor. | kitchen ventilation equipment that has constant speed ventilation motor. | kitchen ventilation equipment that has constant speed ventilation motor. | kitchen ventilation equipment that has constant speed ventilation motor. | kitchen ventilation equipment that has constant speed ventilation motor. | kitchen ventilation equipment that has constant speed ventilation motor. | kitchen ventilation equipment that has constant speed ventilation motor. | kitchen ventilation equipment that has constant speed ventilation motor. | kitchen ventilation equipment that has constant speed ventilation motor. | kitchen ventilation equipment that has constant speed ventilation motor. | kitchen ventilation equipment that has constant speed ventilation motor. | kitchen ventilation equipment that has constant speed ventilation motor. | kitchen ventilation equipment that has constant speed ventilation motor. | kitchen ventilation equipment that has constant speed ventilation motor. | 0 | 0 | 0 | 0 | 0 | 0 | 0 | 0 | 0 | 0 | 0 | 0 | 0 | 0 | 0 | 0 | 0 | 0 | 0 | 0 | 0 | 0 | 0 | 0 | 0 | 0 | 0 | 0 | 0 | 0 | 0 | 0 | 0 | 0 | 0 | 0 | 0 | 0 | 0 | 0 | 0 | 0 | 0 | 0 | 0 | 0 | 0 | 0 | 0 | 0 | 0 | 0 | 0 | 0 | 0 | 0 | 0 | 0 | 0 | 0 | 0 | 0 | 0 | 0 | 0 | 0 | 0 | 0 | 0 | 0 | 0 | 0 | 0 | 0 | 0 | 0 | 0 | 0 | 0 | 0 | 0 | 0 | 0 | 0 | 0 | 0 | 0 | 0 | 0 | 0 | 0 | 0 | 0 | 0 | 0 | 0 | 0 | 0 | 0 | 0 | 0 | 0 | 0 | 0 | 0 | 0 | 0 | 0 | 0 | 0 | 0 | 0 | Kitchen equipment that uses a control system that varies the exhaust rate of kitchen ventilation | Kitchen equipment that uses a control system that varies the exhaust rate of kitchen ventilation | Kitchen equipment that uses a control system that varies the exhaust rate of kitchen ventilation | Kitchen equipment that uses a control system that varies the exhaust rate of kitchen ventilation | Kitchen equipment that uses a control system that varies the exhaust rate of kitchen ventilation | Kitchen equipment that uses a control system that varies the exhaust rate of kitchen ventilation | Kitchen equipment that uses a control system that varies the exhaust rate of kitchen ventilation | Kitchen equipment that uses a control system that varies the exhaust rate of kitchen ventilation | Kitchen equipment that uses a control system that varies the exhaust rate of kitchen ventilation | Kitchen equipment that uses a control system that varies the exhaust rate of kitchen ventilation | Kitchen equipment that uses a control system that varies the exhaust rate of kitchen ventilation | Kitchen equipment that uses a control system that varies the exhaust rate of kitchen ventilation | Kitchen equipment that uses a control system that varies the exhaust rate of kitchen ventilation | Kitchen equipment that uses a control system that varies the exhaust rate of kitchen ventilation | Kitchen equipment that uses a control system that varies the exhaust rate of kitchen ventilation | Kitchen equipment that uses a control system that varies the exhaust rate of kitchen ventilation | Kitchen equipment that uses a control system that varies the exhaust rate of kitchen ventilation | Kitchen equipment that uses a control system that varies the exhaust rate of kitchen ventilation | Kitchen equipment that uses a control system that varies the exhaust rate of kitchen ventilation | Kitchen equipment that uses a control system that varies the exhaust rate of kitchen ventilation | Kitchen equipment that uses a control system that varies the exhaust rate of kitchen ventilation | Kitchen equipment that uses a control system that varies the exhaust rate of kitchen ventilation | Kitchen equipment that uses a control system that varies the exhaust rate of kitchen ventilation | Kitchen equipment that uses a control system that varies the exhaust rate of kitchen ventilation | Kitchen equipment that uses a control system that varies the exhaust rate of kitchen ventilation | Kitchen equipment that uses a control system that varies the exhaust rate of kitchen ventilation | Kitchen equipment that uses a control system that varies the exhaust rate of kitchen ventilation | Kitchen equipment that uses a control system that varies the exhaust rate of kitchen ventilation | 3074.6225 | 3074.6225 | 3074.6225 | 3074.6225 | 3074.6225 | 3074.6225 | 3074.6225 | 3074.6225 | 3074.6225 | 3074.6225 | 3074.6225 | 3074.6225 | 3074.6225 | 3074.6225 | 3074.6225 | 3074.6225 | 3074.6225 | 3074.6225 | 3074.6225 | 3074.6225 | 3074.6225 | 3074.6225 | 3074.6225 | 3074.6225 | 3074.6225 | 3074.6225 | 3074.6225 | 3074.6225 | 0 | 0 | 0 | 0 | 0 | 0 | 0 | 0 | 0 | 0 | 0 | 0 | 0 | 0 | 0 | 0 | 0 | 0 | 0 | 0 | 0 | 0 | 0 | 0 | 0 | 0 | 0 | 0 | 0 | 0 | 0 | 0 | 0 | 0 | 0 | 0 | 0 | 0 | 0 | 0 | 0 | 0 | 0 | 0 | 0 | 0 | 0 | 0 | 0 | 0 | 0 | 0 | 0 | 0 | 0 | 0 | 0 | 0 | 0 | 0 | 0 | 0 | 0 | 0 | 0 | 0 | 0 | 0 | 0 | 0 | 0 | 0 | 0 | 0 | 0 | 0 | 0 | 0 | 0 | 0 | 0 | 0 | 0 | 0 | 0 | 0 | 0 | 0 | 0 | 0 | 0 | 0 | 0 | 0 | 0 | 0 | 0 | 0 | 0 | 0 | 0 | 0 | 0 | 0 | 0 | 0 | 0 | 0 | 0 | 0 | 0 | 0 | 0 | 0 | 0 | 0 | 0 | 0 | 0 | 0 | 0 | 0 | 0 | 0 | 0 | 0 | 0 | 0 | 0 | 0 | 0 | 0 | 0 | 0 | 0 | 0 | 0 | 0 | 0 | 0 | Kitchen equipment that uses a control system that varies the exhaust rate of kitchen ventilation | Kitchen equipment that uses a control system that varies the exhaust rate of kitchen ventilation | Kitchen equipment that uses a control system that varies the exhaust rate of kitchen ventilation | Kitchen equipment that uses a control system that varies the exhaust rate of kitchen ventilation | Kitchen equipment that uses a control system that varies the exhaust rate of kitchen ventilation | Kitchen equipment that uses a control system that varies the exhaust rate of kitchen ventilation | Kitchen equipment that uses a control system that varies the exhaust rate of kitchen ventilation | Kitchen equipment that uses a control system that varies the exhaust rate of kitchen ventilation | Kitchen equipment that uses a control system that varies the exhaust rate of kitchen ventilation | Kitchen equipment that uses a control system that varies the exhaust rate of kitchen ventilation | Kitchen equipment that uses a control system that varies the exhaust rate of kitchen ventilation | Kitchen equipment that uses a control system that varies the exhaust rate of kitchen ventilation | Kitchen equipment that uses a control system that varies the exhaust rate of kitchen ventilation | Kitchen equipment that uses a control system that varies the exhaust rate of kitchen ventilation | Kitchen equipment that uses a control system that varies the exhaust rate of kitchen ventilation | Kitchen equipment that uses a control system that varies the exhaust rate of kitchen ventilation | Kitchen equipment that uses a control system that varies the exhaust rate of kitchen ventilation | Kitchen equipment that uses a control system that varies the exhaust rate of kitchen ventilation | Kitchen equipment that uses a control system that varies the exhaust rate of kitchen ventilation | Kitchen equipment that uses a control system that varies the exhaust rate of kitchen ventilation | Kitchen equipment that uses a control system that varies the exhaust rate of kitchen ventilation | Kitchen equipment that uses a control system that varies the exhaust rate of kitchen ventilation | Kitchen equipment that uses a control system that varies the exhaust rate of kitchen ventilation | Kitchen equipment that uses a control system that varies the exhaust rate of kitchen ventilation | Kitchen equipment that uses a control system that varies the exhaust rate of kitchen ventilation | Kitchen equipment that uses a control system that varies the exhaust rate of kitchen ventilation | Kitchen equipment that uses a control system that varies the exhaust rate of kitchen ventilation | Kitchen equipment that uses a control system that varies the exhaust rate of kitchen ventilation | 3074.6225 | 3074.6225 | 3074.6225 | 3074.6225 | 3074.6225 | 3074.6225 | 3074.6225 | 3074.6225 | 3074.6225 | 3074.6225 | 3074.6225 | 3074.6225 | 3074.6225 | 3074.6225 | 3074.6225 | 3074.6225 | 3074.6225 | 3074.6225 | 3074.6225 | 3074.6225 | 3074.6225 | 3074.6225 | 3074.6225 | 3074.6225 | 3074.6225 | 3074.6225 | 3074.6225 | 3074.6225 | 0 | 0 | 0 | 0 | 0 | 0 | 0 | 0 | 0 | 0 | 0 | 0 | 0 | 0 | 0 | 0 | 0 | 0 | 0 | 0 | 0 | 0 | 0 | 0 | 0 | 0 | 0 | 0 | 0 | 0 | 0 | 0 | 0 | 0 | 0 | 0 | 0 | 0 | 0 | 0 | 0 | 0 | 0 | 0 | 0 | 0 | 0 | 0 | 0 | 0 | 0 | 0 | 0 | 0 | 0 | 0 | 0 | 0 | 0 | 0 | 0 | 0 | 0 | 0 | 0 | 0 | 0 | 0 | 0 | 0 | 0 | 0 | 0 | 0 | 0 | 0 | 0 | 0 | 0 | 0 | 0 | 0 | 0 | 0 | 0 | 0 | 0 | 0 | 0 | 0 | 0 | 0 | 0 | 0 | 0 | 0 | 0 | 0 | 0 | 0 | 0 | 0 | 0 | 0 | 0 | 0 | 0 | 0 | 0 | 0 | 0 | 0 | 0 | 0
Gas Boiler - High Turndown Burner_Healthcare_New_Not Applicable Segment or Vintage | Gas Boiler - High Turndown Burner_Healthcare_New | Gas Boiler - High Turndown Burner_Commercial_New_Not Applicable Segment or Vintage_Not Applicable Segment or Vintage | Commercial | Healthcare | New | Space Heating | Natural Gas | Gas Boiler - High Turndown Burner | NEQ | Not Applicable Segment or Vintage | 15 | 15 | 15 | 0 | 0 | 0 | 0 | 0 | Retro5Med | 8.35569166605469E-06 | TBD | A | WCM570 | 0.7 | 0.42 | sqft | 0.0321 | 0 | 0 | 0 | 0 | Not Applicable Segment or Vintage | Not Applicable Segment or Vintage | Not Applicable Segment or Vintage | 0 | 0 | 0 | Not Applicable Segment or Vintage | Not Applicable Segment or Vintage | Not Applicable Segment or Vintage | Not Applicable Segment or Vintage | Not Applicable Segment or Vintage | Not Applicable Segment or Vintage | Not Applicable Segment or Vintage | Not Applicable Segment or Vintage | Not Applicable Segment or Vintage | Not Applicable Segment or Vintage | Not Applicable Segment or Vintage | Not Applicable Segment or Vintage | Not Applicable Segment or Vintage | Not Applicable Segment or Vintage | Not Applicable Segment or Vintage | Not Applicable Segment or Vintage | Not Applicable Segment or Vintage | Not Applicable Segment or Vintage | Not Applicable Segment or Vintage | Not Applicable Segment or Vintage | Not Applicable Segment or Vintage | Not Applicable Segment or Vintage | Not Applicable Segment or Vintage | Not Applicable Segment or Vintage | Not Applicable Segment or Vintage | Not Applicable Segment or Vintage | Not Applicable Segment or Vintage | Not Applicable Segment or Vintage | 0 | 0 | 0 | 0 | 0 | 0 | 0 | 0 | 0 | 0 | 0 | 0 | 0 | 0 | 0 | 0 | 0 | 0 | 0 | 0 | 0 | 0 | 0 | 0 | 0 | 0 | 0 | 0 | 0 | 0 | 0 | 0 | 0 | 0 | 0 | 0 | 0 | 0 | 0 | 0 | 0 | 0 | 0 | 0 | 0 | 0 | 0 | 0 | 0 | 0 | 0 | 0 | 0 | 0 | 0 | 0 | 0 | 0 | 0 | 0 | 0 | 0 | 0 | 0 | 0 | 0 | 0 | 0 | 0 | 0 | 0 | 0 | 0 | 0 | 0 | 0 | 0 | 0 | 0 | 0 | 0 | 0 | 0 | 0 | 0 | 0 | 0 | 0 | 0 | 0 | 0 | 0 | 0 | 0 | 0 | 0 | 0 | 0 | 0 | 0 | 0 | 0 | 0 | 0 | 0 | 0 | 0 | 0 | 0 | 0 | 0 | 0 | Not Applicable Segment or Vintage | Not Applicable Segment or Vintage | Not Applicable Segment or Vintage | Not Applicable Segment or Vintage | Not Applicable Segment or Vintage | Not Applicable Segment or Vintage | Not Applicable Segment or Vintage | Not Applicable Segment or Vintage | Not Applicable Segment or Vintage | Not Applicable Segment or Vintage | Not Applicable Segment or Vintage | Not Applicable Segment or Vintage | Not Applicable Segment or Vintage | Not Applicable Segment or Vintage | Not Applicable Segment or Vintage | Not Applicable Segment or Vintage | Not Applicable Segment or Vintage | Not Applicable Segment or Vintage | Not Applicable Segment or Vintage | Not Applicable Segment or Vintage | Not Applicable Segment or Vintage | Not Applicable Segment or Vintage | Not Applicable Segment or Vintage | Not Applicable Segment or Vintage | Not Applicable Segment or Vintage | Not Applicable Segment or Vintage | Not Applicable Segment or Vintage | Not Applicable Segment or Vintage | 0 | 0 | 0 | 0 | 0 | 0 | 0 | 0 | 0 | 0 | 0 | 0 | 0 | 0 | 0 | 0 | 0 | 0 | 0 | 0 | 0 | 0 | 0 | 0 | 0 | 0 | 0 | 0 | 0 | 0 | 0 | 0 | 0 | 0 | 0 | 0 | 0 | 0 | 0 | 0 | 0 | 0 | 0 | 0 | 0 | 0 | 0 | 0 | 0 | 0 | 0 | 0 | 0 | 0 | 0 | 0 | 0 | 0 | 0 | 0 | 0 | 0 | 0 | 0 | 0 | 0 | 0 | 0 | 0 | 0 | 0 | 0 | 0 | 0 | 0 | 0 | 0 | 0 | 0 | 0 | 0 | 0 | 0 | 0 | 0 | 0 | 0 | 0 | 0 | 0 | 0 | 0 | 0 | 0 | 0 | 0 | 0 | 0 | 0 | 0 | 0 | 0 | 0 | 0 | 0 | 0 | 0 | 0 | 0 | 0 | 0 | 0 | 0 | 0 | 0 | 0 | 0 | 0 | 0 | 0 | 0 | 0 | 0 | 0 | 0 | 0 | 0 | 0 | 0 | 0 | 0 | 0 | 0 | 0 | 0 | 0 | 0 | 0 | 0 | 0 | 0 | 0 | 0 | 0 | 0 | 0 | 0 | 0 | 0 | 0 | 0 | 0 | 0 | 0 | 0 | 0 | 0 | 0 | 0 | 0 | 0 | 0 | 0 | 0 | 0 | 0 | 0 | 0 | Not Applicable Segment or Vintage | Not Applicable Segment or Vintage | Not Applicable Segment or Vintage | Not Applicable Segment or Vintage | Not Applicable Segment or Vintage | Not Applicable Segment or Vintage | Not Applicable Segment or Vintage | Not Applicable Segment or Vintage | Not Applicable Segment or Vintage | Not Applicable Segment or Vintage | Not Applicable Segment or Vintage | Not Applicable Segment or Vintage | Not Applicable Segment or Vintage | Not Applicable Segment or Vintage | Not Applicable Segment or Vintage | Not Applicable Segment or Vintage | Not Applicable Segment or Vintage | Not Applicable Segment or Vintage | Not Applicable Segment or Vintage | Not Applicable Segment or Vintage | Not Applicable Segment or Vintage | Not Applicable Segment or Vintage | Not Applicable Segment or Vintage | Not Applicable Segment or Vintage | Not Applicable Segment or Vintage | Not Applicable Segment or Vintage | Not Applicable Segment or Vintage | Not Applicable Segment or Vintage | 0 | 0 | 0 | 0 | 0 | 0 | 0 | 0 | 0 | 0 | 0 | 0 | 0 | 0 | 0 | 0 | 0 | 0 | 0 | 0 | 0 | 0 | 0 | 0 | 0 | 0 | 0 | 0 | 0 | 0 | 0 | 0 | 0 | 0 | 0 | 0 | 0 | 0 | 0 | 0 | 0 | 0 | 0 | 0 | 0 | 0 | 0 | 0 | 0 | 0 | 0 | 0 | 0 | 0 | 0 | 0 | 0 | 0 | 0 | 0 | 0 | 0 | 0 | 0 | 0 | 0 | 0 | 0 | 0 | 0 | 0 | 0 | 0 | 0 | 0 | 0 | 0 | 0 | 0 | 0 | 0 | 0 | 0 | 0 | 0 | 0 | 0 | 0 | 0 | 0 | 0 | 0 | 0 | 0 | 0 | 0 | 0 | 0 | 0 | 0 | 0 | 0 | 0 | 0 | 0 | 0 | 0 | 0 | 0 | 0 | 0 | 0 | 0 | 0 | 0 | 0 | 0 | 0 | 0 | 0 | 0 | 0 | 0 | 0 | 0 | 0 | 0 | 0 | 0 | 0 | 0 | 0 | 0 | 0 | 0 | 0 | 0 | 0 | 0 | 0 | 0 | 0
Gas Boiler - Radiator Replacement_Healthcare_New_Not Applicable Segment or Vintage | Gas Boiler - Radiator Replacement_Healthcare_New | Gas Boiler - Radiator Replacement_Commercial_New_Not Applicable Segment or Vintage_Not Applicable Segment or Vintage | Commercial | Healthcare | New | Space Heating | Natural Gas | Gas Boiler - Radiator Replacement | NEQ | Not Applicable Segment or Vintage | 25 | 25 | 25 | 0 | 0 | 0 | 0 | 0 | Retro1Slow | 0.012666666666666666 | TBD | A | WCM576 | 0.7 | 0.42 | sqft | 0.0321 | 0 | 0 | 0 | 0 | Not Applicable Segment or Vintage | Not Applicable Segment or Vintage | Not Applicable Segment or Vintage | 0 | 0 | 0 | Not Applicable Segment or Vintage | Not Applicable Segment or Vintage | Not Applicable Segment or Vintage | Not Applicable Segment or Vintage | Not Applicable Segment or Vintage | Not Applicable Segment or Vintage | Not Applicable Segment or Vintage | Not Applicable Segment or Vintage | Not Applicable Segment or Vintage | Not Applicable Segment or Vintage | Not Applicable Segment or Vintage | Not Applicable Segment or Vintage | Not Applicable Segment or Vintage | Not Applicable Segment or Vintage | Not Applicable Segment or Vintage | Not Applicable Segment or Vintage | Not Applicable Segment or Vintage | Not Applicable Segment or Vintage | Not Applicable Segment or Vintage | Not Applicable Segment or Vintage | Not Applicable Segment or Vintage | Not Applicable Segment or Vintage | Not Applicable Segment or Vintage | Not Applicable Segment or Vintage | Not Applicable Segment or Vintage | Not Applicable Segment or Vintage | Not Applicable Segment or Vintage | Not Applicable Segment or Vintage | 0 | 0 | 0 | 0 | 0 | 0 | 0 | 0 | 0 | 0 | 0 | 0 | 0 | 0 | 0 | 0 | 0 | 0 | 0 | 0 | 0 | 0 | 0 | 0 | 0 | 0 | 0 | 0 | 0 | 0 | 0 | 0 | 0 | 0 | 0 | 0 | 0 | 0 | 0 | 0 | 0 | 0 | 0 | 0 | 0 | 0 | 0 | 0 | 0 | 0 | 0 | 0 | 0 | 0 | 0 | 0 | 0 | 0 | 0 | 0 | 0 | 0 | 0 | 0 | 0 | 0 | 0 | 0 | 0 | 0 | 0 | 0 | 0 | 0 | 0 | 0 | 0 | 0 | 0 | 0 | 0 | 0 | 0 | 0 | 0 | 0 | 0 | 0 | 0 | 0 | 0 | 0 | 0 | 0 | 0 | 0 | 0 | 0 | 0 | 0 | 0 | 0 | 0 | 0 | 0 | 0 | 0 | 0 | 0 | 0 | 0 | 0 | Not Applicable Segment or Vintage | Not Applicable Segment or Vintage | Not Applicable Segment or Vintage | Not Applicable Segment or Vintage | Not Applicable Segment or Vintage | Not Applicable Segment or Vintage | Not Applicable Segment or Vintage | Not Applicable Segment or Vintage | Not Applicable Segment or Vintage | Not Applicable Segment or Vintage | Not Applicable Segment or Vintage | Not Applicable Segment or Vintage | Not Applicable Segment or Vintage | Not Applicable Segment or Vintage | Not Applicable Segment or Vintage | Not Applicable Segment or Vintage | Not Applicable Segment or Vintage | Not Applicable Segment or Vintage | Not Applicable Segment or Vintage | Not Applicable Segment or Vintage | Not Applicable Segment or Vintage | Not Applicable Segment or Vintage | Not Applicable Segment or Vintage | Not Applicable Segment or Vintage | Not Applicable Segment or Vintage | Not Applicable Segment or Vintage | Not Applicable Segment or Vintage | Not Applicable Segment or Vintage | 0 | 0 | 0 | 0 | 0 | 0 | 0 | 0 | 0 | 0 | 0 | 0 | 0 | 0 | 0 | 0 | 0 | 0 | 0 | 0 | 0 | 0 | 0 | 0 | 0 | 0 | 0 | 0 | 0 | 0 | 0 | 0 | 0 | 0 | 0 | 0 | 0 | 0 | 0 | 0 | 0 | 0 | 0 | 0 | 0 | 0 | 0 | 0 | 0 | 0 | 0 | 0 | 0 | 0 | 0 | 0 | 0 | 0 | 0 | 0 | 0 | 0 | 0 | 0 | 0 | 0 | 0 | 0 | 0 | 0 | 0 | 0 | 0 | 0 | 0 | 0 | 0 | 0 | 0 | 0 | 0 | 0 | 0 | 0 | 0 | 0 | 0 | 0 | 0 | 0 | 0 | 0 | 0 | 0 | 0 | 0 | 0 | 0 | 0 | 0 | 0 | 0 | 0 | 0 | 0 | 0 | 0 | 0 | 0 | 0 | 0 | 0 | 0 | 0 | 0 | 0 | 0 | 0 | 0 | 0 | 0 | 0 | 0 | 0 | 0 | 0 | 0 | 0 | 0 | 0 | 0 | 0 | 0 | 0 | 0 | 0 | 0 | 0 | 0 | 0 | 0 | 0 | 0 | 0 | 0 | 0 | 0 | 0 | 0 | 0 | 0 | 0 | 0 | 0 | 0 | 0 | 0 | 0 | 0 | 0 | 0 | 0 | 0 | 0 | 0 | 0 | 0 | 0 | Not Applicable Segment or Vintage | Not Applicable Segment or Vintage | Not Applicable Segment or Vintage | Not Applicable Segment or Vintage | Not Applicable Segment or Vintage | Not Applicable Segment or Vintage | Not Applicable Segment or Vintage | Not Applicable Segment or Vintage | Not Applicable Segment or Vintage | Not Applicable Segment or Vintage | Not Applicable Segment or Vintage | Not Applicable Segment or Vintage | Not Applicable Segment or Vintage | Not Applicable Segment or Vintage | Not Applicable Segment or Vintage | Not Applicable Segment or Vintage | Not Applicable Segment or Vintage | Not Applicable Segment or Vintage | Not Applicable Segment or Vintage | Not Applicable Segment or Vintage | Not Applicable Segment or Vintage | Not Applicable Segment or Vintage | Not Applicable Segment or Vintage | Not Applicable Segment or Vintage | Not Applicable Segment or Vintage | Not Applicable Segment or Vintage | Not Applicable Segment or Vintage | Not Applicable Segment or Vintage | 0 | 0 | 0 | 0 | 0 | 0 | 0 | 0 | 0 | 0 | 0 | 0 | 0 | 0 | 0 | 0 | 0 | 0 | 0 | 0 | 0 | 0 | 0 | 0 | 0 | 0 | 0 | 0 | 0 | 0 | 0 | 0 | 0 | 0 | 0 | 0 | 0 | 0 | 0 | 0 | 0 | 0 | 0 | 0 | 0 | 0 | 0 | 0 | 0 | 0 | 0 | 0 | 0 | 0 | 0 | 0 | 0 | 0 | 0 | 0 | 0 | 0 | 0 | 0 | 0 | 0 | 0 | 0 | 0 | 0 | 0 | 0 | 0 | 0 | 0 | 0 | 0 | 0 | 0 | 0 | 0 | 0 | 0 | 0 | 0 | 0 | 0 | 0 | 0 | 0 | 0 | 0 | 0 | 0 | 0 | 0 | 0 | 0 | 0 | 0 | 0 | 0 | 0 | 0 | 0 | 0 | 0 | 0 | 0 | 0 | 0 | 0 | 0 | 0 | 0 | 0 | 0 | 0 | 0 | 0 | 0 | 0 | 0 | 0 | 0 | 0 | 0 | 0 | 0 | 0 | 0 | 0 | 0 | 0 | 0 | 0 | 0 | 0 | 0 | 0 | 0 | 0
Gas Boiler - Steam Trap Replacement_Healthcare_New_Not Applicable Segment or Vintage | Gas Boiler - Steam Trap Replacement_Healthcare_New | Gas Boiler - Steam Trap Replacement_Commercial_New_Not Applicable Segment or Vintage_Not Applicable Segment or Vintage | Commercial | Healthcare | New | Space Heating | Natural Gas | Gas Boiler - Steam Trap Replacement | NEQ | Not Applicable Segment or Vintage | 6 | 6 | 6 | 0 | 0 | 0 | 0 | 0 | Retro1Slow | 0.012666666666666666 | TBD | A | WCM569 | 0.7 | 0.42 | sqft | 0.0321 | 0 | 0 | 0 | 0 | Not Applicable Segment or Vintage | Not Applicable Segment or Vintage | Not Applicable Segment or Vintage | 0 | 0 | 0 | Not Applicable Segment or Vintage | Not Applicable Segment or Vintage | Not Applicable Segment or Vintage | Not Applicable Segment or Vintage | Not Applicable Segment or Vintage | Not Applicable Segment or Vintage | Not Applicable Segment or Vintage | Not Applicable Segment or Vintage | Not Applicable Segment or Vintage | Not Applicable Segment or Vintage | Not Applicable Segment or Vintage | Not Applicable Segment or Vintage | Not Applicable Segment or Vintage | Not Applicable Segment or Vintage | Not Applicable Segment or Vintage | Not Applicable Segment or Vintage | Not Applicable Segment or Vintage | Not Applicable Segment or Vintage | Not Applicable Segment or Vintage | Not Applicable Segment or Vintage | Not Applicable Segment or Vintage | Not Applicable Segment or Vintage | Not Applicable Segment or Vintage | Not Applicable Segment or Vintage | Not Applicable Segment or Vintage | Not Applicable Segment or Vintage | Not Applicable Segment or Vintage | Not Applicable Segment or Vintage | 0 | 0 | 0 | 0 | 0 | 0 | 0 | 0 | 0 | 0 | 0 | 0 | 0 | 0 | 0 | 0 | 0 | 0 | 0 | 0 | 0 | 0 | 0 | 0 | 0 | 0 | 0 | 0 | 0 | 0 | 0 | 0 | 0 | 0 | 0 | 0 | 0 | 0 | 0 | 0 | 0 | 0 | 0 | 0 | 0 | 0 | 0 | 0 | 0 | 0 | 0 | 0 | 0 | 0 | 0 | 0 | 0 | 0 | 0 | 0 | 0 | 0 | 0 | 0 | 0 | 0 | 0 | 0 | 0 | 0 | 0 | 0 | 0 | 0 | 0 | 0 | 0 | 0 | 0 | 0 | 0 | 0 | 0 | 0 | 0 | 0 | 0 | 0 | 0 | 0 | 0 | 0 | 0 | 0 | 0 | 0 | 0 | 0 | 0 | 0 | 0 | 0 | 0 | 0 | 0 | 0 | 0 | 0 | 0 | 0 | 0 | 0 | Not Applicable Segment or Vintage | Not Applicable Segment or Vintage | Not Applicable Segment or Vintage | Not Applicable Segment or Vintage | Not Applicable Segment or Vintage | Not Applicable Segment or Vintage | Not Applicable Segment or Vintage | Not Applicable Segment or Vintage | Not Applicable Segment or Vintage | Not Applicable Segment or Vintage | Not Applicable Segment or Vintage | Not Applicable Segment or Vintage | Not Applicable Segment or Vintage | Not Applicable Segment or Vintage | Not Applicable Segment or Vintage | Not Applicable Segment or Vintage | Not Applicable Segment or Vintage | Not Applicable Segment or Vintage | Not Applicable Segment or Vintage | Not Applicable Segment or Vintage | Not Applicable Segment or Vintage | Not Applicable Segment or Vintage | Not Applicable Segment or Vintage | Not Applicable Segment or Vintage | Not Applicable Segment or Vintage | Not Applicable Segment or Vintage | Not Applicable Segment or Vintage | Not Applicable Segment or Vintage | 0 | 0 | 0 | 0 | 0 | 0 | 0 | 0 | 0 | 0 | 0 | 0 | 0 | 0 | 0 | 0 | 0 | 0 | 0 | 0 | 0 | 0 | 0 | 0 | 0 | 0 | 0 | 0 | 0 | 0 | 0 | 0 | 0 | 0 | 0 | 0 | 0 | 0 | 0 | 0 | 0 | 0 | 0 | 0 | 0 | 0 | 0 | 0 | 0 | 0 | 0 | 0 | 0 | 0 | 0 | 0 | 0 | 0 | 0 | 0 | 0 | 0 | 0 | 0 | 0 | 0 | 0 | 0 | 0 | 0 | 0 | 0 | 0 | 0 | 0 | 0 | 0 | 0 | 0 | 0 | 0 | 0 | 0 | 0 | 0 | 0 | 0 | 0 | 0 | 0 | 0 | 0 | 0 | 0 | 0 | 0 | 0 | 0 | 0 | 0 | 0 | 0 | 0 | 0 | 0 | 0 | 0 | 0 | 0 | 0 | 0 | 0 | 0 | 0 | 0 | 0 | 0 | 0 | 0 | 0 | 0 | 0 | 0 | 0 | 0 | 0 | 0 | 0 | 0 | 0 | 0 | 0 | 0 | 0 | 0 | 0 | 0 | 0 | 0 | 0 | 0 | 0 | 0 | 0 | 0 | 0 | 0 | 0 | 0 | 0 | 0 | 0 | 0 | 0 | 0 | 0 | 0 | 0 | 0 | 0 | 0 | 0 | 0 | 0 | 0 | 0 | 0 | 0 | Not Applicable Segment or Vintage | Not Applicable Segment or Vintage | Not Applicable Segment or Vintage | Not Applicable Segment or Vintage | Not Applicable Segment or Vintage | Not Applicable Segment or Vintage | Not Applicable Segment or Vintage | Not Applicable Segment or Vintage | Not Applicable Segment or Vintage | Not Applicable Segment or Vintage | Not Applicable Segment or Vintage | Not Applicable Segment or Vintage | Not Applicable Segment or Vintage | Not Applicable Segment or Vintage | Not Applicable Segment or Vintage | Not Applicable Segment or Vintage | Not Applicable Segment or Vintage | Not Applicable Segment or Vintage | Not Applicable Segment or Vintage | Not Applicable Segment or Vintage | Not Applicable Segment or Vintage | Not Applicable Segment or Vintage | Not Applicable Segment or Vintage | Not Applicable Segment or Vintage | Not Applicable Segment or Vintage | Not Applicable Segment or Vintage | Not Applicable Segment or Vintage | Not Applicable Segment or Vintage | 0 | 0 | 0 | 0 | 0 | 0 | 0 | 0 | 0 | 0 | 0 | 0 | 0 | 0 | 0 | 0 | 0 | 0 | 0 | 0 | 0 | 0 | 0 | 0 | 0 | 0 | 0 | 0 | 0 | 0 | 0 | 0 | 0 | 0 | 0 | 0 | 0 | 0 | 0 | 0 | 0 | 0 | 0 | 0 | 0 | 0 | 0 | 0 | 0 | 0 | 0 | 0 | 0 | 0 | 0 | 0 | 0 | 0 | 0 | 0 | 0 | 0 | 0 | 0 | 0 | 0 | 0 | 0 | 0 | 0 | 0 | 0 | 0 | 0 | 0 | 0 | 0 | 0 | 0 | 0 | 0 | 0 | 0 | 0 | 0 | 0 | 0 | 0 | 0 | 0 | 0 | 0 | 0 | 0 | 0 | 0 | 0 | 0 | 0 | 0 | 0 | 0 | 0 | 0 | 0 | 0 | 0 | 0 | 0 | 0 | 0 | 0 | 0 | 0 | 0 | 0 | 0 | 0 | 0 | 0 | 0 | 0 | 0 | 0 | 0 | 0 | 0 | 0 | 0 | 0 | 0 | 0 | 0 | 0 | 0 | 0 | 0 | 0 | 0 | 0 | 0 | 0
Gas Boiler - Blowdown Heat Recovery_Healthcare_New_Not Applicable Segment or Vintage | Gas Boiler - Blowdown Heat Recovery_Healthcare_New | Gas Boiler - Blowdown Heat Recovery_Commercial_New_Not Applicable Segment or Vintage_Not Applicable Segment or Vintage | Commercial | Healthcare | New | Space Heating | Natural Gas | Gas Boiler - Blowdown Heat Recovery | NEQ | Not Applicable Segment or Vintage | 0 | 0 | 0 | 0 | 0 | 0 | 0 | 0 | Retro3Slow | 0.004128203794943829 | TBD | A | WCM572 | 0.7 | 0.42 | kBtuh heat | 0.0321 | 0 | 0 | 0 | 0 | Not Applicable Segment or Vintage | Not Applicable Segment or Vintage | Not Applicable Segment or Vintage | 0 | 0 | 0 | Not Applicable Segment or Vintage | Not Applicable Segment or Vintage | Not Applicable Segment or Vintage | Not Applicable Segment or Vintage | Not Applicable Segment or Vintage | Not Applicable Segment or Vintage | Not Applicable Segment or Vintage | Not Applicable Segment or Vintage | Not Applicable Segment or Vintage | Not Applicable Segment or Vintage | Not Applicable Segment or Vintage | Not Applicable Segment or Vintage | Not Applicable Segment or Vintage | Not Applicable Segment or Vintage | Not Applicable Segment or Vintage | Not Applicable Segment or Vintage | Not Applicable Segment or Vintage | Not Applicable Segment or Vintage | Not Applicable Segment or Vintage | Not Applicable Segment or Vintage | Not Applicable Segment or Vintage | Not Applicable Segment or Vintage | Not Applicable Segment or Vintage | Not Applicable Segment or Vintage | Not Applicable Segment or Vintage | Not Applicable Segment or Vintage | Not Applicable Segment or Vintage | Not Applicable Segment or Vintage | 0 | 0 | 0 | 0 | 0 | 0 | 0 | 0 | 0 | 0 | 0 | 0 | 0 | 0 | 0 | 0 | 0 | 0 | 0 | 0 | 0 | 0 | 0 | 0 | 0 | 0 | 0 | 0 | 0 | 0 | 0 | 0 | 0 | 0 | 0 | 0 | 0 | 0 | 0 | 0 | 0 | 0 | 0 | 0 | 0 | 0 | 0 | 0 | 0 | 0 | 0 | 0 | 0 | 0 | 0 | 0 | 0 | 0 | 0 | 0 | 0 | 0 | 0 | 0 | 0 | 0 | 0 | 0 | 0 | 0 | 0 | 0 | 0 | 0 | 0 | 0 | 0 | 0 | 0 | 0 | 0 | 0 | 0 | 0 | 0 | 0 | 0 | 0 | 0 | 0 | 0 | 0 | 0 | 0 | 0 | 0 | 0 | 0 | 0 | 0 | 0 | 0 | 0 | 0 | 0 | 0 | 0 | 0 | 0 | 0 | 0 | 0 | Not Applicable Segment or Vintage | Not Applicable Segment or Vintage | Not Applicable Segment or Vintage | Not Applicable Segment or Vintage | Not Applicable Segment or Vintage | Not Applicable Segment or Vintage | Not Applicable Segment or Vintage | Not Applicable Segment or Vintage | Not Applicable Segment or Vintage | Not Applicable Segment or Vintage | Not Applicable Segment or Vintage | Not Applicable Segment or Vintage | Not Applicable Segment or Vintage | Not Applicable Segment or Vintage | Not Applicable Segment or Vintage | Not Applicable Segment or Vintage | Not Applicable Segment or Vintage | Not Applicable Segment or Vintage | Not Applicable Segment or Vintage | Not Applicable Segment or Vintage | Not Applicable Segment or Vintage | Not Applicable Segment or Vintage | Not Applicable Segment or Vintage | Not Applicable Segment or Vintage | Not Applicable Segment or Vintage | Not Applicable Segment or Vintage | Not Applicable Segment or Vintage | Not Applicable Segment or Vintage | 0 | 0 | 0 | 0 | 0 | 0 | 0 | 0 | 0 | 0 | 0 | 0 | 0 | 0 | 0 | 0 | 0 | 0 | 0 | 0 | 0 | 0 | 0 | 0 | 0 | 0 | 0 | 0 | 0 | 0 | 0 | 0 | 0 | 0 | 0 | 0 | 0 | 0 | 0 | 0 | 0 | 0 | 0 | 0 | 0 | 0 | 0 | 0 | 0 | 0 | 0 | 0 | 0 | 0 | 0 | 0 | 0 | 0 | 0 | 0 | 0 | 0 | 0 | 0 | 0 | 0 | 0 | 0 | 0 | 0 | 0 | 0 | 0 | 0 | 0 | 0 | 0 | 0 | 0 | 0 | 0 | 0 | 0 | 0 | 0 | 0 | 0 | 0 | 0 | 0 | 0 | 0 | 0 | 0 | 0 | 0 | 0 | 0 | 0 | 0 | 0 | 0 | 0 | 0 | 0 | 0 | 0 | 0 | 0 | 0 | 0 | 0 | 0 | 0 | 0 | 0 | 0 | 0 | 0 | 0 | 0 | 0 | 0 | 0 | 0 | 0 | 0 | 0 | 0 | 0 | 0 | 0 | 0 | 0 | 0 | 0 | 0 | 0 | 0 | 0 | 0 | 0 | 0 | 0 | 0 | 0 | 0 | 0 | 0 | 0 | 0 | 0 | 0 | 0 | 0 | 0 | 0 | 0 | 0 | 0 | 0 | 0 | 0 | 0 | 0 | 0 | 0 | 0 | Not Applicable Segment or Vintage | Not Applicable Segment or Vintage | Not Applicable Segment or Vintage | Not Applicable Segment or Vintage | Not Applicable Segment or Vintage | Not Applicable Segment or Vintage | Not Applicable Segment or Vintage | Not Applicable Segment or Vintage | Not Applicable Segment or Vintage | Not Applicable Segment or Vintage | Not Applicable Segment or Vintage | Not Applicable Segment or Vintage | Not Applicable Segment or Vintage | Not Applicable Segment or Vintage | Not Applicable Segment or Vintage | Not Applicable Segment or Vintage | Not Applicable Segment or Vintage | Not Applicable Segment or Vintage | Not Applicable Segment or Vintage | Not Applicable Segment or Vintage | Not Applicable Segment or Vintage | Not Applicable Segment or Vintage | Not Applicable Segment or Vintage | Not Applicable Segment or Vintage | Not Applicable Segment or Vintage | Not Applicable Segment or Vintage | Not Applicable Segment or Vintage | Not Applicable Segment or Vintage | 0 | 0 | 0 | 0 | 0 | 0 | 0 | 0 | 0 | 0 | 0 | 0 | 0 | 0 | 0 | 0 | 0 | 0 | 0 | 0 | 0 | 0 | 0 | 0 | 0 | 0 | 0 | 0 | 0 | 0 | 0 | 0 | 0 | 0 | 0 | 0 | 0 | 0 | 0 | 0 | 0 | 0 | 0 | 0 | 0 | 0 | 0 | 0 | 0 | 0 | 0 | 0 | 0 | 0 | 0 | 0 | 0 | 0 | 0 | 0 | 0 | 0 | 0 | 0 | 0 | 0 | 0 | 0 | 0 | 0 | 0 | 0 | 0 | 0 | 0 | 0 | 0 | 0 | 0 | 0 | 0 | 0 | 0 | 0 | 0 | 0 | 0 | 0 | 0 | 0 | 0 | 0 | 0 | 0 | 0 | 0 | 0 | 0 | 0 | 0 | 0 | 0 | 0 | 0 | 0 | 0 | 0 | 0 | 0 | 0 | 0 | 0 | 0 | 0 | 0 | 0 | 0 | 0 | 0 | 0 | 0 | 0 | 0 | 0 | 0 | 0 | 0 | 0 | 0 | 0 | 0 | 0 | 0 | 0 | 0 | 0 | 0 | 0 | 0 | 0 | 0 | 0
Gas-Fired Combination Heat Pump Conversion_Healthcare_New_Gas-fired heat pump, COP 1.3 | Gas-Fired Combination Heat Pump Conversion_Healthcare_New | Gas-Fired Combination Heat Pump Conversion_Commercial_New_Federal standard gas-fired central heating and DHW system_Gas-fired heat pump, COP 1.3 | Commercial | Healthcare | New | Space Heating | Natural Gas | Gas-Fired Combination Heat Pump Conversion | NEQ | Federal standard gas-fired central heating and DHW system | 20 | 20 | 20 | 0 | 0 | 0 | 0 | 0.1 | Retro1Slow | 0.012666666666666666 | TBD | A | WCM564 | 0.7 | 0.42 | kBtuh heat | 0.0321 | 0 | 0 | 0 | 0 | AEO 2021 - gas_eng-driven_RTHP-heat 2017 typical | EIA - Technology Forecast Updates. Appendix A. U.S. Energy Information Administration. March 3, 2023.¦ Technical Support Documents for Baseline Costs | AEG Analysis, Comparison of Baseline TE vs COP | 0 | 0 | 195.1704 | Federal standard gas-fired central heating and DHW system | Federal standard gas-fired central heating and DHW system | Federal standard gas-fired central heating and DHW system | Federal standard gas-fired central heating and DHW system | Federal standard gas-fired central heating and DHW system | Federal standard gas-fired central heating and DHW system | Federal standard gas-fired central heating and DHW system | Federal standard gas-fired central heating and DHW system | Federal standard gas-fired central heating and DHW system | Federal standard gas-fired central heating and DHW system | Federal standard gas-fired central heating and DHW system | Federal standard gas-fired central heating and DHW system | Federal standard gas-fired central heating and DHW system | Federal standard gas-fired central heating and DHW system | Federal standard gas-fired central heating and DHW system | Federal standard gas-fired central heating and DHW system | Federal standard gas-fired central heating and DHW system | Federal standard gas-fired central heating and DHW system | Federal standard gas-fired central heating and DHW system | Federal standard gas-fired central heating and DHW system | Federal standard gas-fired central heating and DHW system | Federal standard gas-fired central heating and DHW system | Federal standard gas-fired central heating and DHW system | Federal standard gas-fired central heating and DHW system | Federal standard gas-fired central heating and DHW system | Federal standard gas-fired central heating and DHW system | Federal standard gas-fired central heating and DHW system | Federal standard gas-fired central heating and DHW system | 0 | 0 | 0 | 0 | 0 | 0 | 0 | 0 | 0 | 0 | 0 | 0 | 0 | 0 | 0 | 0 | 0 | 0 | 0 | 0 | 0 | 0 | 0 | 0 | 0 | 0 | 0 | 0 | 0 | 0 | 0 | 0 | 0 | 0 | 0 | 0 | 0 | 0 | 0 | 0 | 0 | 0 | 0 | 0 | 0 | 0 | 0 | 0 | 0 | 0 | 0 | 0 | 0 | 0 | 0 | 0 | 0 | 0 | 0 | 0 | 0 | 0 | 0 | 0 | 0 | 0 | 0 | 0 | 0 | 0 | 0 | 0 | 0 | 0 | 0 | 0 | 0 | 0 | 0 | 0 | 0 | 0 | 0 | 0 | 0 | 0 | 0 | 0 | 0 | 0 | 0 | 0 | 0 | 0 | 0 | 0 | 0 | 0 | 0 | 0 | 0 | 0 | 0 | 0 | 0 | 0 | 0 | 0 | 0 | 0 | 0 | 0 | Gas-fired heat pump, COP 1.3 | Gas-fired heat pump, COP 1.3 | Gas-fired heat pump, COP 1.3 | Gas-fired heat pump, COP 1.3 | Gas-fired heat pump, COP 1.3 | Gas-fired heat pump, COP 1.3 | Gas-fired heat pump, COP 1.3 | Gas-fired heat pump, COP 1.3 | Gas-fired heat pump, COP 1.3 | Gas-fired heat pump, COP 1.3 | Gas-fired heat pump, COP 1.3 | Gas-fired heat pump, COP 1.3 | Gas-fired heat pump, COP 1.3 | Gas-fired heat pump, COP 1.3 | Gas-fired heat pump, COP 1.3 | Gas-fired heat pump, COP 1.3 | Gas-fired heat pump, COP 1.3 | Gas-fired heat pump, COP 1.3 | Gas-fired heat pump, COP 1.3 | Gas-fired heat pump, COP 1.3 | Gas-fired heat pump, COP 1.3 | Gas-fired heat pump, COP 1.3 | Gas-fired heat pump, COP 1.3 | Gas-fired heat pump, COP 1.3 | Gas-fired heat pump, COP 1.3 | Gas-fired heat pump, COP 1.3 | Gas-fired heat pump, COP 1.3 | Gas-fired heat pump, COP 1.3 | 195.1704 | 195.1704 | 195.1704 | 195.1704 | 195.1704 | 195.1704 | 195.1704 | 195.1704 | 195.1704 | 195.1704 | 195.1704 | 195.1704 | 195.1704 | 195.1704 | 195.1704 | 195.1704 | 195.1704 | 195.1704 | 195.1704 | 195.1704 | 195.1704 | 195.1704 | 195.1704 | 195.1704 | 195.1704 | 195.1704 | 195.1704 | 195.1704 | 0 | 0 | 0 | 0 | 0 | 0 | 0 | 0 | 0 | 0 | 0 | 0 | 0 | 0 | 0 | 0 | 0 | 0 | 0 | 0 | 0 | 0 | 0 | 0 | 0 | 0 | 0 | 0 | 0 | 0 | 0 | 0 | 0 | 0 | 0 | 0 | 0 | 0 | 0 | 0 | 0 | 0 | 0 | 0 | 0 | 0 | 0 | 0 | 0 | 0 | 0 | 0 | 0 | 0 | 0 | 0 | 0 | 0 | 0 | 0 | 0 | 0 | 0 | 0 | 0 | 0 | 0 | 0 | 0 | 0 | 0 | 0 | 0 | 0 | 0 | 0 | 0 | 0 | 0 | 0 | 0 | 0 | 0 | 0 | 0 | 0 | 0 | 0 | 0 | 0 | 0 | 0 | 0 | 0 | 0 | 0 | 0 | 0 | 0 | 0 | 0 | 0 | 0 | 0 | 0 | 0 | 0 | 0 | 0 | 0 | 0 | 0 | 0 | 0 | 0 | 0 | 0 | 0 | 0 | 0 | 0 | 0 | 0 | 0 | 0 | 0 | 0 | 0 | 0 | 0 | 0 | 0 | 0 | 0 | 0 | 0 | 0 | 0 | 0 | 0 | Gas-fired heat pump, COP 1.3 | Gas-fired heat pump, COP 1.3 | Gas-fired heat pump, COP 1.3 | Gas-fired heat pump, COP 1.3 | Gas-fired heat pump, COP 1.3 | Gas-fired heat pump, COP 1.3 | Gas-fired heat pump, COP 1.3 | Gas-fired heat pump, COP 1.3 | Gas-fired heat pump, COP 1.3 | Gas-fired heat pump, COP 1.3 | Gas-fired heat pump, COP 1.3 | Gas-fired heat pump, COP 1.3 | Gas-fired heat pump, COP 1.3 | Gas-fired heat pump, COP 1.3 | Gas-fired heat pump, COP 1.3 | Gas-fired heat pump, COP 1.3 | Gas-fired heat pump, COP 1.3 | Gas-fired heat pump, COP 1.3 | Gas-fired heat pump, COP 1.3 | Gas-fired heat pump, COP 1.3 | Gas-fired heat pump, COP 1.3 | Gas-fired heat pump, COP 1.3 | Gas-fired heat pump, COP 1.3 | Gas-fired heat pump, COP 1.3 | Gas-fired heat pump, COP 1.3 | Gas-fired heat pump, COP 1.3 | Gas-fired heat pump, COP 1.3 | Gas-fired heat pump, COP 1.3 | 195.1704 | 195.1704 | 195.1704 | 195.1704 | 195.1704 | 195.1704 | 195.1704 | 195.1704 | 195.1704 | 195.1704 | 195.1704 | 195.1704 | 195.1704 | 195.1704 | 195.1704 | 195.1704 | 195.1704 | 195.1704 | 195.1704 | 195.1704 | 195.1704 | 195.1704 | 195.1704 | 195.1704 | 195.1704 | 195.1704 | 195.1704 | 195.1704 | 0 | 0 | 0 | 0 | 0 | 0 | 0 | 0 | 0 | 0 | 0 | 0 | 0 | 0 | 0 | 0 | 0 | 0 | 0 | 0 | 0 | 0 | 0 | 0 | 0 | 0 | 0 | 0 | 0 | 0 | 0 | 0 | 0 | 0 | 0 | 0 | 0 | 0 | 0 | 0 | 0 | 0 | 0 | 0 | 0 | 0 | 0 | 0 | 0 | 0 | 0 | 0 | 0 | 0 | 0 | 0 | 0 | 0 | 0 | 0 | 0 | 0 | 0 | 0 | 0 | 0 | 0 | 0 | 0 | 0 | 0 | 0 | 0 | 0 | 0 | 0 | 0 | 0 | 0 | 0 | 0 | 0 | 0 | 0 | 0 | 0 | 0 | 0 | 0 | 0 | 0 | 0 | 0 | 0 | 0 | 0 | 0 | 0 | 0 | 0 | 0 | 0 | 0 | 0 | 0 | 0 | 0 | 0 | 0 | 0 | 0 | 0 | 0 | 0
Other Miscellaneous_Grocery_Existing_Miscellaneous | Other Miscellaneous_Grocery_Existing | Other Miscellaneous_Commercial_Existing_Miscellaneous_Miscellaneous | Commercial | Grocery | Existing | Miscellaneous | Natural Gas | Other Miscellaneous | EQ | Miscellaneous | 8 | 2 | 5 | 0 | 0 | 0 | 1 | 1 | 0 | 0 | 0 | 0 | 0 | 0 | 0 | 0 | 0 | 0 | 0 | 0 | 0 | Default | Default | Default | 0 | 0 | 0 | Miscellaneous | Miscellaneous | Miscellaneous | Miscellaneous | Miscellaneous | Miscellaneous | Miscellaneous | Miscellaneous | Miscellaneous | Miscellaneous | Miscellaneous | Miscellaneous | Miscellaneous | Miscellaneous | Miscellaneous | Miscellaneous | Miscellaneous | Miscellaneous | Miscellaneous | Miscellaneous | Miscellaneous | Miscellaneous | Miscellaneous | Miscellaneous | Miscellaneous | Miscellaneous | Miscellaneous | Miscellaneous | 0 | 0 | 0 | 0 | 0 | 0 | 0 | 0 | 0 | 0 | 0 | 0 | 0 | 0 | 0 | 0 | 0 | 0 | 0 | 0 | 0 | 0 | 0 | 0 | 0 | 0 | 0 | 0 | 0 | 0 | 0 | 0 | 0 | 0 | 0 | 0 | 0 | 0 | 0 | 0 | 0 | -1.1369e-13 | 0 | 0 | -1.1369e-13 | -2.2737e-13 | 0 | 0 | -1.1369e-13 | -1.1369e-13 | -1.1369e-13 | 0 | 0 | 1.1369e-13 | 0 | 0 | 0 | 0 | 0 | 0 | 0 | 0 | 0 | 0 | 0 | 0 | 0 | 0 | 0 | 0 | 0 | 0 | 0 | 0 | 0 | 0 | 0 | 0 | 0 | 0 | 0 | 0 | 0 | 0 | 0 | 0 | 0 | 0 | 0 | 0 | 0 | 0 | 0 | 0 | 0 | 0 | 0 | 0 | 0 | 0 | 0 | 0 | 0 | 0 | 0 | 0 | 0 | 0 | 0 | 0 | 0 | 0 | Miscellaneous | Miscellaneous | Miscellaneous | Miscellaneous | Miscellaneous | Miscellaneous | Miscellaneous | Miscellaneous | Miscellaneous | Miscellaneous | Miscellaneous | Miscellaneous | Miscellaneous | Miscellaneous | Miscellaneous | Miscellaneous | Miscellaneous | Miscellaneous | Miscellaneous | Miscellaneous | Miscellaneous | Miscellaneous | Miscellaneous | Miscellaneous | Miscellaneous | Miscellaneous | Miscellaneous | Miscellaneous | 0 | 0 | 0 | 0 | 0 | 0 | 0 | 0 | 0 | 0 | 0 | 0 | 0 | 0 | 0 | 0 | 0 | 0 | 0 | 0 | 0 | 0 | 0 | 0 | 0 | 0 | 0 | 0 | 0 | 0 | 0 | 0 | 0 | 0 | 0 | 0 | 0 | 0 | 0 | 0 | 0 | 0 | 0 | 0 | 0 | 0 | 0 | 0 | 0 | 0 | 0 | 0 | 0 | 0 | 0 | 0 | 0 | 0 | 0 | 0 | 0 | 0 | 0 | 0 | 0 | 0 | 0 | 0 | 0 | 0 | 0 | 0 | 0 | 0 | 0 | 0 | 0 | 0 | 0 | 0 | 0 | 0 | 0 | 0 | 0 | 0 | 0 | 0 | 0 | 0 | 0 | 0 | 0 | 0 | 0 | 0 | 0 | 0 | 0 | 0 | 0 | 0 | 0 | 0 | 0 | 0 | 0 | 0 | 0 | 1.1369e-13 | 0 | 0 | 0 | 0 | 0 | 0 | 0 | 0 | 0 | 0 | 0 | 0 | 0 | 0 | 0 | 0 | 0 | 0 | 0 | 0 | 0 | 0 | 0 | 0 | 0 | 0 | 0 | 0 | 0 | 0 | 0 | 0 | 0 | 0 | 0 | 0 | 0 | 0 | 0 | 0 | 0 | 0 | 0 | 0 | 0 | 0 | 0 | 0 | 0 | 0 | 0 | 0 | 0 | 0 | 0 | 0 | 0 | 0 | Miscellaneous | Miscellaneous | Miscellaneous | Miscellaneous | Miscellaneous | Miscellaneous | Miscellaneous | Miscellaneous | Miscellaneous | Miscellaneous | Miscellaneous | Miscellaneous | Miscellaneous | Miscellaneous | Miscellaneous | Miscellaneous | Miscellaneous | Miscellaneous | Miscellaneous | Miscellaneous | Miscellaneous | Miscellaneous | Miscellaneous | Miscellaneous | Miscellaneous | Miscellaneous | Miscellaneous | Miscellaneous | 0 | 0 | 0 | 0 | 0 | 0 | 0 | 0 | 0 | 0 | 0 | 0 | 0 | 0 | 0 | 0 | 0 | 0 | 0 | 0 | 0 | 0 | 0 | 0 | 0 | 0 | 0 | 0 | 0 | 0 | 0 | 0 | 0 | 0 | 0 | 0 | 0 | 0 | 0 | 0 | 0 | 0 | 0 | 0 | 0 | 0 | 0 | 0 | 0 | 0 | 0 | 0 | 0 | 0 | 0 | 0 | 0 | 0 | 0 | 0 | 0 | 0 | 0 | 0 | 0 | 0 | 0 | 0 | 0 | 0 | 0 | 0 | 0 | 0 | 0 | 0 | 0 | 0 | 0 | 0 | 0 | 0 | 0 | 0 | 0 | 0 | 0 | 0 | 0 | 0 | 0 | 0 | 0 | 0 | 0 | 0 | 0 | -1.1369e-13 | 0 | 0 | 0 | 0 | 0 | 0 | -1.1369e-13 | 0 | -1.1369e-13 | 0 | -1.1369e-13 | 0 | -1.1369e-13 | -1.1369e-13 | 0 | 0 | 0 | 0 | 0 | 0 | 0 | 0 | 0 | 0 | 0 | 0 | 0 | 0 | 0 | 0 | 0 | 0 | 0 | 0 | 0 | 0 | 0 | 0 | 0 | 0 | 0 | 0 | 0 | 0
Other Miscellaneous_Grocery_New_Miscellaneous | Other Miscellaneous_Grocery_New | Other Miscellaneous_Commercial_New_Miscellaneous_Miscellaneous | Commercial | Grocery | New | Miscellaneous | Natural Gas | Other Miscellaneous | EQ | Miscellaneous | 8 | 2 | 5 | 0 | 0 | 0 | 1 | 1 | 0 | 0 | 0 | 0 | 0 | 0 | 0 | 0 | 0 | 0 | 0 | 0 | 0 | Default | Default | Default | 0 | 0 | 0 | Miscellaneous | Miscellaneous | Miscellaneous | Miscellaneous | Miscellaneous | Miscellaneous | Miscellaneous | Miscellaneous | Miscellaneous | Miscellaneous | Miscellaneous | Miscellaneous | Miscellaneous | Miscellaneous | Miscellaneous | Miscellaneous | Miscellaneous | Miscellaneous | Miscellaneous | Miscellaneous | Miscellaneous | Miscellaneous | Miscellaneous | Miscellaneous | Miscellaneous | Miscellaneous | Miscellaneous | Miscellaneous | 0 | 0 | 0 | 0 | 0 | 0 | 0 | 0 | 0 | 0 | 0 | 0 | 0 | 0 | 0 | 0 | 0 | 0 | 0 | 0 | 0 | 0 | 0 | 0 | 0 | 0 | 0 | 0 | 0 | 0 | 0 | 0 | 0 | 0 | 0 | 0 | 0 | 0 | 0 | 0 | 0 | 0 | 0 | 0 | 0 | 0 | 0 | 0 | 0 | 0 | 0 | 0 | 0 | 0 | 0 | 0 | 0 | 0 | 0 | 0 | 0 | 0 | 0 | 0 | 0 | 0 | 0 | 0 | 0 | 0 | 0 | 0 | 0 | 0 | 0 | 0 | 0 | 0 | 0 | 0 | 0 | 0 | 0 | 0 | 0 | 0 | 0 | 0 | 0 | 0 | 0 | 0 | 0 | 0 | 0 | 0 | 0 | 0 | 0 | 0 | 0 | 0 | 0 | 0 | 0 | 0 | 0 | 0 | 0 | 0 | 0 | 0 | Miscellaneous | Miscellaneous | Miscellaneous | Miscellaneous | Miscellaneous | Miscellaneous | Miscellaneous | Miscellaneous | Miscellaneous | Miscellaneous | Miscellaneous | Miscellaneous | Miscellaneous | Miscellaneous | Miscellaneous | Miscellaneous | Miscellaneous | Miscellaneous | Miscellaneous | Miscellaneous | Miscellaneous | Miscellaneous | Miscellaneous | Miscellaneous | Miscellaneous | Miscellaneous | Miscellaneous | Miscellaneous | 0 | 0 | 0 | 0 | 0 | 0 | 0 | 0 | 0 | 0 | 0 | 0 | 0 | 0 | 0 | 0 | 0 | 0 | 0 | 0 | 0 | 0 | 0 | 0 | 0 | 0 | 0 | 0 | 0 | 0 | 0 | 0 | 0 | 0 | 0 | 0 | 0 | 0 | 0 | 0 | 0 | 0 | 0 | 0 | 0 | 0 | 0 | 0 | 0 | 0 | 0 | 0 | 0 | 0 | 0 | 0 | 0 | 0 | 0 | 0 | 0 | 0 | 0 | 0 | 0 | 0 | 0 | 0 | 0 | 0 | 0 | 0 | 0 | 0 | 0 | 0 | 0 | 0 | 0 | 0 | 0 | 0 | 0 | 0 | 0 | 0 | 0 | 0 | 0 | 0 | 0 | 0 | 0 | 0 | 0 | 0 | 0 | 0 | 0 | 0 | 0 | 0 | 0 | 0 | 0 | 0 | 0 | 0 | 0 | 0 | 0 | 0 | 0 | 0 | 0 | 0 | 0 | 0 | 0 | 0 | 0 | 0 | 0 | 0 | 0 | 0 | 0 | 0 | 0 | 0 | 0 | 0 | 0 | 0 | 0 | 0 | 0 | 0 | 0 | 0 | 0 | 0 | 0 | 0 | 0 | 0 | 0 | 0 | 0 | 0 | 0 | 0 | 0 | 0 | 0 | 0 | 0 | 0 | 0 | 0 | 0 | 0 | 0 | 0 | 0 | 0 | 0 | 0 | Miscellaneous | Miscellaneous | Miscellaneous | Miscellaneous | Miscellaneous | Miscellaneous | Miscellaneous | Miscellaneous | Miscellaneous | Miscellaneous | Miscellaneous | Miscellaneous | Miscellaneous | Miscellaneous | Miscellaneous | Miscellaneous | Miscellaneous | Miscellaneous | Miscellaneous | Miscellaneous | Miscellaneous | Miscellaneous | Miscellaneous | Miscellaneous | Miscellaneous | Miscellaneous | Miscellaneous | Miscellaneous | 0 | 0 | 0 | 0 | 0 | 0 | 0 | 0 | 0 | 0 | 0 | 0 | 0 | 0 | 0 | 0 | 0 | 0 | 0 | 0 | 0 | 0 | 0 | 0 | 0 | 0 | 0 | 0 | 0 | 0 | 0 | 0 | 0 | 0 | 0 | 0 | 0 | 0 | 0 | 0 | 0 | 0 | 0 | 0 | 0 | 0 | 0 | 0 | 0 | 0 | 0 | 0 | 0 | 0 | 0 | 0 | 0 | 0 | 0 | 0 | 0 | 0 | 0 | 0 | 0 | 0 | 0 | 0 | 0 | 0 | 0 | 0 | 0 | 0 | 0 | 0 | 0 | 0 | 0 | 0 | 0 | 0 | 0 | 0 | 0 | 0 | 0 | 0 | 0 | 0 | 0 | 0 | 0 | 0 | 0 | 0 | 0 | 0 | 0 | 0 | 0 | 0 | 0 | 0 | 0 | 0 | 0 | 0 | 0 | 0 | 0 | 0 | 0 | 0 | 0 | 0 | 0 | 0 | 0 | 0 | 0 | 0 | 0 | 0 | 0 | 0 | 0 | 0 | 0 | 0 | 0 | 0 | 0 | 0 | 0 | 0 | 0 | 0 | 0 | 0 | 0 | 0
Other Miscellaneous_Lodging_Existing_Miscellaneous | Other Miscellaneous_Lodging_Existing | Other Miscellaneous_Commercial_Existing_Miscellaneous_Miscellaneous | Commercial | Lodging | Existing | Miscellaneous | Natural Gas | Other Miscellaneous | EQ | Miscellaneous | 8 | 2 | 5 | 0 | 0 | 0 | 1 | 1 | 0 | 0 | 0 | 0 | 0 | 0 | 0 | 0 | 0 | 0 | 0 | 0 | 0 | Default | Default | Default | 0 | 0 | 0 | Miscellaneous | Miscellaneous | Miscellaneous | Miscellaneous | Miscellaneous | Miscellaneous | Miscellaneous | Miscellaneous | Miscellaneous | Miscellaneous | Miscellaneous | Miscellaneous | Miscellaneous | Miscellaneous | Miscellaneous | Miscellaneous | Miscellaneous | Miscellaneous | Miscellaneous | Miscellaneous | Miscellaneous | Miscellaneous | Miscellaneous | Miscellaneous | Miscellaneous | Miscellaneous | Miscellaneous | Miscellaneous | 0 | 0 | 0 | 0 | 0 | 0 | 0 | 0 | 0 | 0 | 0 | 0 | 0 | 0 | 0 | 0 | 0 | 0 | 0 | 0 | 0 | 0 | 0 | 0 | 0 | 0 | 0 | 0 | 0 | 0 | 0 | 0 | 0 | 0 | 0 | 0 | 0 | 0 | 0 | 0 | 0 | 1.4211e-14 | 0 | 0 | 0 | 0 | 0 | 0 | 0 | 0 | 1.4211e-14 | 0 | 0 | 1.4211e-14 | 1.4211e-14 | 1.4211e-14 | 0 | 0 | 0 | 0 | 0 | 0 | 0 | 0 | 0 | 0 | 0 | 0 | 0 | 0 | 0 | 0 | 0 | 0 | 0 | 0 | 0 | 0 | 0 | 0 | 0 | 0 | 0 | 0 | 0 | 0 | 0 | 0 | 0 | 0 | 0 | 0 | 0 | 0 | 0 | 0 | 0 | 0 | 0 | 0 | 0 | 0 | 0 | 0 | 0 | 0 | 0 | 0 | 0 | 0 | 0 | 0 | Miscellaneous | Miscellaneous | Miscellaneous | Miscellaneous | Miscellaneous | Miscellaneous | Miscellaneous | Miscellaneous | Miscellaneous | Miscellaneous | Miscellaneous | Miscellaneous | Miscellaneous | Miscellaneous | Miscellaneous | Miscellaneous | Miscellaneous | Miscellaneous | Miscellaneous | Miscellaneous | Miscellaneous | Miscellaneous | Miscellaneous | Miscellaneous | Miscellaneous | Miscellaneous | Miscellaneous | Miscellaneous | 0 | 0 | 0 | 0 | 0 | 0 | 0 | 0 | 0 | 0 | 0 | 0 | 0 | 0 | 0 | 0 | 0 | 0 | 0 | 0 | 0 | 0 | 0 | 0 | 0 | 0 | 0 | 0 | 0 | 0 | 0 | 0 | 0 | 0 | 0 | 0 | 0 | 0 | 0 | 0 | 0 | 0 | 0 | 0 | 0 | 0 | 0 | 0 | 0 | 0 | 0 | 0 | 0 | 0 | 0 | 0 | 0 | 0 | 0 | 0 | 0 | 0 | 0 | 0 | 0 | 0 | 0 | 0 | 0 | 0 | 0 | 0 | 0 | 0 | 0 | 0 | 0 | 0 | 0 | 0 | 0 | 0 | 0 | 0 | 0 | 0 | 0 | 0 | 0 | 0 | 0 | 0 | 0 | 0 | 0 | 0 | 0 | 0 | 0 | 0 | 0 | 0 | 1.4211e-14 | 0 | 0 | 0 | 0 | 0 | 0 | 0 | 0 | 1.4211e-14 | 0 | 0 | 0 | 0 | 0 | 0 | 0 | 0 | 0 | 0 | 0 | 0 | 0 | 0 | 0 | 0 | 0 | 0 | 0 | 0 | 0 | 0 | 0 | 0 | 0 | 0 | 0 | 0 | 0 | 0 | 0 | 0 | 0 | 0 | 0 | 0 | 0 | 0 | 0 | 0 | 0 | 0 | 0 | 0 | 0 | 0 | 0 | 0 | 0 | 0 | 0 | 0 | 0 | 0 | 0 | 0 | Miscellaneous | Miscellaneous | Miscellaneous | Miscellaneous | Miscellaneous | Miscellaneous | Miscellaneous | Miscellaneous | Miscellaneous | Miscellaneous | Miscellaneous | Miscellaneous | Miscellaneous | Miscellaneous | Miscellaneous | Miscellaneous | Miscellaneous | Miscellaneous | Miscellaneous | Miscellaneous | Miscellaneous | Miscellaneous | Miscellaneous | Miscellaneous | Miscellaneous | Miscellaneous | Miscellaneous | Miscellaneous | 0 | 0 | 0 | 0 | 0 | 0 | 0 | 0 | 0 | 0 | 0 | 0 | 0 | 0 | 0 | 0 | 0 | 0 | 0 | 0 | 0 | 0 | 0 | 0 | 0 | 0 | 0 | 0 | 0 | 0 | 0 | 0 | 0 | 0 | 0 | 0 | 0 | 0 | 0 | 0 | 0 | 0 | 0 | 0 | 0 | 0 | 0 | 0 | 0 | 0 | 0 | 0 | 0 | 0 | 0 | 0 | 0 | 0 | 0 | 0 | 0 | 0 | 0 | 0 | 0 | 0 | 0 | 0 | 0 | 0 | 0 | 0 | 0 | 0 | 0 | 0 | 0 | 0 | 0 | 0 | 0 | 0 | 0 | 0 | 0 | 0 | 0 | 0 | 0 | 0 | 0 | 0 | 0 | 0 | 0 | 0 | 0 | 1.4211e-14 | 0 | 0 | 0 | 0 | 1.4211e-14 | 1.4211e-14 | 1.4211e-14 | 2.8422e-14 | 1.4211e-14 | 1.4211e-14 | 0 | 2.8422e-14 | 2.8422e-14 | 1.4211e-14 | 0 | 0 | 0 | 0 | 0 | 0 | 0 | 0 | 0 | 0 | 0 | 0 | 0 | 0 | 0 | 0 | 0 | 0 | 0 | 0 | 0 | 0 | 0 | 0 | 0 | 0 | 0 | 0 | 0 | 0
Other Miscellaneous_Lodging_New_Miscellaneous | Other Miscellaneous_Lodging_New | Other Miscellaneous_Commercial_New_Miscellaneous_Miscellaneous | Commercial | Lodging | New | Miscellaneous | Natural Gas | Other Miscellaneous | EQ | Miscellaneous | 8 | 2 | 5 | 0 | 0 | 0 | 1 | 1 | 0 | 0 | 0 | 0 | 0 | 0 | 0 | 0 | 0 | 0 | 0 | 0 | 0 | Default | Default | Default | 0 | 0 | 0 | Miscellaneous | Miscellaneous | Miscellaneous | Miscellaneous | Miscellaneous | Miscellaneous | Miscellaneous | Miscellaneous | Miscellaneous | Miscellaneous | Miscellaneous | Miscellaneous | Miscellaneous | Miscellaneous | Miscellaneous | Miscellaneous | Miscellaneous | Miscellaneous | Miscellaneous | Miscellaneous | Miscellaneous | Miscellaneous | Miscellaneous | Miscellaneous | Miscellaneous | Miscellaneous | Miscellaneous | Miscellaneous | 0 | 0 | 0 | 0 | 0 | 0 | 0 | 0 | 0 | 0 | 0 | 0 | 0 | 0 | 0 | 0 | 0 | 0 | 0 | 0 | 0 | 0 | 0 | 0 | 0 | 0 | 0 | 0 | 0 | 0 | 0 | 0 | 0 | 0 | 0 | 0 | 0 | 0 | 0 | 0 | 0 | 0 | 0 | 0 | 0 | 0 | 0 | 0 | 0 | 0 | 0 | 0 | 0 | 0 | 0 | 0 | 0 | 0 | 0 | 0 | 0 | 0 | 0 | 0 | 0 | 0 | 0 | 0 | 0 | 0 | 0 | 0 | 0 | 0 | 0 | 0 | 0 | 0 | 0 | 0 | 0 | 0 | 0 | 0 | 0 | 0 | 0 | 0 | 0 | 0 | 0 | 0 | 0 | 0 | 0 | 0 | 0 | 0 | 0 | 0 | 0 | 0 | 0 | 0 | 0 | 0 | 0 | 0 | 0 | 0 | 0 | 0 | Miscellaneous | Miscellaneous | Miscellaneous | Miscellaneous | Miscellaneous | Miscellaneous | Miscellaneous | Miscellaneous | Miscellaneous | Miscellaneous | Miscellaneous | Miscellaneous | Miscellaneous | Miscellaneous | Miscellaneous | Miscellaneous | Miscellaneous | Miscellaneous | Miscellaneous | Miscellaneous | Miscellaneous | Miscellaneous | Miscellaneous | Miscellaneous | Miscellaneous | Miscellaneous | Miscellaneous | Miscellaneous | 0 | 0 | 0 | 0 | 0 | 0 | 0 | 0 | 0 | 0 | 0 | 0 | 0 | 0 | 0 | 0 | 0 | 0 | 0 | 0 | 0 | 0 | 0 | 0 | 0 | 0 | 0 | 0 | 0 | 0 | 0 | 0 | 0 | 0 | 0 | 0 | 0 | 0 | 0 | 0 | 0 | 0 | 0 | 0 | 0 | 0 | 0 | 0 | 0 | 0 | 0 | 0 | 0 | 0 | 0 | 0 | 0 | 0 | 0 | 0 | 0 | 0 | 0 | 0 | 0 | 0 | 0 | 0 | 0 | 0 | 0 | 0 | 0 | 0 | 0 | 0 | 0 | 0 | 0 | 0 | 0 | 0 | 0 | 0 | 0 | 0 | 0 | 0 | 0 | 0 | 0 | 0 | 0 | 0 | 0 | 0 | 0 | 0 | 0 | 0 | 0 | 0 | 0 | 0 | 0 | 0 | 0 | 0 | 0 | 0 | 0 | 0 | 0 | 0 | 0 | 0 | 0 | 0 | 0 | 0 | 0 | 0 | 0 | 0 | 0 | 0 | 0 | 0 | 0 | 0 | 0 | 0 | 0 | 0 | 0 | 0 | 0 | 0 | 0 | 0 | 0 | 0 | 0 | 0 | 0 | 0 | 0 | 0 | 0 | 0 | 0 | 0 | 0 | 0 | 0 | 0 | 0 | 0 | 0 | 0 | 0 | 0 | 0 | 0 | 0 | 0 | 0 | 0 | Miscellaneous | Miscellaneous | Miscellaneous | Miscellaneous | Miscellaneous | Miscellaneous | Miscellaneous | Miscellaneous | Miscellaneous | Miscellaneous | Miscellaneous | Miscellaneous | Miscellaneous | Miscellaneous | Miscellaneous | Miscellaneous | Miscellaneous | Miscellaneous | Miscellaneous | Miscellaneous | Miscellaneous | Miscellaneous | Miscellaneous | Miscellaneous | Miscellaneous | Miscellaneous | Miscellaneous | Miscellaneous | 0 | 0 | 0 | 0 | 0 | 0 | 0 | 0 | 0 | 0 | 0 | 0 | 0 | 0 | 0 | 0 | 0 | 0 | 0 | 0 | 0 | 0 | 0 | 0 | 0 | 0 | 0 | 0 | 0 | 0 | 0 | 0 | 0 | 0 | 0 | 0 | 0 | 0 | 0 | 0 | 0 | 0 | 0 | 0 | 0 | 0 | 0 | 0 | 0 | 0 | 0 | 0 | 0 | 0 | 0 | 0 | 0 | 0 | 0 | 0 | 0 | 0 | 0 | 0 | 0 | 0 | 0 | 0 | 0 | 0 | 0 | 0 | 0 | 0 | 0 | 0 | 0 | 0 | 0 | 0 | 0 | 0 | 0 | 0 | 0 | 0 | 0 | 0 | 0 | 0 | 0 | 0 | 0 | 0 | 0 | 0 | 0 | 0 | 0 | 0 | 0 | 0 | 0 | 0 | 0 | 0 | 0 | 0 | 0 | 0 | 0 | 0 | 0 | 0 | 0 | 0 | 0 | 0 | 0 | 0 | 0 | 0 | 0 | 0 | 0 | 0 | 0 | 0 | 0 | 0 | 0 | 0 | 0 | 0 | 0 | 0 | 0 | 0 | 0 | 0 | 0 | 0
Other Miscellaneous_Miscellaneous_Existing_Miscellaneous | Other Miscellaneous_Miscellaneous_Existing | Other Miscellaneous_Commercial_Existing_Miscellaneous_Miscellaneous | Commercial | Miscellaneous | Existing | Miscellaneous | Natural Gas | Other Miscellaneous | EQ | Miscellaneous | 8 | 2 | 5 | 0 | 0 | 0 | 1 | 1 | 0 | 0 | 0 | 0 | 0 | 0 | 0 | 0 | 0 | 0 | 0 | 0 | 0 | Default | Default | Default | 0 | 0 | 0 | Miscellaneous | Miscellaneous | Miscellaneous | Miscellaneous | Miscellaneous | Miscellaneous | Miscellaneous | Miscellaneous | Miscellaneous | Miscellaneous | Miscellaneous | Miscellaneous | Miscellaneous | Miscellaneous | Miscellaneous | Miscellaneous | Miscellaneous | Miscellaneous | Miscellaneous | Miscellaneous | Miscellaneous | Miscellaneous | Miscellaneous | Miscellaneous | Miscellaneous | Miscellaneous | Miscellaneous | Miscellaneous | 0 | 0 | 0 | 0 | 0 | 0 | 0 | 0 | 0 | 0 | 0 | 0 | 0 | 0 | 0 | 0 | 0 | 0 | 0 | 0 | 0 | 0 | 0 | 0 | 0 | 0 | 0 | 0 | 0 | 0 | 0 | 0 | 0 | 0 | 0 | -1.4552e-11 | 0 | -1.4552e-11 | -1.4552e-11 | 0 | 0 | -1.4552e-11 | 0 | 0 | 0 | 0 | 0 | 0 | 0 | 0 | 0 | 0 | 0 | 0 | 0 | -1.4552e-11 | 0 | 0 | 0 | 0 | 0 | 0 | 0 | 0 | 0 | 0 | 0 | 0 | 0 | 0 | 0 | 0 | 0 | 0 | 0 | 0 | 0 | 0 | 0 | 0 | 0 | 0 | 0 | 0 | 0 | 0 | 0 | 0 | 0 | 0 | 0 | 0 | 0 | 0 | 0 | 0 | 0 | 0 | 0 | 0 | 0 | 0 | 0 | 0 | 0 | 0 | 0 | 0 | 0 | 0 | 0 | 0 | Miscellaneous | Miscellaneous | Miscellaneous | Miscellaneous | Miscellaneous | Miscellaneous | Miscellaneous | Miscellaneous | Miscellaneous | Miscellaneous | Miscellaneous | Miscellaneous | Miscellaneous | Miscellaneous | Miscellaneous | Miscellaneous | Miscellaneous | Miscellaneous | Miscellaneous | Miscellaneous | Miscellaneous | Miscellaneous | Miscellaneous | Miscellaneous | Miscellaneous | Miscellaneous | Miscellaneous | Miscellaneous | 0 | 0 | 0 | 0 | 0 | 0 | 0 | 0 | 0 | 0 | 0 | 0 | 0 | 0 | 0 | 0 | 0 | 0 | 0 | 0 | 0 | 0 | 0 | 0 | 0 | 0 | 0 | 0 | 0 | 0 | 0 | 0 | 0 | 0 | 0 | 0 | 0 | 0 | 0 | 0 | 0 | 0 | 0 | 0 | 0 | 0 | 0 | 0 | 0 | 0 | 0 | 0 | 0 | 0 | 0 | 0 | 0 | 0 | 0 | 0 | 0 | 0 | 0 | 0 | 0 | 0 | 0 | 0 | 0 | 0 | 0 | 0 | 0 | 0 | 0 | 0 | 0 | 0 | 0 | 0 | 0 | 0 | 0 | 0 | 0 | 0 | 0 | 0 | 0 | 0 | 0 | -1.4552e-11 | 0 | -1.4552e-11 | -1.4552e-11 | 0 | 0 | -1.4552e-11 | 0 | 1.4552e-11 | 0 | 1.4552e-11 | 0 | 0 | 0 | 0 | 0 | 0 | 0 | 0 | 1.4552e-11 | 0 | 0 | 0 | 0 | 0 | 0 | 0 | 0 | 0 | 0 | 0 | 0 | 0 | 0 | 0 | 0 | 0 | 0 | 0 | 0 | 0 | 0 | 0 | 0 | 0 | 0 | 0 | 0 | 0 | 0 | 0 | 0 | 0 | 0 | 0 | 0 | 0 | 0 | 0 | 0 | 0 | 0 | 0 | 0 | 0 | 0 | 0 | 0 | 0 | 0 | 0 | 0 | 0 | 0 | 0 | 0 | 0 | Miscellaneous | Miscellaneous | Miscellaneous | Miscellaneous | Miscellaneous | Miscellaneous | Miscellaneous | Miscellaneous | Miscellaneous | Miscellaneous | Miscellaneous | Miscellaneous | Miscellaneous | Miscellaneous | Miscellaneous | Miscellaneous | Miscellaneous | Miscellaneous | Miscellaneous | Miscellaneous | Miscellaneous | Miscellaneous | Miscellaneous | Miscellaneous | Miscellaneous | Miscellaneous | Miscellaneous | Miscellaneous | 0 | 0 | 0 | 0 | 0 | 0 | 0 | 0 | 0 | 0 | 0 | 0 | 0 | 0 | 0 | 0 | 0 | 0 | 0 | 0 | 0 | 0 | 0 | 0 | 0 | 0 | 0 | 0 | 0 | 0 | 0 | 0 | 0 | 0 | 0 | 0 | 0 | 0 | 0 | 0 | 0 | 0 | 0 | 0 | 0 | 0 | 0 | 0 | 0 | 0 | 0 | 0 | 0 | 0 | 0 | 0 | 0 | 0 | 0 | 0 | 0 | 0 | 0 | 0 | 0 | 0 | 0 | 0 | 0 | 0 | 0 | 0 | 0 | 0 | 0 | 0 | 0 | 0 | 0 | 0 | 0 | 0 | 0 | 0 | 0 | 0 | 0 | 0 | 0 | 0 | 0 | 0 | 0 | 0 | 0 | 1.4552e-11 | 2.9104e-11 | 0 | 1.4552e-11 | 1.4552e-11 | 0 | 1.4552e-11 | 1.4552e-11 | 1.4552e-11 | 1.4552e-11 | 1.4552e-11 | 0 | 0 | 0 | 1.4552e-11 | 0 | 0 | 0 | 0 | 0 | 0 | 0 | 0 | 0 | 0 | 0 | 0 | 0 | 0 | 0 | 0 | 0 | 0 | 0 | 0 | 0 | 0 | 0 | 0 | 0 | 0 | 0 | 0 | 0 | 0 | 0 | 0
Other Miscellaneous_Miscellaneous_New_Miscellaneous | Other Miscellaneous_Miscellaneous_New | Other Miscellaneous_Commercial_New_Miscellaneous_Miscellaneous | Commercial | Miscellaneous | New | Miscellaneous | Natural Gas | Other Miscellaneous | EQ | Miscellaneous | 8 | 2 | 5 | 0 | 0 | 0 | 1 | 1 | 0 | 0 | 0 | 0 | 0 | 0 | 0 | 0 | 0 | 0 | 0 | 0 | 0 | Default | Default | Default | 0 | 0 | 0 | Miscellaneous | Miscellaneous | Miscellaneous | Miscellaneous | Miscellaneous | Miscellaneous | Miscellaneous | Miscellaneous | Miscellaneous | Miscellaneous | Miscellaneous | Miscellaneous | Miscellaneous | Miscellaneous | Miscellaneous | Miscellaneous | Miscellaneous | Miscellaneous | Miscellaneous | Miscellaneous | Miscellaneous | Miscellaneous | Miscellaneous | Miscellaneous | Miscellaneous | Miscellaneous | Miscellaneous | Miscellaneous | 0 | 0 | 0 | 0 | 0 | 0 | 0 | 0 | 0 | 0 | 0 | 0 | 0 | 0 | 0 | 0 | 0 | 0 | 0 | 0 | 0 | 0 | 0 | 0 | 0 | 0 | 0 | 0 | 0 | 0 | 0 | 0 | 0 | 0 | 0 | 0 | 0 | 0 | 0 | 0 | 0 | 0 | 0 | 0 | 0 | 0 | 0 | 0 | 0 | 0 | 0 | 0 | 0 | 0 | 0 | 0 | 0 | 0 | 0 | 0 | 0 | 0 | 0 | 0 | 0 | 0 | 0 | 0 | 0 | 0 | 0 | 0 | 0 | 0 | 0 | 0 | 0 | 0 | 0 | 0 | 0 | 0 | 0 | 0 | 0 | 0 | 0 | 0 | 0 | 0 | 0 | 0 | 0 | 0 | 0 | 0 | 0 | 0 | 0 | 0 | 0 | 0 | 0 | 0 | 0 | 0 | 0 | 0 | 0 | 0 | 0 | 0 | Miscellaneous | Miscellaneous | Miscellaneous | Miscellaneous | Miscellaneous | Miscellaneous | Miscellaneous | Miscellaneous | Miscellaneous | Miscellaneous | Miscellaneous | Miscellaneous | Miscellaneous | Miscellaneous | Miscellaneous | Miscellaneous | Miscellaneous | Miscellaneous | Miscellaneous | Miscellaneous | Miscellaneous | Miscellaneous | Miscellaneous | Miscellaneous | Miscellaneous | Miscellaneous | Miscellaneous | Miscellaneous | 0 | 0 | 0 | 0 | 0 | 0 | 0 | 0 | 0 | 0 | 0 | 0 | 0 | 0 | 0 | 0 | 0 | 0 | 0 | 0 | 0 | 0 | 0 | 0 | 0 | 0 | 0 | 0 | 0 | 0 | 0 | 0 | 0 | 0 | 0 | 0 | 0 | 0 | 0 | 0 | 0 | 0 | 0 | 0 | 0 | 0 | 0 | 0 | 0 | 0 | 0 | 0 | 0 | 0 | 0 | 0 | 0 | 0 | 0 | 0 | 0 | 0 | 0 | 0 | 0 | 0 | 0 | 0 | 0 | 0 | 0 | 0 | 0 | 0 | 0 | 0 | 0 | 0 | 0 | 0 | 0 | 0 | 0 | 0 | 0 | 0 | 0 | 0 | 0 | 0 | 0 | 0 | 0 | 0 | 0 | 0 | 0 | 0 | 0 | 0 | 0 | 0 | 0 | 0 | 0 | 0 | 0 | 0 | 0 | 0 | 0 | 0 | 0 | 0 | 0 | 0 | 0 | 0 | 0 | 0 | 0 | 0 | 0 | 0 | 0 | 0 | 0 | 0 | 0 | 0 | 0 | 0 | 0 | 0 | 0 | 0 | 0 | 0 | 0 | 0 | 0 | 0 | 0 | 0 | 0 | 0 | 0 | 0 | 0 | 0 | 0 | 0 | 0 | 0 | 0 | 0 | 0 | 0 | 0 | 0 | 0 | 0 | 0 | 0 | 0 | 0 | 0 | 0 | Miscellaneous | Miscellaneous | Miscellaneous | Miscellaneous | Miscellaneous | Miscellaneous | Miscellaneous | Miscellaneous | Miscellaneous | Miscellaneous | Miscellaneous | Miscellaneous | Miscellaneous | Miscellaneous | Miscellaneous | Miscellaneous | Miscellaneous | Miscellaneous | Miscellaneous | Miscellaneous | Miscellaneous | Miscellaneous | Miscellaneous | Miscellaneous | Miscellaneous | Miscellaneous | Miscellaneous | Miscellaneous | 0 | 0 | 0 | 0 | 0 | 0 | 0 | 0 | 0 | 0 | 0 | 0 | 0 | 0 | 0 | 0 | 0 | 0 | 0 | 0 | 0 | 0 | 0 | 0 | 0 | 0 | 0 | 0 | 0 | 0 | 0 | 0 | 0 | 0 | 0 | 0 | 0 | 0 | 0 | 0 | 0 | 0 | 0 | 0 | 0 | 0 | 0 | 0 | 0 | 0 | 0 | 0 | 0 | 0 | 0 | 0 | 0 | 0 | 0 | 0 | 0 | 0 | 0 | 0 | 0 | 0 | 0 | 0 | 0 | 0 | 0 | 0 | 0 | 0 | 0 | 0 | 0 | 0 | 0 | 0 | 0 | 0 | 0 | 0 | 0 | 0 | 0 | 0 | 0 | 0 | 0 | 0 | 0 | 0 | 0 | 0 | 0 | 0 | 0 | 0 | 0 | 0 | 0 | 0 | 0 | 0 | 0 | 0 | 0 | 0 | 0 | 0 | 0 | 0 | 0 | 0 | 0 | 0 | 0 | 0 | 0 | 0 | 0 | 0 | 0 | 0 | 0 | 0 | 0 | 0 | 0 | 0 | 0 | 0 | 0 | 0 | 0 | 0 | 0 | 0 | 0 | 0
Other Miscellaneous_Restaurant_Existing_Miscellaneous | Other Miscellaneous_Restaurant_Existing | Other Miscellaneous_Commercial_Existing_Miscellaneous_Miscellaneous | Commercial | Restaurant | Existing | Miscellaneous | Natural Gas | Other Miscellaneous | EQ | Miscellaneous | 8 | 2 | 5 | 0 | 0 | 0 | 1 | 1 | 0 | 0 | 0 | 0 | 0 | 0 | 0 | 0 | 0 | 0 | 0 | 0 | 0 | Default | Default | Default | 0 | 0 | 0 | Miscellaneous | Miscellaneous | Miscellaneous | Miscellaneous | Miscellaneous | Miscellaneous | Miscellaneous | Miscellaneous | Miscellaneous | Miscellaneous | Miscellaneous | Miscellaneous | Miscellaneous | Miscellaneous | Miscellaneous | Miscellaneous | Miscellaneous | Miscellaneous | Miscellaneous | Miscellaneous | Miscellaneous | Miscellaneous | Miscellaneous | Miscellaneous | Miscellaneous | Miscellaneous | Miscellaneous | Miscellaneous | 0 | 0 | 0 | 0 | 0 | 0 | 0 | 0 | 0 | 0 | 0 | 0 | 0 | 0 | 0 | 0 | 0 | 0 | 0 | 0 | 0 | 0 | 0 | 0 | 0 | 0 | 0 | 0 | 0 | 0 | 0 | 0 | 0 | 0 | -1.819e-12 | 0 | 0 | 0 | 0 | 0 | 0 | -3.638e-12 | -3.638e-12 | 0 | 0 | 1.819e-12 | 0 | 0 | 0 | 0 | -1.819e-12 | -1.819e-12 | 0 | 0 | 0 | 0 | 0 | 0 | 0 | 0 | 0 | 0 | 0 | 0 | 0 | 0 | 0 | 0 | 0 | 0 | 0 | 0 | 0 | 0 | 0 | 0 | 0 | 0 | 0 | 0 | 0 | 0 | 0 | 0 | 0 | 0 | 0 | 0 | 0 | 0 | 0 | 0 | 0 | 0 | 0 | 0 | 0 | 0 | 0 | 0 | 0 | 0 | 0 | 0 | 0 | 0 | 0 | 0 | 0 | 0 | 0 | 0 | Miscellaneous | Miscellaneous | Miscellaneous | Miscellaneous | Miscellaneous | Miscellaneous | Miscellaneous | Miscellaneous | Miscellaneous | Miscellaneous | Miscellaneous | Miscellaneous | Miscellaneous | Miscellaneous | Miscellaneous | Miscellaneous | Miscellaneous | Miscellaneous | Miscellaneous | Miscellaneous | Miscellaneous | Miscellaneous | Miscellaneous | Miscellaneous | Miscellaneous | Miscellaneous | Miscellaneous | Miscellaneous | 0 | 0 | 0 | 0 | 0 | 0 | 0 | 0 | 0 | 0 | 0 | 0 | 0 | 0 | 0 | 0 | 0 | 0 | 0 | 0 | 0 | 0 | 0 | 0 | 0 | 0 | 0 | 0 | 0 | 0 | 0 | 0 | 0 | 0 | 0 | 0 | 0 | 0 | 0 | 0 | 0 | 0 | 0 | 0 | 0 | 0 | 0 | 0 | 0 | 0 | 0 | 0 | 0 | 0 | 0 | 0 | 0 | 0 | 0 | 0 | 0 | 0 | 0 | 0 | 0 | 0 | 0 | 0 | 0 | 0 | 0 | 0 | 0 | 0 | 0 | 0 | 0 | 0 | 0 | 0 | 0 | 0 | 0 | 0 | 0 | 0 | 0 | 0 | 1.819e-12 | 1.819e-12 | 0 | 0 | 0 | 0 | 0 | -3.638e-12 | 0 | -3.638e-12 | -3.638e-12 | 0 | 0 | 1.819e-12 | 0 | 0 | 0 | 0 | -1.819e-12 | 0 | 0 | 0 | -1.819e-12 | -1.819e-12 | 0 | 0 | 0 | 0 | 0 | 0 | 0 | 0 | 0 | 0 | 0 | 0 | 0 | 0 | 0 | 0 | 0 | 0 | 0 | 0 | 0 | 0 | 0 | 0 | 0 | 0 | 0 | 0 | 0 | 0 | 0 | 0 | 0 | 0 | 0 | 0 | 0 | 0 | 0 | 0 | 0 | 0 | 0 | 0 | 0 | 0 | 0 | 0 | 0 | 0 | 0 | 0 | 0 | 0 | 0 | 0 | Miscellaneous | Miscellaneous | Miscellaneous | Miscellaneous | Miscellaneous | Miscellaneous | Miscellaneous | Miscellaneous | Miscellaneous | Miscellaneous | Miscellaneous | Miscellaneous | Miscellaneous | Miscellaneous | Miscellaneous | Miscellaneous | Miscellaneous | Miscellaneous | Miscellaneous | Miscellaneous | Miscellaneous | Miscellaneous | Miscellaneous | Miscellaneous | Miscellaneous | Miscellaneous | Miscellaneous | Miscellaneous | 0 | 0 | 0 | 0 | 0 | 0 | 0 | 0 | 0 | 0 | 0 | 0 | 0 | 0 | 0 | 0 | 0 | 0 | 0 | 0 | 0 | 0 | 0 | 0 | 0 | 0 | 0 | 0 | 0 | 0 | 0 | 0 | 0 | 0 | 0 | 0 | 0 | 0 | 0 | 0 | 0 | 0 | 0 | 0 | 0 | 0 | 0 | 0 | 0 | 0 | 0 | 0 | 0 | 0 | 0 | 0 | 0 | 0 | 0 | 0 | 0 | 0 | 0 | 0 | 0 | 0 | 0 | 0 | 0 | 0 | 0 | 0 | 0 | 0 | 0 | 0 | 0 | 0 | 0 | 0 | 0 | 0 | 0 | 0 | 0 | 0 | 0 | 0 | 1.819e-12 | 1.819e-12 | 0 | 0 | 0 | 0 | 1.819e-12 | -3.638e-12 | 1.819e-12 | -3.638e-12 | 0 | 1.819e-12 | 0 | 1.819e-12 | 0 | 0 | 0 | 0 | -1.819e-12 | -1.819e-12 | 0 | 0 | -1.819e-12 | -1.819e-12 | 0 | 0 | 0 | 0 | 0 | 0 | 0 | 0 | 0 | 0 | 0 | 0 | 0 | 0 | 0 | 0 | 0 | 0 | 0 | 0 | 0 | 0 | 0 | 0 | 0 | 0 | 0 | 0 | 0 | 0
Other Miscellaneous_Restaurant_New_Miscellaneous | Other Miscellaneous_Restaurant_New | Other Miscellaneous_Commercial_New_Miscellaneous_Miscellaneous | Commercial | Restaurant | New | Miscellaneous | Natural Gas | Other Miscellaneous | EQ | Miscellaneous | 8 | 2 | 5 | 0 | 0 | 0 | 1 | 1 | 0 | 0 | 0 | 0 | 0 | 0 | 0 | 0 | 0 | 0 | 0 | 0 | 0 | Default | Default | Default | 0 | 0 | 0 | Miscellaneous | Miscellaneous | Miscellaneous | Miscellaneous | Miscellaneous | Miscellaneous | Miscellaneous | Miscellaneous | Miscellaneous | Miscellaneous | Miscellaneous | Miscellaneous | Miscellaneous | Miscellaneous | Miscellaneous | Miscellaneous | Miscellaneous | Miscellaneous | Miscellaneous | Miscellaneous | Miscellaneous | Miscellaneous | Miscellaneous | Miscellaneous | Miscellaneous | Miscellaneous | Miscellaneous | Miscellaneous | 0 | 0 | 0 | 0 | 0 | 0 | 0 | 0 | 0 | 0 | 0 | 0 | 0 | 0 | 0 | 0 | 0 | 0 | 0 | 0 | 0 | 0 | 0 | 0 | 0 | 0 | 0 | 0 | 0 | 0 | 0 | 0 | 0 | 0 | 0 | 0 | 0 | 0 | 0 | 0 | 0 | 0 | 0 | 0 | 0 | 0 | 0 | 0 | 0 | 0 | 0 | 0 | 0 | 0 | 0 | 0 | 0 | 0 | 0 | 0 | 0 | 0 | 0 | 0 | 0 | 0 | 0 | 0 | 0 | 0 | 0 | 0 | 0 | 0 | 0 | 0 | 0 | 0 | 0 | 0 | 0 | 0 | 0 | 0 | 0 | 0 | 0 | 0 | 0 | 0 | 0 | 0 | 0 | 0 | 0 | 0 | 0 | 0 | 0 | 0 | 0 | 0 | 0 | 0 | 0 | 0 | 0 | 0 | 0 | 0 | 0 | 0 | Miscellaneous | Miscellaneous | Miscellaneous | Miscellaneous | Miscellaneous | Miscellaneous | Miscellaneous | Miscellaneous | Miscellaneous | Miscellaneous | Miscellaneous | Miscellaneous | Miscellaneous | Miscellaneous | Miscellaneous | Miscellaneous | Miscellaneous | Miscellaneous | Miscellaneous | Miscellaneous | Miscellaneous | Miscellaneous | Miscellaneous | Miscellaneous | Miscellaneous | Miscellaneous | Miscellaneous | Miscellaneous | 0 | 0 | 0 | 0 | 0 | 0 | 0 | 0 | 0 | 0 | 0 | 0 | 0 | 0 | 0 | 0 | 0 | 0 | 0 | 0 | 0 | 0 | 0 | 0 | 0 | 0 | 0 | 0 | 0 | 0 | 0 | 0 | 0 | 0 | 0 | 0 | 0 | 0 | 0 | 0 | 0 | 0 | 0 | 0 | 0 | 0 | 0 | 0 | 0 | 0 | 0 | 0 | 0 | 0 | 0 | 0 | 0 | 0 | 0 | 0 | 0 | 0 | 0 | 0 | 0 | 0 | 0 | 0 | 0 | 0 | 0 | 0 | 0 | 0 | 0 | 0 | 0 | 0 | 0 | 0 | 0 | 0 | 0 | 0 | 0 | 0 | 0 | 0 | 0 | 0 | 0 | 0 | 0 | 0 | 0 | 0 | 0 | 0 | 0 | 0 | 0 | 0 | 0 | 0 | 0 | 0 | 0 | 0 | 0 | 0 | 0 | 0 | 0 | 0 | 0 | 0 | 0 | 0 | 0 | 0 | 0 | 0 | 0 | 0 | 0 | 0 | 0 | 0 | 0 | 0 | 0 | 0 | 0 | 0 | 0 | 0 | 0 | 0 | 0 | 0 | 0 | 0 | 0 | 0 | 0 | 0 | 0 | 0 | 0 | 0 | 0 | 0 | 0 | 0 | 0 | 0 | 0 | 0 | 0 | 0 | 0 | 0 | 0 | 0 | 0 | 0 | 0 | 0 | Miscellaneous | Miscellaneous | Miscellaneous | Miscellaneous | Miscellaneous | Miscellaneous | Miscellaneous | Miscellaneous | Miscellaneous | Miscellaneous | Miscellaneous | Miscellaneous | Miscellaneous | Miscellaneous | Miscellaneous | Miscellaneous | Miscellaneous | Miscellaneous | Miscellaneous | Miscellaneous | Miscellaneous | Miscellaneous | Miscellaneous | Miscellaneous | Miscellaneous | Miscellaneous | Miscellaneous | Miscellaneous | 0 | 0 | 0 | 0 | 0 | 0 | 0 | 0 | 0 | 0 | 0 | 0 | 0 | 0 | 0 | 0 | 0 | 0 | 0 | 0 | 0 | 0 | 0 | 0 | 0 | 0 | 0 | 0 | 0 | 0 | 0 | 0 | 0 | 0 | 0 | 0 | 0 | 0 | 0 | 0 | 0 | 0 | 0 | 0 | 0 | 0 | 0 | 0 | 0 | 0 | 0 | 0 | 0 | 0 | 0 | 0 | 0 | 0 | 0 | 0 | 0 | 0 | 0 | 0 | 0 | 0 | 0 | 0 | 0 | 0 | 0 | 0 | 0 | 0 | 0 | 0 | 0 | 0 | 0 | 0 | 0 | 0 | 0 | 0 | 0 | 0 | 0 | 0 | 0 | 0 | 0 | 0 | 0 | 0 | 0 | 0 | 0 | 0 | 0 | 0 | 0 | 0 | 0 | 0 | 0 | 0 | 0 | 0 | 0 | 0 | 0 | 0 | 0 | 0 | 0 | 0 | 0 | 0 | 0 | 0 | 0 | 0 | 0 | 0 | 0 | 0 | 0 | 0 | 0 | 0 | 0 | 0 | 0 | 0 | 0 | 0 | 0 | 0 | 0 | 0 | 0 | 0
Other Miscellaneous_Warehouse_Existing_Miscellaneous | Other Miscellaneous_Warehouse_Existing | Other Miscellaneous_Commercial_Existing_Miscellaneous_Miscellaneous | Commercial | Warehouse | Existing | Miscellaneous | Natural Gas | Other Miscellaneous | EQ | Miscellaneous | 8 | 2 | 5 | 0 | 0 | 0 | 1 | 1 | 0 | 0 | 0 | 0 | 0 | 0 | 0 | 0 | 0 | 0 | 0 | 0 | 0 | Default | Default | Default | 0 | 0 | 0 | Miscellaneous | Miscellaneous | Miscellaneous | Miscellaneous | Miscellaneous | Miscellaneous | Miscellaneous | Miscellaneous | Miscellaneous | Miscellaneous | Miscellaneous | Miscellaneous | Miscellaneous | Miscellaneous | Miscellaneous | Miscellaneous | Miscellaneous | Miscellaneous | Miscellaneous | Miscellaneous | Miscellaneous | Miscellaneous | Miscellaneous | Miscellaneous | Miscellaneous | Miscellaneous | Miscellaneous | Miscellaneous | 0 | 0 | 0 | 0 | 0 | 0 | 0 | 0 | 0 | 0 | 0 | 0 | 0 | 0 | 0 | 0 | 0 | 0 | 0 | 0 | 0 | 0 | 0 | 0 | 0 | 0 | 0 | 0 | 0 | 0 | 0 | 0 | 0 | 0 | 0 | 0 | 0 | 0 | 0 | 0 | 0 | 0 | 0 | 0 | -5.6843e-14 | 0 | 0 | 0 | -5.6843e-14 | -5.6843e-14 | 0 | 0 | 0 | 0 | 0 | 0 | 0 | 0 | 0 | 0 | 0 | 0 | 0 | 0 | 0 | 0 | 0 | 0 | 0 | 0 | 0 | 0 | 0 | 0 | 0 | 0 | 0 | 0 | 0 | 0 | 0 | 0 | 0 | 0 | 0 | 0 | 0 | 0 | 0 | 0 | 0 | 0 | 0 | 0 | 0 | 0 | 0 | 0 | 0 | 0 | 0 | 0 | 0 | 0 | 0 | 0 | 0 | 0 | 0 | 0 | 0 | 0 | Miscellaneous | Miscellaneous | Miscellaneous | Miscellaneous | Miscellaneous | Miscellaneous | Miscellaneous | Miscellaneous | Miscellaneous | Miscellaneous | Miscellaneous | Miscellaneous | Miscellaneous | Miscellaneous | Miscellaneous | Miscellaneous | Miscellaneous | Miscellaneous | Miscellaneous | Miscellaneous | Miscellaneous | Miscellaneous | Miscellaneous | Miscellaneous | Miscellaneous | Miscellaneous | Miscellaneous | Miscellaneous | 0 | 0 | 0 | 0 | 0 | 0 | 0 | 0 | 0 | 0 | 0 | 0 | 0 | 0 | 0 | 0 | 0 | 0 | 0 | 0 | 0 | 0 | 0 | 0 | 0 | 0 | 0 | 0 | 0 | 0 | 0 | 0 | 0 | 0 | 0 | 0 | 0 | 0 | 0 | 0 | 0 | 0 | 0 | 0 | 0 | 0 | 0 | 0 | 0 | 0 | 0 | 0 | 0 | 0 | 0 | 0 | 0 | 0 | 0 | 0 | 0 | 0 | 0 | 0 | 0 | 0 | 0 | 0 | 0 | 0 | 0 | 0 | 0 | 0 | 0 | 0 | 0 | 0 | 0 | 0 | 0 | 0 | 0 | 0 | 0 | 0 | 0 | 0 | 0 | 0 | 0 | 0 | 0 | 0 | 0 | 0 | 0 | 0 | 0 | 0 | -5.6843e-14 | 0 | 0 | 0 | -5.6843e-14 | -5.6843e-14 | 5.6843e-14 | 0 | -5.6843e-14 | 0 | 0 | 0 | 0 | 0 | 0 | 0 | 0 | 0 | 0 | 0 | 0 | 0 | 0 | 0 | 0 | 0 | 0 | 0 | 0 | 0 | 0 | 0 | 0 | 0 | 0 | 0 | 0 | 0 | 0 | 0 | 0 | 0 | 0 | 0 | 0 | 0 | 0 | 0 | 0 | 0 | 0 | 0 | 0 | 0 | 0 | 0 | 0 | 0 | 0 | 0 | 0 | 0 | 0 | 0 | 0 | 0 | 0 | 0 | Miscellaneous | Miscellaneous | Miscellaneous | Miscellaneous | Miscellaneous | Miscellaneous | Miscellaneous | Miscellaneous | Miscellaneous | Miscellaneous | Miscellaneous | Miscellaneous | Miscellaneous | Miscellaneous | Miscellaneous | Miscellaneous | Miscellaneous | Miscellaneous | Miscellaneous | Miscellaneous | Miscellaneous | Miscellaneous | Miscellaneous | Miscellaneous | Miscellaneous | Miscellaneous | Miscellaneous | Miscellaneous | 0 | 0 | 0 | 0 | 0 | 0 | 0 | 0 | 0 | 0 | 0 | 0 | 0 | 0 | 0 | 0 | 0 | 0 | 0 | 0 | 0 | 0 | 0 | 0 | 0 | 0 | 0 | 0 | 0 | 0 | 0 | 0 | 0 | 0 | 0 | 0 | 0 | 0 | 0 | 0 | 0 | 0 | 0 | 0 | 0 | 0 | 0 | 0 | 0 | 0 | 0 | 0 | 0 | 0 | 0 | 0 | 0 | 0 | 0 | 0 | 0 | 0 | 0 | 0 | 0 | 0 | 0 | 0 | 0 | 0 | 0 | 0 | 0 | 0 | 0 | 0 | 0 | 0 | 0 | 0 | 0 | 0 | 0 | 0 | 0 | 0 | 0 | 0 | 0 | 0 | 0 | 0 | 0 | 0 | 0 | 0 | 5.6843e-14 | 0 | 0 | 1.1369e-13 | -5.6843e-14 | 0 | 5.6843e-14 | 0 | 0 | 0 | 0 | 0 | 0 | 0 | 0 | 0 | 0 | 0 | 0 | 0 | 0 | 0 | 0 | 0 | 0 | 0 | 0 | 0 | 0 | 0 | 0 | 0 | 0 | 0 | 0 | 0 | 0 | 0 | 0 | 0 | 0 | 0 | 0 | 0 | 0 | 0
Other Miscellaneous_Warehouse_New_Miscellaneous | Other Miscellaneous_Warehouse_New | Other Miscellaneous_Commercial_New_Miscellaneous_Miscellaneous | Commercial | Warehouse | New | Miscellaneous | Natural Gas | Other Miscellaneous | EQ | Miscellaneous | 8 | 2 | 5 | 0 | 0 | 0 | 1 | 1 | 0 | 0 | 0 | 0 | 0 | 0 | 0 | 0 | 0 | 0 | 0 | 0 | 0 | Default | Default | Default | 0 | 0 | 0 | Miscellaneous | Miscellaneous | Miscellaneous | Miscellaneous | Miscellaneous | Miscellaneous | Miscellaneous | Miscellaneous | Miscellaneous | Miscellaneous | Miscellaneous | Miscellaneous | Miscellaneous | Miscellaneous | Miscellaneous | Miscellaneous | Miscellaneous | Miscellaneous | Miscellaneous | Miscellaneous | Miscellaneous | Miscellaneous | Miscellaneous | Miscellaneous | Miscellaneous | Miscellaneous | Miscellaneous | Miscellaneous | 0 | 0 | 0 | 0 | 0 | 0 | 0 | 0 | 0 | 0 | 0 | 0 | 0 | 0 | 0 | 0 | 0 | 0 | 0 | 0 | 0 | 0 | 0 | 0 | 0 | 0 | 0 | 0 | 0 | 0 | 0 | 0 | 0 | 0 | 0 | 0 | 0 | 0 | 0 | 0 | 0 | 0 | 0 | 0 | 0 | 0 | 0 | 0 | 0 | 0 | 0 | 0 | 0 | 0 | 0 | 0 | 0 | 0 | 0 | 0 | 0 | 0 | 0 | 0 | 0 | 0 | 0 | 0 | 0 | 0 | 0 | 0 | 0 | 0 | 0 | 0 | 0 | 0 | 0 | 0 | 0 | 0 | 0 | 0 | 0 | 0 | 0 | 0 | 0 | 0 | 0 | 0 | 0 | 0 | 0 | 0 | 0 | 0 | 0 | 0 | 0 | 0 | 0 | 0 | 0 | 0 | 0 | 0 | 0 | 0 | 0 | 0 | Miscellaneous | Miscellaneous | Miscellaneous | Miscellaneous | Miscellaneous | Miscellaneous | Miscellaneous | Miscellaneous | Miscellaneous | Miscellaneous | Miscellaneous | Miscellaneous | Miscellaneous | Miscellaneous | Miscellaneous | Miscellaneous | Miscellaneous | Miscellaneous | Miscellaneous | Miscellaneous | Miscellaneous | Miscellaneous | Miscellaneous | Miscellaneous | Miscellaneous | Miscellaneous | Miscellaneous | Miscellaneous | 0 | 0 | 0 | 0 | 0 | 0 | 0 | 0 | 0 | 0 | 0 | 0 | 0 | 0 | 0 | 0 | 0 | 0 | 0 | 0 | 0 | 0 | 0 | 0 | 0 | 0 | 0 | 0 | 0 | 0 | 0 | 0 | 0 | 0 | 0 | 0 | 0 | 0 | 0 | 0 | 0 | 0 | 0 | 0 | 0 | 0 | 0 | 0 | 0 | 0 | 0 | 0 | 0 | 0 | 0 | 0 | 0 | 0 | 0 | 0 | 0 | 0 | 0 | 0 | 0 | 0 | 0 | 0 | 0 | 0 | 0 | 0 | 0 | 0 | 0 | 0 | 0 | 0 | 0 | 0 | 0 | 0 | 0 | 0 | 0 | 0 | 0 | 0 | 0 | 0 | 0 | 0 | 0 | 0 | 0 | 0 | 0 | 0 | 0 | 0 | 0 | 0 | 0 | 0 | 0 | 0 | 0 | 0 | 0 | 0 | 0 | 0 | 0 | 0 | 0 | 0 | 0 | 0 | 0 | 0 | 0 | 0 | 0 | 0 | 0 | 0 | 0 | 0 | 0 | 0 | 0 | 0 | 0 | 0 | 0 | 0 | 0 | 0 | 0 | 0 | 0 | 0 | 0 | 0 | 0 | 0 | 0 | 0 | 0 | 0 | 0 | 0 | 0 | 0 | 0 | 0 | 0 | 0 | 0 | 0 | 0 | 0 | 0 | 0 | 0 | 0 | 0 | 0 | Miscellaneous | Miscellaneous | Miscellaneous | Miscellaneous | Miscellaneous | Miscellaneous | Miscellaneous | Miscellaneous | Miscellaneous | Miscellaneous | Miscellaneous | Miscellaneous | Miscellaneous | Miscellaneous | Miscellaneous | Miscellaneous | Miscellaneous | Miscellaneous | Miscellaneous | Miscellaneous | Miscellaneous | Miscellaneous | Miscellaneous | Miscellaneous | Miscellaneous | Miscellaneous | Miscellaneous | Miscellaneous | 0 | 0 | 0 | 0 | 0 | 0 | 0 | 0 | 0 | 0 | 0 | 0 | 0 | 0 | 0 | 0 | 0 | 0 | 0 | 0 | 0 | 0 | 0 | 0 | 0 | 0 | 0 | 0 | 0 | 0 | 0 | 0 | 0 | 0 | 0 | 0 | 0 | 0 | 0 | 0 | 0 | 0 | 0 | 0 | 0 | 0 | 0 | 0 | 0 | 0 | 0 | 0 | 0 | 0 | 0 | 0 | 0 | 0 | 0 | 0 | 0 | 0 | 0 | 0 | 0 | 0 | 0 | 0 | 0 | 0 | 0 | 0 | 0 | 0 | 0 | 0 | 0 | 0 | 0 | 0 | 0 | 0 | 0 | 0 | 0 | 0 | 0 | 0 | 0 | 0 | 0 | 0 | 0 | 0 | 0 | 0 | 0 | 0 | 0 | 0 | 0 | 0 | 0 | 0 | 0 | 0 | 0 | 0 | 0 | 0 | 0 | 0 | 0 | 0 | 0 | 0 | 0 | 0 | 0 | 0 | 0 | 0 | 0 | 0 | 0 | 0 | 0 | 0 | 0 | 0 | 0 | 0 | 0 | 0 | 0 | 0 | 0 | 0 | 0 | 0 | 0 | 0
Other Miscellaneous_Office_Existing_Miscellaneous | Other Miscellaneous_Office_Existing | Other Miscellaneous_Commercial_Existing_Miscellaneous_Miscellaneous | Commercial | Office | Existing | Miscellaneous | Natural Gas | Other Miscellaneous | EQ | Miscellaneous | 8 | 2 | 5 | 0 | 0 | 0 | 1 | 1 | 0 | 0 | 0 | 0 | 0 | 0 | 0 | 0 | 0 | 0 | 0 | 0 | 0 | Default | Default | Default | 0 | 0 | 0 | Miscellaneous | Miscellaneous | Miscellaneous | Miscellaneous | Miscellaneous | Miscellaneous | Miscellaneous | Miscellaneous | Miscellaneous | Miscellaneous | Miscellaneous | Miscellaneous | Miscellaneous | Miscellaneous | Miscellaneous | Miscellaneous | Miscellaneous | Miscellaneous | Miscellaneous | Miscellaneous | Miscellaneous | Miscellaneous | Miscellaneous | Miscellaneous | Miscellaneous | Miscellaneous | Miscellaneous | Miscellaneous | 0 | 0 | 0 | 0 | 0 | 0 | 0 | 0 | 0 | 0 | 0 | 0 | 0 | 0 | 0 | 0 | 0 | 0 | 0 | 0 | 0 | 0 | 0 | 0 | 0 | 0 | 0 | 0 | 0 | 0 | 0 | 0 | 0 | 0 | 0 | 0 | -2.2737e-13 | 0 | 0 | 0 | 0 | -2.2737e-13 | -2.2737e-13 | 0 | -4.5475e-13 | -2.2737e-13 | -4.5475e-13 | -4.5475e-13 | -2.2737e-13 | -2.2737e-13 | 0 | -2.2737e-13 | 0 | -2.2737e-13 | -4.5475e-13 | -4.5475e-13 | 0 | 0 | 0 | 0 | 0 | 0 | 0 | 0 | 0 | 0 | 0 | 0 | 0 | 0 | 0 | 0 | 0 | 0 | 0 | 0 | 0 | 0 | 0 | 0 | 0 | 0 | 0 | 0 | 0 | 0 | 0 | 0 | 0 | 0 | 0 | 0 | 0 | 0 | 0 | 0 | 0 | 0 | 0 | 0 | 0 | 0 | 0 | 0 | 0 | 0 | 0 | 0 | 0 | 0 | 0 | 0 | Miscellaneous | Miscellaneous | Miscellaneous | Miscellaneous | Miscellaneous | Miscellaneous | Miscellaneous | Miscellaneous | Miscellaneous | Miscellaneous | Miscellaneous | Miscellaneous | Miscellaneous | Miscellaneous | Miscellaneous | Miscellaneous | Miscellaneous | Miscellaneous | Miscellaneous | Miscellaneous | Miscellaneous | Miscellaneous | Miscellaneous | Miscellaneous | Miscellaneous | Miscellaneous | Miscellaneous | Miscellaneous | 0 | 0 | 0 | 0 | 0 | 0 | 0 | 0 | 0 | 0 | 0 | 0 | 0 | 0 | 0 | 0 | 0 | 0 | 0 | 0 | 0 | 0 | 0 | 0 | 0 | 0 | 0 | 0 | 0 | 0 | 0 | 0 | 0 | 0 | 0 | 0 | 0 | 0 | 0 | 0 | 0 | 0 | 0 | 0 | 0 | 0 | 0 | 0 | 0 | 0 | 0 | 0 | 0 | 0 | 0 | 0 | 0 | 0 | 0 | 0 | 0 | 0 | 0 | 0 | 0 | 0 | 0 | 0 | 0 | 0 | 0 | 0 | 0 | 0 | 0 | 0 | 0 | 0 | 0 | 0 | 0 | 0 | 0 | 0 | 0 | 0 | 0 | 0 | 0 | 0 | 0 | 0 | 0 | 0 | 0 | 0 | 0 | -2.2737e-13 | -2.2737e-13 | 0 | -2.2737e-13 | -2.2737e-13 | -2.2737e-13 | -2.2737e-13 | -2.2737e-13 | -2.2737e-13 | 0 | -2.2737e-13 | -2.2737e-13 | -2.2737e-13 | -4.5475e-13 | -4.5475e-13 | 0 | 0 | 0 | 0 | 0 | 0 | 0 | 0 | 0 | 0 | 0 | 0 | 0 | 0 | 0 | 0 | 0 | 0 | 0 | 0 | 0 | 0 | 0 | 0 | 0 | 0 | 0 | 0 | 0 | 0 | 0 | 0 | 0 | 0 | 0 | 0 | 0 | 0 | 0 | 0 | 0 | 0 | 0 | 0 | 0 | 0 | 0 | 0 | 0 | 0 | 0 | 0 | 0 | 0 | 0 | 0 | Miscellaneous | Miscellaneous | Miscellaneous | Miscellaneous | Miscellaneous | Miscellaneous | Miscellaneous | Miscellaneous | Miscellaneous | Miscellaneous | Miscellaneous | Miscellaneous | Miscellaneous | Miscellaneous | Miscellaneous | Miscellaneous | Miscellaneous | Miscellaneous | Miscellaneous | Miscellaneous | Miscellaneous | Miscellaneous | Miscellaneous | Miscellaneous | Miscellaneous | Miscellaneous | Miscellaneous | Miscellaneous | 0 | 0 | 0 | 0 | 0 | 0 | 0 | 0 | 0 | 0 | 0 | 0 | 0 | 0 | 0 | 0 | 0 | 0 | 0 | 0 | 0 | 0 | 0 | 0 | 0 | 0 | 0 | 0 | 0 | 0 | 0 | 0 | 0 | 0 | 0 | 0 | 0 | 0 | 0 | 0 | 0 | 0 | 0 | 0 | 0 | 0 | 0 | 0 | 0 | 0 | 0 | 0 | 0 | 0 | 0 | 0 | 0 | 0 | 0 | 0 | 0 | 0 | 0 | 0 | 0 | 0 | 0 | 0 | 0 | 0 | 0 | 0 | 0 | 0 | 0 | 0 | 0 | 0 | 0 | 0 | 0 | 0 | 0 | 0 | 0 | 0 | 0 | 0 | 0 | 0 | 0 | 0 | 0 | 2.2737e-13 | 0 | 0 | 0 | -2.2737e-13 | -2.2737e-13 | 0 | -2.2737e-13 | 0 | 0 | -2.2737e-13 | 0 | 0 | 0 | 0 | 0 | 0 | 0 | 2.2737e-13 | 0 | 0 | 0 | 0 | 0 | 0 | 0 | 0 | 0 | 0 | 0 | 0 | 0 | 0 | 0 | 0 | 0 | 0 | 0 | 0 | 0 | 0 | 0 | 0 | 0 | 0 | 0 | 0 | 0 | 0
Other Miscellaneous_Office_New_Miscellaneous | Other Miscellaneous_Office_New | Other Miscellaneous_Commercial_New_Miscellaneous_Miscellaneous | Commercial | Office | New | Miscellaneous | Natural Gas | Other Miscellaneous | EQ | Miscellaneous | 8 | 2 | 5 | 0 | 0 | 0 | 1 | 1 | 0 | 0 | 0 | 0 | 0 | 0 | 0 | 0 | 0 | 0 | 0 | 0 | 0 | Default | Default | Default | 0 | 0 | 0 | Miscellaneous | Miscellaneous | Miscellaneous | Miscellaneous | Miscellaneous | Miscellaneous | Miscellaneous | Miscellaneous | Miscellaneous | Miscellaneous | Miscellaneous | Miscellaneous | Miscellaneous | Miscellaneous | Miscellaneous | Miscellaneous | Miscellaneous | Miscellaneous | Miscellaneous | Miscellaneous | Miscellaneous | Miscellaneous | Miscellaneous | Miscellaneous | Miscellaneous | Miscellaneous | Miscellaneous | Miscellaneous | 0 | 0 | 0 | 0 | 0 | 0 | 0 | 0 | 0 | 0 | 0 | 0 | 0 | 0 | 0 | 0 | 0 | 0 | 0 | 0 | 0 | 0 | 0 | 0 | 0 | 0 | 0 | 0 | 0 | 0 | 0 | 0 | 0 | 0 | 0 | 0 | 0 | 0 | 0 | 0 | 0 | 0 | 0 | 0 | 0 | 0 | 0 | 0 | 0 | 0 | 0 | 0 | 0 | 0 | 0 | 0 | 0 | 0 | 0 | 0 | 0 | 0 | 0 | 0 | 0 | 0 | 0 | 0 | 0 | 0 | 0 | 0 | 0 | 0 | 0 | 0 | 0 | 0 | 0 | 0 | 0 | 0 | 0 | 0 | 0 | 0 | 0 | 0 | 0 | 0 | 0 | 0 | 0 | 0 | 0 | 0 | 0 | 0 | 0 | 0 | 0 | 0 | 0 | 0 | 0 | 0 | 0 | 0 | 0 | 0 | 0 | 0 | Miscellaneous | Miscellaneous | Miscellaneous | Miscellaneous | Miscellaneous | Miscellaneous | Miscellaneous | Miscellaneous | Miscellaneous | Miscellaneous | Miscellaneous | Miscellaneous | Miscellaneous | Miscellaneous | Miscellaneous | Miscellaneous | Miscellaneous | Miscellaneous | Miscellaneous | Miscellaneous | Miscellaneous | Miscellaneous | Miscellaneous | Miscellaneous | Miscellaneous | Miscellaneous | Miscellaneous | Miscellaneous | 0 | 0 | 0 | 0 | 0 | 0 | 0 | 0 | 0 | 0 | 0 | 0 | 0 | 0 | 0 | 0 | 0 | 0 | 0 | 0 | 0 | 0 | 0 | 0 | 0 | 0 | 0 | 0 | 0 | 0 | 0 | 0 | 0 | 0 | 0 | 0 | 0 | 0 | 0 | 0 | 0 | 0 | 0 | 0 | 0 | 0 | 0 | 0 | 0 | 0 | 0 | 0 | 0 | 0 | 0 | 0 | 0 | 0 | 0 | 0 | 0 | 0 | 0 | 0 | 0 | 0 | 0 | 0 | 0 | 0 | 0 | 0 | 0 | 0 | 0 | 0 | 0 | 0 | 0 | 0 | 0 | 0 | 0 | 0 | 0 | 0 | 0 | 0 | 0 | 0 | 0 | 0 | 0 | 0 | 0 | 0 | 0 | 0 | 0 | 0 | 0 | 0 | 0 | 0 | 0 | 0 | 0 | 0 | 0 | 0 | 0 | 0 | 0 | 0 | 0 | 0 | 0 | 0 | 0 | 0 | 0 | 0 | 0 | 0 | 0 | 0 | 0 | 0 | 0 | 0 | 0 | 0 | 0 | 0 | 0 | 0 | 0 | 0 | 0 | 0 | 0 | 0 | 0 | 0 | 0 | 0 | 0 | 0 | 0 | 0 | 0 | 0 | 0 | 0 | 0 | 0 | 0 | 0 | 0 | 0 | 0 | 0 | 0 | 0 | 0 | 0 | 0 | 0 | Miscellaneous | Miscellaneous | Miscellaneous | Miscellaneous | Miscellaneous | Miscellaneous | Miscellaneous | Miscellaneous | Miscellaneous | Miscellaneous | Miscellaneous | Miscellaneous | Miscellaneous | Miscellaneous | Miscellaneous | Miscellaneous | Miscellaneous | Miscellaneous | Miscellaneous | Miscellaneous | Miscellaneous | Miscellaneous | Miscellaneous | Miscellaneous | Miscellaneous | Miscellaneous | Miscellaneous | Miscellaneous | 0 | 0 | 0 | 0 | 0 | 0 | 0 | 0 | 0 | 0 | 0 | 0 | 0 | 0 | 0 | 0 | 0 | 0 | 0 | 0 | 0 | 0 | 0 | 0 | 0 | 0 | 0 | 0 | 0 | 0 | 0 | 0 | 0 | 0 | 0 | 0 | 0 | 0 | 0 | 0 | 0 | 0 | 0 | 0 | 0 | 0 | 0 | 0 | 0 | 0 | 0 | 0 | 0 | 0 | 0 | 0 | 0 | 0 | 0 | 0 | 0 | 0 | 0 | 0 | 0 | 0 | 0 | 0 | 0 | 0 | 0 | 0 | 0 | 0 | 0 | 0 | 0 | 0 | 0 | 0 | 0 | 0 | 0 | 0 | 0 | 0 | 0 | 0 | 0 | 0 | 0 | 0 | 0 | 0 | 0 | 0 | 0 | 0 | 0 | 0 | 0 | 0 | 0 | 0 | 0 | 0 | 0 | 0 | 0 | 0 | 0 | 0 | 0 | 0 | 0 | 0 | 0 | 0 | 0 | 0 | 0 | 0 | 0 | 0 | 0 | 0 | 0 | 0 | 0 | 0 | 0 | 0 | 0 | 0 | 0 | 0 | 0 | 0 | 0 | 0 | 0 | 0
Other Miscellaneous_Retail_Existing_Miscellaneous | Other Miscellaneous_Retail_Existing | Other Miscellaneous_Commercial_Existing_Miscellaneous_Miscellaneous | Commercial | Retail | Existing | Miscellaneous | Natural Gas | Other Miscellaneous | EQ | Miscellaneous | 8 | 2 | 5 | 0 | 0 | 0 | 1 | 1 | 0 | 0 | 0 | 0 | 0 | 0 | 0 | 0 | 0 | 0 | 0 | 0 | 0 | Default | Default | Default | 0 | 0 | 0 | Miscellaneous | Miscellaneous | Miscellaneous | Miscellaneous | Miscellaneous | Miscellaneous | Miscellaneous | Miscellaneous | Miscellaneous | Miscellaneous | Miscellaneous | Miscellaneous | Miscellaneous | Miscellaneous | Miscellaneous | Miscellaneous | Miscellaneous | Miscellaneous | Miscellaneous | Miscellaneous | Miscellaneous | Miscellaneous | Miscellaneous | Miscellaneous | Miscellaneous | Miscellaneous | Miscellaneous | Miscellaneous | 0 | 0 | 0 | 0 | 0 | 0 | 0 | 0 | 0 | 0 | 0 | 0 | 0 | 0 | 0 | 0 | 0 | 0 | 0 | 0 | 0 | 0 | 0 | 0 | 0 | 0 | 0 | 0 | 0 | 0 | 0 | 0 | 0 | 0 | 0 | 0 | 0 | 0 | 0 | 0 | 0 | 0 | 0 | 0 | 0 | 0 | 0 | 0 | 0 | 0 | -1.1369e-13 | -1.1369e-13 | 0 | -1.1369e-13 | -1.1369e-13 | 0 | 0 | 0 | 0 | 0 | 0 | 0 | 0 | 0 | 0 | 0 | 0 | 0 | 0 | 0 | 0 | 0 | 0 | 0 | 0 | 0 | 0 | 0 | 0 | 0 | 0 | 0 | 0 | 0 | 0 | 0 | 0 | 0 | 0 | 0 | 0 | 0 | 0 | 0 | 0 | 0 | 0 | 0 | 0 | 0 | 0 | 0 | 0 | 0 | 0 | 0 | 0 | 0 | 0 | 0 | 0 | 0 | Miscellaneous | Miscellaneous | Miscellaneous | Miscellaneous | Miscellaneous | Miscellaneous | Miscellaneous | Miscellaneous | Miscellaneous | Miscellaneous | Miscellaneous | Miscellaneous | Miscellaneous | Miscellaneous | Miscellaneous | Miscellaneous | Miscellaneous | Miscellaneous | Miscellaneous | Miscellaneous | Miscellaneous | Miscellaneous | Miscellaneous | Miscellaneous | Miscellaneous | Miscellaneous | Miscellaneous | Miscellaneous | 0 | 0 | 0 | 0 | 0 | 0 | 0 | 0 | 0 | 0 | 0 | 0 | 0 | 0 | 0 | 0 | 0 | 0 | 0 | 0 | 0 | 0 | 0 | 0 | 0 | 0 | 0 | 0 | 0 | 0 | 0 | 0 | 0 | 0 | 0 | 0 | 0 | 0 | 0 | 0 | 0 | 0 | 0 | 0 | 0 | 0 | 0 | 0 | 0 | 0 | 0 | 0 | 0 | 0 | 0 | 0 | 0 | 0 | 0 | 0 | 0 | 0 | 0 | 0 | 0 | 0 | 0 | 0 | 0 | 0 | 0 | 0 | 0 | 0 | 0 | 0 | 0 | 0 | 0 | 0 | 0 | 0 | 0 | 0 | 0 | 0 | 0 | 0 | 0 | 0 | 0 | 0 | 0 | 0 | 0 | 0 | 0 | 0 | 0 | 0 | 0 | 0 | 0 | -1.1369e-13 | 0 | 0 | -1.1369e-13 | 0 | 0 | 0 | -1.1369e-13 | 0 | 0 | 0 | 0 | 0 | 0 | 0 | 0 | 0 | 0 | 0 | 0 | 0 | 0 | 0 | 0 | 0 | 0 | 0 | 0 | 0 | 0 | 0 | 0 | 0 | 0 | 0 | 0 | 0 | 0 | 0 | 0 | 0 | 0 | 0 | 0 | 0 | 0 | 0 | 0 | 0 | 0 | 0 | 0 | 0 | 0 | 0 | 0 | 0 | 0 | 0 | 0 | 0 | 0 | 0 | 0 | 0 | Miscellaneous | Miscellaneous | Miscellaneous | Miscellaneous | Miscellaneous | Miscellaneous | Miscellaneous | Miscellaneous | Miscellaneous | Miscellaneous | Miscellaneous | Miscellaneous | Miscellaneous | Miscellaneous | Miscellaneous | Miscellaneous | Miscellaneous | Miscellaneous | Miscellaneous | Miscellaneous | Miscellaneous | Miscellaneous | Miscellaneous | Miscellaneous | Miscellaneous | Miscellaneous | Miscellaneous | Miscellaneous | 0 | 0 | 0 | 0 | 0 | 0 | 0 | 0 | 0 | 0 | 0 | 0 | 0 | 0 | 0 | 0 | 0 | 0 | 0 | 0 | 0 | 0 | 0 | 0 | 0 | 0 | 0 | 0 | 0 | 0 | 0 | 0 | 0 | 0 | 0 | 0 | 0 | 0 | 0 | 0 | 0 | 0 | 0 | 0 | 0 | 0 | 0 | 0 | 0 | 0 | 0 | 0 | 0 | 0 | 0 | 0 | 0 | 0 | 0 | 0 | 0 | 0 | 0 | 0 | 0 | 0 | 0 | 0 | 0 | 0 | 0 | 0 | 0 | 0 | 0 | 0 | 0 | 0 | 0 | 0 | 0 | 0 | 0 | 0 | 0 | 0 | 0 | 0 | 0 | 0 | 0 | 0 | 0 | 0 | 0 | 0 | 0 | 0 | 0 | 0 | 0 | -1.1369e-13 | 0 | 0 | 0 | 0 | -1.1369e-13 | 0 | -1.1369e-13 | -1.1369e-13 | -1.1369e-13 | 0 | 0 | 0 | 0 | 0 | 0 | 0 | 0 | 0 | 0 | 0 | 0 | 0 | 0 | 0 | 0 | 0 | 0 | 0 | 0 | 0 | 0 | 0 | 0 | 0 | 0 | 0 | 0 | 0 | 0 | 0
Other Miscellaneous_Retail_New_Miscellaneous | Other Miscellaneous_Retail_New | Other Miscellaneous_Commercial_New_Miscellaneous_Miscellaneous | Commercial | Retail | New | Miscellaneous | Natural Gas | Other Miscellaneous | EQ | Miscellaneous | 8 | 2 | 5 | 0 | 0 | 0 | 1 | 1 | 0 | 0 | 0 | 0 | 0 | 0 | 0 | 0 | 0 | 0 | 0 | 0 | 0 | Default | Default | Default | 0 | 0 | 0 | Miscellaneous | Miscellaneous | Miscellaneous | Miscellaneous | Miscellaneous | Miscellaneous | Miscellaneous | Miscellaneous | Miscellaneous | Miscellaneous | Miscellaneous | Miscellaneous | Miscellaneous | Miscellaneous | Miscellaneous | Miscellaneous | Miscellaneous | Miscellaneous | Miscellaneous | Miscellaneous | Miscellaneous | Miscellaneous | Miscellaneous | Miscellaneous | Miscellaneous | Miscellaneous | Miscellaneous | Miscellaneous | 0 | 0 | 0 | 0 | 0 | 0 | 0 | 0 | 0 | 0 | 0 | 0 | 0 | 0 | 0 | 0 | 0 | 0 | 0 | 0 | 0 | 0 | 0 | 0 | 0 | 0 | 0 | 0 | 0 | 0 | 0 | 0 | 0 | 0 | 0 | 0 | 0 | 0 | 0 | 0 | 0 | 0 | 0 | 0 | 0 | 0 | 0 | 0 | 0 | 0 | 0 | 0 | 0 | 0 | 0 | 0 | 0 | 0 | 0 | 0 | 0 | 0 | 0 | 0 | 0 | 0 | 0 | 0 | 0 | 0 | 0 | 0 | 0 | 0 | 0 | 0 | 0 | 0 | 0 | 0 | 0 | 0 | 0 | 0 | 0 | 0 | 0 | 0 | 0 | 0 | 0 | 0 | 0 | 0 | 0 | 0 | 0 | 0 | 0 | 0 | 0 | 0 | 0 | 0 | 0 | 0 | 0 | 0 | 0 | 0 | 0 | 0 | Miscellaneous | Miscellaneous | Miscellaneous | Miscellaneous | Miscellaneous | Miscellaneous | Miscellaneous | Miscellaneous | Miscellaneous | Miscellaneous | Miscellaneous | Miscellaneous | Miscellaneous | Miscellaneous | Miscellaneous | Miscellaneous | Miscellaneous | Miscellaneous | Miscellaneous | Miscellaneous | Miscellaneous | Miscellaneous | Miscellaneous | Miscellaneous | Miscellaneous | Miscellaneous | Miscellaneous | Miscellaneous | 0 | 0 | 0 | 0 | 0 | 0 | 0 | 0 | 0 | 0 | 0 | 0 | 0 | 0 | 0 | 0 | 0 | 0 | 0 | 0 | 0 | 0 | 0 | 0 | 0 | 0 | 0 | 0 | 0 | 0 | 0 | 0 | 0 | 0 | 0 | 0 | 0 | 0 | 0 | 0 | 0 | 0 | 0 | 0 | 0 | 0 | 0 | 0 | 0 | 0 | 0 | 0 | 0 | 0 | 0 | 0 | 0 | 0 | 0 | 0 | 0 | 0 | 0 | 0 | 0 | 0 | 0 | 0 | 0 | 0 | 0 | 0 | 0 | 0 | 0 | 0 | 0 | 0 | 0 | 0 | 0 | 0 | 0 | 0 | 0 | 0 | 0 | 0 | 0 | 0 | 0 | 0 | 0 | 0 | 0 | 0 | 0 | 0 | 0 | 0 | 0 | 0 | 0 | 0 | 0 | 0 | 0 | 0 | 0 | 0 | 0 | 0 | 0 | 0 | 0 | 0 | 0 | 0 | 0 | 0 | 0 | 0 | 0 | 0 | 0 | 0 | 0 | 0 | 0 | 0 | 0 | 0 | 0 | 0 | 0 | 0 | 0 | 0 | 0 | 0 | 0 | 0 | 0 | 0 | 0 | 0 | 0 | 0 | 0 | 0 | 0 | 0 | 0 | 0 | 0 | 0 | 0 | 0 | 0 | 0 | 0 | 0 | 0 | 0 | 0 | 0 | 0 | 0 | Miscellaneous | Miscellaneous | Miscellaneous | Miscellaneous | Miscellaneous | Miscellaneous | Miscellaneous | Miscellaneous | Miscellaneous | Miscellaneous | Miscellaneous | Miscellaneous | Miscellaneous | Miscellaneous | Miscellaneous | Miscellaneous | Miscellaneous | Miscellaneous | Miscellaneous | Miscellaneous | Miscellaneous | Miscellaneous | Miscellaneous | Miscellaneous | Miscellaneous | Miscellaneous | Miscellaneous | Miscellaneous | 0 | 0 | 0 | 0 | 0 | 0 | 0 | 0 | 0 | 0 | 0 | 0 | 0 | 0 | 0 | 0 | 0 | 0 | 0 | 0 | 0 | 0 | 0 | 0 | 0 | 0 | 0 | 0 | 0 | 0 | 0 | 0 | 0 | 0 | 0 | 0 | 0 | 0 | 0 | 0 | 0 | 0 | 0 | 0 | 0 | 0 | 0 | 0 | 0 | 0 | 0 | 0 | 0 | 0 | 0 | 0 | 0 | 0 | 0 | 0 | 0 | 0 | 0 | 0 | 0 | 0 | 0 | 0 | 0 | 0 | 0 | 0 | 0 | 0 | 0 | 0 | 0 | 0 | 0 | 0 | 0 | 0 | 0 | 0 | 0 | 0 | 0 | 0 | 0 | 0 | 0 | 0 | 0 | 0 | 0 | 0 | 0 | 0 | 0 | 0 | 0 | 0 | 0 | 0 | 0 | 0 | 0 | 0 | 0 | 0 | 0 | 0 | 0 | 0 | 0 | 0 | 0 | 0 | 0 | 0 | 0 | 0 | 0 | 0 | 0 | 0 | 0 | 0 | 0 | 0 | 0 | 0 | 0 | 0 | 0 | 0 | 0 | 0 | 0 | 0 | 0 | 0
Other Miscellaneous_Education_Existing_Miscellaneous | Other Miscellaneous_Education_Existing | Other Miscellaneous_Commercial_Existing_Miscellaneous_Miscellaneous | Commercial | Education | Existing | Miscellaneous | Natural Gas | Other Miscellaneous | EQ | Miscellaneous | 8 | 2 | 5 | 0 | 0 | 0 | 1 | 1 | 0 | 0 | 0 | 0 | 0 | 0 | 0 | 0 | 0 | 0 | 0 | 0 | 0 | Default | Default | Default | 0 | 0 | 0 | Miscellaneous | Miscellaneous | Miscellaneous | Miscellaneous | Miscellaneous | Miscellaneous | Miscellaneous | Miscellaneous | Miscellaneous | Miscellaneous | Miscellaneous | Miscellaneous | Miscellaneous | Miscellaneous | Miscellaneous | Miscellaneous | Miscellaneous | Miscellaneous | Miscellaneous | Miscellaneous | Miscellaneous | Miscellaneous | Miscellaneous | Miscellaneous | Miscellaneous | Miscellaneous | Miscellaneous | Miscellaneous | 0 | 0 | 0 | 0 | 0 | 0 | 0 | 0 | 0 | 0 | 0 | 0 | 0 | 0 | 0 | 0 | 0 | 0 | 0 | 0 | 0 | 0 | 0 | 0 | 0 | 0 | 0 | 0 | 0 | 0 | 0 | 0 | 0 | 0 | 0 | 0 | 0 | 0 | 0 | 0 | 1.4211e-14 | 1.4211e-14 | 0 | 1.4211e-14 | 0 | 0 | 2.8422e-14 | 0 | -1.4211e-14 | 1.4211e-14 | 0 | 0 | 1.4211e-14 | 1.4211e-14 | 0 | 2.8422e-14 | 0 | 0 | 0 | 0 | 0 | 0 | 0 | 0 | 0 | 0 | 0 | 0 | 0 | 0 | 0 | 0 | 0 | 0 | 0 | 0 | 0 | 0 | 0 | 0 | 0 | 0 | 0 | 0 | 0 | 0 | 0 | 0 | 0 | 0 | 0 | 0 | 0 | 0 | 0 | 0 | 0 | 0 | 0 | 0 | 0 | 0 | 0 | 0 | 0 | 0 | 0 | 0 | 0 | 0 | 0 | 0 | Miscellaneous | Miscellaneous | Miscellaneous | Miscellaneous | Miscellaneous | Miscellaneous | Miscellaneous | Miscellaneous | Miscellaneous | Miscellaneous | Miscellaneous | Miscellaneous | Miscellaneous | Miscellaneous | Miscellaneous | Miscellaneous | Miscellaneous | Miscellaneous | Miscellaneous | Miscellaneous | Miscellaneous | Miscellaneous | Miscellaneous | Miscellaneous | Miscellaneous | Miscellaneous | Miscellaneous | Miscellaneous | 0 | 0 | 0 | 0 | 0 | 0 | 0 | 0 | 0 | 0 | 0 | 0 | 0 | 0 | 0 | 0 | 0 | 0 | 0 | 0 | 0 | 0 | 0 | 0 | 0 | 0 | 0 | 0 | 0 | 0 | 0 | 0 | 0 | 0 | 0 | 0 | 0 | 0 | 0 | 0 | 0 | 0 | 0 | 0 | 0 | 0 | 0 | 0 | 0 | 0 | 0 | 0 | 0 | 0 | 0 | 0 | 0 | 0 | 0 | 0 | 0 | 0 | 0 | 0 | 0 | 0 | 0 | 0 | 0 | 0 | 0 | 0 | 0 | 0 | 0 | 0 | 0 | 0 | 0 | 0 | 0 | 0 | 0 | 0 | 0 | 0 | 0 | 0 | 0 | 0 | 0 | 1.4211e-14 | 0 | 0 | 1.4211e-14 | 1.4211e-14 | 1.4211e-14 | 1.4211e-14 | 0 | 0 | 0 | 1.4211e-14 | 0 | 2.8422e-14 | 0 | 1.4211e-14 | 0 | 1.4211e-14 | 1.4211e-14 | 0 | 0 | 0 | 0 | 0 | 0 | 0 | 0 | 0 | 0 | 0 | 0 | 0 | 0 | 0 | 0 | 0 | 0 | 0 | 0 | 0 | 0 | 0 | 0 | 0 | 0 | 0 | 0 | 0 | 0 | 0 | 0 | 0 | 0 | 0 | 0 | 0 | 0 | 0 | 0 | 0 | 0 | 0 | 0 | 0 | 0 | 0 | 0 | 0 | 0 | 0 | 0 | 0 | 0 | 0 | 0 | 0 | 0 | 0 | Miscellaneous | Miscellaneous | Miscellaneous | Miscellaneous | Miscellaneous | Miscellaneous | Miscellaneous | Miscellaneous | Miscellaneous | Miscellaneous | Miscellaneous | Miscellaneous | Miscellaneous | Miscellaneous | Miscellaneous | Miscellaneous | Miscellaneous | Miscellaneous | Miscellaneous | Miscellaneous | Miscellaneous | Miscellaneous | Miscellaneous | Miscellaneous | Miscellaneous | Miscellaneous | Miscellaneous | Miscellaneous | 0 | 0 | 0 | 0 | 0 | 0 | 0 | 0 | 0 | 0 | 0 | 0 | 0 | 0 | 0 | 0 | 0 | 0 | 0 | 0 | 0 | 0 | 0 | 0 | 0 | 0 | 0 | 0 | 0 | 0 | 0 | 0 | 0 | 0 | 0 | 0 | 0 | 0 | 0 | 0 | 0 | 0 | 0 | 0 | 0 | 0 | 0 | 0 | 0 | 0 | 0 | 0 | 0 | 0 | 0 | 0 | 0 | 0 | 0 | 0 | 0 | 0 | 0 | 0 | 0 | 0 | 0 | 0 | 0 | 0 | 0 | 0 | 0 | 0 | 0 | 0 | 0 | 0 | 0 | 0 | 0 | 0 | 0 | 0 | 0 | 0 | 0 | 0 | 0 | 0 | 0 | 0 | 0 | 0 | 1.4211e-14 | 1.4211e-14 | 0 | 0 | 0 | 0 | 0 | 0 | 2.8422e-14 | 0 | 0 | 0 | 0 | 0 | 1.4211e-14 | 0 | 1.4211e-14 | 2.8422e-14 | 0 | 0 | 0 | 0 | 0 | 0 | 0 | 0 | 0 | 0 | 0 | 0 | 0 | 0 | 0 | 0 | 0 | 0 | 0 | 0 | 0 | 0 | 0 | 0 | 0 | 0 | 0 | 0 | 0 | 0
Other Miscellaneous_Education_New_Miscellaneous | Other Miscellaneous_Education_New | Other Miscellaneous_Commercial_New_Miscellaneous_Miscellaneous | Commercial | Education | New | Miscellaneous | Natural Gas | Other Miscellaneous | EQ | Miscellaneous | 8 | 2 | 5 | 0 | 0 | 0 | 1 | 1 | 0 | 0 | 0 | 0 | 0 | 0 | 0 | 0 | 0 | 0 | 0 | 0 | 0 | Default | Default | Default | 0 | 0 | 0 | Miscellaneous | Miscellaneous | Miscellaneous | Miscellaneous | Miscellaneous | Miscellaneous | Miscellaneous | Miscellaneous | Miscellaneous | Miscellaneous | Miscellaneous | Miscellaneous | Miscellaneous | Miscellaneous | Miscellaneous | Miscellaneous | Miscellaneous | Miscellaneous | Miscellaneous | Miscellaneous | Miscellaneous | Miscellaneous | Miscellaneous | Miscellaneous | Miscellaneous | Miscellaneous | Miscellaneous | Miscellaneous | 0 | 0 | 0 | 0 | 0 | 0 | 0 | 0 | 0 | 0 | 0 | 0 | 0 | 0 | 0 | 0 | 0 | 0 | 0 | 0 | 0 | 0 | 0 | 0 | 0 | 0 | 0 | 0 | 0 | 0 | 0 | 0 | 0 | 0 | 0 | 0 | 0 | 0 | 0 | 0 | 0 | 0 | 0 | 0 | 0 | 0 | 0 | 0 | 0 | 0 | 0 | 0 | 0 | 0 | 0 | 0 | 0 | 0 | 0 | 0 | 0 | 0 | 0 | 0 | 0 | 0 | 0 | 0 | 0 | 0 | 0 | 0 | 0 | 0 | 0 | 0 | 0 | 0 | 0 | 0 | 0 | 0 | 0 | 0 | 0 | 0 | 0 | 0 | 0 | 0 | 0 | 0 | 0 | 0 | 0 | 0 | 0 | 0 | 0 | 0 | 0 | 0 | 0 | 0 | 0 | 0 | 0 | 0 | 0 | 0 | 0 | 0 | Miscellaneous | Miscellaneous | Miscellaneous | Miscellaneous | Miscellaneous | Miscellaneous | Miscellaneous | Miscellaneous | Miscellaneous | Miscellaneous | Miscellaneous | Miscellaneous | Miscellaneous | Miscellaneous | Miscellaneous | Miscellaneous | Miscellaneous | Miscellaneous | Miscellaneous | Miscellaneous | Miscellaneous | Miscellaneous | Miscellaneous | Miscellaneous | Miscellaneous | Miscellaneous | Miscellaneous | Miscellaneous | 0 | 0 | 0 | 0 | 0 | 0 | 0 | 0 | 0 | 0 | 0 | 0 | 0 | 0 | 0 | 0 | 0 | 0 | 0 | 0 | 0 | 0 | 0 | 0 | 0 | 0 | 0 | 0 | 0 | 0 | 0 | 0 | 0 | 0 | 0 | 0 | 0 | 0 | 0 | 0 | 0 | 0 | 0 | 0 | 0 | 0 | 0 | 0 | 0 | 0 | 0 | 0 | 0 | 0 | 0 | 0 | 0 | 0 | 0 | 0 | 0 | 0 | 0 | 0 | 0 | 0 | 0 | 0 | 0 | 0 | 0 | 0 | 0 | 0 | 0 | 0 | 0 | 0 | 0 | 0 | 0 | 0 | 0 | 0 | 0 | 0 | 0 | 0 | 0 | 0 | 0 | 0 | 0 | 0 | 0 | 0 | 0 | 0 | 0 | 0 | 0 | 0 | 0 | 0 | 0 | 0 | 0 | 0 | 0 | 0 | 0 | 0 | 0 | 0 | 0 | 0 | 0 | 0 | 0 | 0 | 0 | 0 | 0 | 0 | 0 | 0 | 0 | 0 | 0 | 0 | 0 | 0 | 0 | 0 | 0 | 0 | 0 | 0 | 0 | 0 | 0 | 0 | 0 | 0 | 0 | 0 | 0 | 0 | 0 | 0 | 0 | 0 | 0 | 0 | 0 | 0 | 0 | 0 | 0 | 0 | 0 | 0 | 0 | 0 | 0 | 0 | 0 | 0 | Miscellaneous | Miscellaneous | Miscellaneous | Miscellaneous | Miscellaneous | Miscellaneous | Miscellaneous | Miscellaneous | Miscellaneous | Miscellaneous | Miscellaneous | Miscellaneous | Miscellaneous | Miscellaneous | Miscellaneous | Miscellaneous | Miscellaneous | Miscellaneous | Miscellaneous | Miscellaneous | Miscellaneous | Miscellaneous | Miscellaneous | Miscellaneous | Miscellaneous | Miscellaneous | Miscellaneous | Miscellaneous | 0 | 0 | 0 | 0 | 0 | 0 | 0 | 0 | 0 | 0 | 0 | 0 | 0 | 0 | 0 | 0 | 0 | 0 | 0 | 0 | 0 | 0 | 0 | 0 | 0 | 0 | 0 | 0 | 0 | 0 | 0 | 0 | 0 | 0 | 0 | 0 | 0 | 0 | 0 | 0 | 0 | 0 | 0 | 0 | 0 | 0 | 0 | 0 | 0 | 0 | 0 | 0 | 0 | 0 | 0 | 0 | 0 | 0 | 0 | 0 | 0 | 0 | 0 | 0 | 0 | 0 | 0 | 0 | 0 | 0 | 0 | 0 | 0 | 0 | 0 | 0 | 0 | 0 | 0 | 0 | 0 | 0 | 0 | 0 | 0 | 0 | 0 | 0 | 0 | 0 | 0 | 0 | 0 | 0 | 0 | 0 | 0 | 0 | 0 | 0 | 0 | 0 | 0 | 0 | 0 | 0 | 0 | 0 | 0 | 0 | 0 | 0 | 0 | 0 | 0 | 0 | 0 | 0 | 0 | 0 | 0 | 0 | 0 | 0 | 0 | 0 | 0 | 0 | 0 | 0 | 0 | 0 | 0 | 0 | 0 | 0 | 0 | 0 | 0 | 0 | 0 | 0
Other Miscellaneous_Healthcare_Existing_Miscellaneous | Other Miscellaneous_Healthcare_Existing | Other Miscellaneous_Commercial_Existing_Miscellaneous_Miscellaneous | Commercial | Healthcare | Existing | Miscellaneous | Natural Gas | Other Miscellaneous | EQ | Miscellaneous | 8 | 2 | 5 | 0 | 0 | 0 | 1 | 1 | 0 | 0 | 0 | 0 | 0 | 0 | 0 | 0 | 0 | 0 | 0 | 0 | 0 | Default | Default | Default | 0 | 0 | 0 | Miscellaneous | Miscellaneous | Miscellaneous | Miscellaneous | Miscellaneous | Miscellaneous | Miscellaneous | Miscellaneous | Miscellaneous | Miscellaneous | Miscellaneous | Miscellaneous | Miscellaneous | Miscellaneous | Miscellaneous | Miscellaneous | Miscellaneous | Miscellaneous | Miscellaneous | Miscellaneous | Miscellaneous | Miscellaneous | Miscellaneous | Miscellaneous | Miscellaneous | Miscellaneous | Miscellaneous | Miscellaneous | 0 | 0 | 0 | 0 | 0 | 0 | 0 | 0 | 0 | 0 | 0 | 0 | 0 | 0 | 0 | 0 | 0 | 0 | 0 | 0 | 0 | 0 | 0 | 0 | 0 | 0 | 0 | 0 | 0 | 0 | 0 | 0 | 0 | 0 | 0 | 0 | 2.2737e-13 | 0 | 0 | 0 | 0 | 0 | 0 | 0 | 0 | 0 | 0 | 2.2737e-13 | 0 | 2.2737e-13 | 2.2737e-13 | 2.2737e-13 | 0 | 2.2737e-13 | 0 | 2.2737e-13 | 0 | 0 | 0 | 0 | 0 | 0 | 0 | 0 | 0 | 0 | 0 | 0 | 0 | 0 | 0 | 0 | 0 | 0 | 0 | 0 | 0 | 0 | 0 | 0 | 0 | 0 | 0 | 0 | 0 | 0 | 0 | 0 | 0 | 0 | 0 | 0 | 0 | 0 | 0 | 0 | 0 | 0 | 0 | 0 | 0 | 0 | 0 | 0 | 0 | 0 | 0 | 0 | 0 | 0 | 0 | 0 | Miscellaneous | Miscellaneous | Miscellaneous | Miscellaneous | Miscellaneous | Miscellaneous | Miscellaneous | Miscellaneous | Miscellaneous | Miscellaneous | Miscellaneous | Miscellaneous | Miscellaneous | Miscellaneous | Miscellaneous | Miscellaneous | Miscellaneous | Miscellaneous | Miscellaneous | Miscellaneous | Miscellaneous | Miscellaneous | Miscellaneous | Miscellaneous | Miscellaneous | Miscellaneous | Miscellaneous | Miscellaneous | 0 | 0 | 0 | 0 | 0 | 0 | 0 | 0 | 0 | 0 | 0 | 0 | 0 | 0 | 0 | 0 | 0 | 0 | 0 | 0 | 0 | 0 | 0 | 0 | 0 | 0 | 0 | 0 | 0 | 0 | 0 | 0 | 0 | 0 | 0 | 0 | 0 | 0 | 0 | 0 | 0 | 0 | 0 | 0 | 0 | 0 | 0 | 0 | 0 | 0 | 0 | 0 | 0 | 0 | 0 | 0 | 0 | 0 | 0 | 0 | 0 | 0 | 0 | 0 | 0 | 0 | 0 | 0 | 0 | 0 | 0 | 0 | 0 | 0 | 0 | 0 | 0 | 0 | 0 | 0 | 0 | 0 | 0 | 0 | 0 | 0 | 0 | 0 | 0 | 0 | 0 | 0 | 2.2737e-13 | 0 | 0 | 0 | 0 | 0 | 0 | 0 | 0 | 0 | -2.2737e-13 | 2.2737e-13 | 0 | 2.2737e-13 | 2.2737e-13 | 0 | 0 | 2.2737e-13 | 4.5475e-13 | 2.2737e-13 | 0 | 0 | 0 | 0 | 0 | 0 | 0 | 0 | 0 | 0 | 0 | 0 | 0 | 0 | 0 | 0 | 0 | 0 | 0 | 0 | 0 | 0 | 0 | 0 | 0 | 0 | 0 | 0 | 0 | 0 | 0 | 0 | 0 | 0 | 0 | 0 | 0 | 0 | 0 | 0 | 0 | 0 | 0 | 0 | 0 | 0 | 0 | 0 | 0 | 0 | 0 | 0 | 0 | 0 | 0 | 0 | Miscellaneous | Miscellaneous | Miscellaneous | Miscellaneous | Miscellaneous | Miscellaneous | Miscellaneous | Miscellaneous | Miscellaneous | Miscellaneous | Miscellaneous | Miscellaneous | Miscellaneous | Miscellaneous | Miscellaneous | Miscellaneous | Miscellaneous | Miscellaneous | Miscellaneous | Miscellaneous | Miscellaneous | Miscellaneous | Miscellaneous | Miscellaneous | Miscellaneous | Miscellaneous | Miscellaneous | Miscellaneous | 0 | 0 | 0 | 0 | 0 | 0 | 0 | 0 | 0 | 0 | 0 | 0 | 0 | 0 | 0 | 0 | 0 | 0 | 0 | 0 | 0 | 0 | 0 | 0 | 0 | 0 | 0 | 0 | 0 | 0 | 0 | 0 | 0 | 0 | 0 | 0 | 0 | 0 | 0 | 0 | 0 | 0 | 0 | 0 | 0 | 0 | 0 | 0 | 0 | 0 | 0 | 0 | 0 | 0 | 0 | 0 | 0 | 0 | 0 | 0 | 0 | 0 | 0 | 0 | 0 | 0 | 0 | 0 | 0 | 0 | 0 | 0 | 0 | 0 | 0 | 0 | 0 | 0 | 0 | 0 | 0 | 0 | 0 | 0 | 0 | 0 | 0 | 0 | 0 | 0 | 0 | 0 | 0 | 0 | 0 | 0 | 0 | 0 | 0 | 0 | 2.2737e-13 | 0 | 0 | 0 | 0 | 2.2737e-13 | 0 | 2.2737e-13 | 0 | 0 | 0 | 0 | 0 | 0 | 0 | 0 | 0 | 0 | 0 | 0 | 0 | 0 | 0 | 0 | 0 | 0 | 0 | 0 | 0 | 0 | 0 | 0 | 0 | 0 | 0 | 0 | 0 | 0 | 0 | 0 | 0 | 0
Other Miscellaneous_Healthcare_New_Miscellaneous | Other Miscellaneous_Healthcare_New | Other Miscellaneous_Commercial_New_Miscellaneous_Miscellaneous | Commercial | Healthcare | New | Miscellaneous | Natural Gas | Other Miscellaneous | EQ | Miscellaneous | 8 | 2 | 5 | 0 | 0 | 0 | 1 | 1 | 0 | 0 | 0 | 0 | 0 | 0 | 0 | 0 | 0 | 0 | 0 | 0 | 0 | Default | Default | Default | 0 | 0 | 0 | Miscellaneous | Miscellaneous | Miscellaneous | Miscellaneous | Miscellaneous | Miscellaneous | Miscellaneous | Miscellaneous | Miscellaneous | Miscellaneous | Miscellaneous | Miscellaneous | Miscellaneous | Miscellaneous | Miscellaneous | Miscellaneous | Miscellaneous | Miscellaneous | Miscellaneous | Miscellaneous | Miscellaneous | Miscellaneous | Miscellaneous | Miscellaneous | Miscellaneous | Miscellaneous | Miscellaneous | Miscellaneous | 0 | 0 | 0 | 0 | 0 | 0 | 0 | 0 | 0 | 0 | 0 | 0 | 0 | 0 | 0 | 0 | 0 | 0 | 0 | 0 | 0 | 0 | 0 | 0 | 0 | 0 | 0 | 0 | 0 | 0 | 0 | 0 | 0 | 0 | 0 | 0 | 0 | 0 | 0 | 0 | 0 | 0 | 0 | 0 | 0 | 0 | 0 | 0 | 0 | 0 | 0 | 0 | 0 | 0 | 0 | 0 | 0 | 0 | 0 | 0 | 0 | 0 | 0 | 0 | 0 | 0 | 0 | 0 | 0 | 0 | 0 | 0 | 0 | 0 | 0 | 0 | 0 | 0 | 0 | 0 | 0 | 0 | 0 | 0 | 0 | 0 | 0 | 0 | 0 | 0 | 0 | 0 | 0 | 0 | 0 | 0 | 0 | 0 | 0 | 0 | 0 | 0 | 0 | 0 | 0 | 0 | 0 | 0 | 0 | 0 | 0 | 0 | Miscellaneous | Miscellaneous | Miscellaneous | Miscellaneous | Miscellaneous | Miscellaneous | Miscellaneous | Miscellaneous | Miscellaneous | Miscellaneous | Miscellaneous | Miscellaneous | Miscellaneous | Miscellaneous | Miscellaneous | Miscellaneous | Miscellaneous | Miscellaneous | Miscellaneous | Miscellaneous | Miscellaneous | Miscellaneous | Miscellaneous | Miscellaneous | Miscellaneous | Miscellaneous | Miscellaneous | Miscellaneous | 0 | 0 | 0 | 0 | 0 | 0 | 0 | 0 | 0 | 0 | 0 | 0 | 0 | 0 | 0 | 0 | 0 | 0 | 0 | 0 | 0 | 0 | 0 | 0 | 0 | 0 | 0 | 0 | 0 | 0 | 0 | 0 | 0 | 0 | 0 | 0 | 0 | 0 | 0 | 0 | 0 | 0 | 0 | 0 | 0 | 0 | 0 | 0 | 0 | 0 | 0 | 0 | 0 | 0 | 0 | 0 | 0 | 0 | 0 | 0 | 0 | 0 | 0 | 0 | 0 | 0 | 0 | 0 | 0 | 0 | 0 | 0 | 0 | 0 | 0 | 0 | 0 | 0 | 0 | 0 | 0 | 0 | 0 | 0 | 0 | 0 | 0 | 0 | 0 | 0 | 0 | 0 | 0 | 0 | 0 | 0 | 0 | 0 | 0 | 0 | 0 | 0 | 0 | 0 | 0 | 0 | 0 | 0 | 0 | 0 | 0 | 0 | 0 | 0 | 0 | 0 | 0 | 0 | 0 | 0 | 0 | 0 | 0 | 0 | 0 | 0 | 0 | 0 | 0 | 0 | 0 | 0 | 0 | 0 | 0 | 0 | 0 | 0 | 0 | 0 | 0 | 0 | 0 | 0 | 0 | 0 | 0 | 0 | 0 | 0 | 0 | 0 | 0 | 0 | 0 | 0 | 0 | 0 | 0 | 0 | 0 | 0 | 0 | 0 | 0 | 0 | 0 | 0 | Miscellaneous | Miscellaneous | Miscellaneous | Miscellaneous | Miscellaneous | Miscellaneous | Miscellaneous | Miscellaneous | Miscellaneous | Miscellaneous | Miscellaneous | Miscellaneous | Miscellaneous | Miscellaneous | Miscellaneous | Miscellaneous | Miscellaneous | Miscellaneous | Miscellaneous | Miscellaneous | Miscellaneous | Miscellaneous | Miscellaneous | Miscellaneous | Miscellaneous | Miscellaneous | Miscellaneous | Miscellaneous | 0 | 0 | 0 | 0 | 0 | 0 | 0 | 0 | 0 | 0 | 0 | 0 | 0 | 0 | 0 | 0 | 0 | 0 | 0 | 0 | 0 | 0 | 0 | 0 | 0 | 0 | 0 | 0 | 0 | 0 | 0 | 0 | 0 | 0 | 0 | 0 | 0 | 0 | 0 | 0 | 0 | 0 | 0 | 0 | 0 | 0 | 0 | 0 | 0 | 0 | 0 | 0 | 0 | 0 | 0 | 0 | 0 | 0 | 0 | 0 | 0 | 0 | 0 | 0 | 0 | 0 | 0 | 0 | 0 | 0 | 0 | 0 | 0 | 0 | 0 | 0 | 0 | 0 | 0 | 0 | 0 | 0 | 0 | 0 | 0 | 0 | 0 | 0 | 0 | 0 | 0 | 0 | 0 | 0 | 0 | 0 | 0 | 0 | 0 | 0 | 0 | 0 | 0 | 0 | 0 | 0 | 0 | 0 | 0 | 0 | 0 | 0 | 0 | 0 | 0 | 0 | 0 | 0 | 0 | 0 | 0 | 0 | 0 | 0 | 0 | 0 | 0 | 0 | 0 | 0 | 0 | 0 | 0 | 0 | 0 | 0 | 0 | 0 | 0 | 0 | 0 | 0
Boiler_Education_Existing_TE 94% (ENERGY STAR 1.0) | Boiler_Education_Existing | Boiler_Commercial_Existing_TE 80%_TE 94% (ENERGY STAR 1.0) | Commercial | Education | Existing | Space Heating | Natural Gas | Boiler | EQ | TE 80% | 31 | 19 | 25 | 182.4383 | 0 | 0 | 0.42954 | 1 | LO50Fast | 1 | n/a | A | WCE114 | 0.2433060197954626 | 0.14598361187727754 | 514 kBtu/hr | 0.0321 | 6408.167503519429 | 6408.1675 | 2176.8489019277954 | 2176.8489 | RTF Wkbk - ComGasBoilersUES_v2.2 | 2016 DOE Technical Support Document. Commercial Packaged Boilers. U.S. Department of Energy. December 2016. | AEG BEST / Market Profile Calculations | 0 | 0 | 15797.5679 | TE 80% | TE 90% (2024 WA Standard) | TE 90% (2024 WA Standard) | TE 90% (2024 WA Standard) | TE 90% (2024 WA Standard) | TE 90% (2024 WA Standard) | TE 90% (2024 WA Standard) | TE 90% (2024 WA Standard) | TE 90% (2024 WA Standard) | TE 90% (2024 WA Standard) | TE 90% (2024 WA Standard) | TE 90% (2024 WA Standard) | TE 90% (2024 WA Standard) | TE 90% (2024 WA Standard) | TE 90% (2024 WA Standard) | TE 90% (2024 WA Standard) | TE 90% (2024 WA Standard) | TE 90% (2024 WA Standard) | TE 90% (2024 WA Standard) | TE 90% (2024 WA Standard) | TE 90% (2024 WA Standard) | TE 90% (2024 WA Standard) | TE 90% (2024 WA Standard) | TE 90% (2024 WA Standard) | TE 90% (2024 WA Standard) | TE 90% (2024 WA Standard) | TE 90% (2024 WA Standard) | TE 90% (2024 WA Standard) | 0 | 0 | 0 | 11434.7218 | 12180.4163 | 12868.7497 | 13504.1343 | 14090.6432 | 14632.0361 | 15131.7833 | 15593.0884 | 16018.9086 | 16411.9733 | 16774.8023 | 17109.7213 | 17418.8774 | 17704.2522 | 17967.6751 | 18210.8348 | 18435.2898 | 18642.479 | 17958.5753 | 17394.5992 | 16936.1471 | 16570.3217 | 16285.5854 | 16071.6276 | 15919.2442 | 0 | 0 | 0 | 11434.7218 | 23615.1381 | 36483.8878 | 49988.0222 | 64078.6654 | 78710.7015 | 93842.4848 | 109435.5732 | 125454.4818 | 141866.4551 | 158641.2574 | 175750.9787 | 193169.8561 | 210874.1083 | 228841.7835 | 247052.6182 | 265487.908 | 284130.387 | 302088.9624 | 319483.5616 | 335540.1147 | 350361.5484 | 364042.8718 | 376671.7857 | 388329.2447 | 0 | 0 | 0 | 128.84714069027493 | 137.24967144111903 | 145.00585367266743 | 152.16540650178905 | 158.77422449790132 | 164.87467187892798 | 170.5058540767988 | 175.70386841329488 | 180.50203549313756 | 184.93111279760748 | 189.01949184788756 | 192.79338020199225 | 196.276969451935 | 199.49259029803602 | 202.460855694437 | 205.20079298342247 | 207.72996586556292 | 210.06458698753872 | 202.35831841871905 | 196.0034015437043 | 190.83753532420977 | 186.71539194858744 | 183.50696592736278 | 181.09607674078018 | 179.37901118363564 | 0 | 0 | 0 | 128.84714069027493 | 266.09681213139396 | 411.1026658040614 | 563.2680723058504 | 722.0422968037517 | 886.9169686826798 | 1057.4228227594785 | 1233.1266911727735 | 1413.6287266659108 | 1598.5598394635183 | 1787.579331311406 | 1980.3727115133981 | 2176.649680965333 | 2376.1422712633694 | 2578.6031269578066 | 2783.803919941229 | 2991.5338858067917 | 3201.5984727943305 | 3403.9567912130497 | 3599.960192756754 | 3790.797728080964 | 3977.5131200295514 | 4161.020085956914 | 4342.116162697695 | 4521.49517388133 | TE 98% | TE 98% | TE 98% | TE 98% | TE 98% | TE 98% | TE 98% | TE 98% | TE 98% | TE 98% | TE 98% | TE 98% | TE 98% | TE 98% | TE 98% | TE 98% | TE 98% | TE 98% | TE 98% | TE 98% | TE 98% | TE 98% | TE 98% | TE 98% | TE 98% | TE 98% | TE 98% | TE 98% | 20363.284 | 9131.4321 | 9131.4321 | 9131.4321 | 9131.4321 | 9131.4321 | 9131.4321 | 9131.4321 | 9131.4321 | 9131.4321 | 9131.4321 | 9131.4321 | 9131.4321 | 9131.4321 | 9131.4321 | 9131.4321 | 9131.4321 | 9131.4321 | 9131.4321 | 9131.4321 | 9131.4321 | 9131.4321 | 9131.4321 | 9131.4321 | 9131.4321 | 9131.4321 | 9131.4321 | 9131.4321 | 224.4784 | 88.0463 | 88.0463 | 88.0463 | 88.0463 | 88.0463 | 88.0463 | 88.0463 | 88.0463 | 88.0463 | 88.0463 | 88.0463 | 88.0463 | 88.0463 | 88.0463 | 88.0463 | 88.0463 | 88.0463 | 88.0463 | 88.0463 | 88.0463 | 88.0463 | 88.0463 | 88.0463 | 88.0463 | 88.0463 | 88.0463 | 88.0463 | 0 | 0 | 0 | 0 | 0 | 0 | 0 | 0 | 0 | 0 | 0 | 0 | 0 | 0 | 0 | 0 | 0 | 0 | 0 | 0 | 0 | 0 | 0 | 0 | 0 | 0 | 0 | 0 | 0 | 0 | 0 | 0 | 0 | 0 | 0 | 0 | 0 | 0 | 0 | 0 | 0 | 0 | 0 | 0 | 0 | 0 | 0 | 0 | 0 | 0 | -9.3132e-10 | 0 | 0 | 0 | 0 | -1.8626e-09 | 0 | 0 | 0 | 0 | 0 | 0 | 0 | 0 | 0 | 0 | 0 | 0 | 0 | 0 | 0 | 0 | 0 | 0 | 0 | 0 | 0 | 2.935296830500147E-14 | 2.935296830500147E-14 | 0 | 0 | 0 | 0 | 0 | 0 | 0 | 0 | 0 | 0 | 0 | 0 | 0 | 0 | 0 | 0 | 0 | 0 | 0 | 0 | 0 | 0 | 0 | 0 | 0 | 0 | 2.935296830500147E-14 | 5.870593661000294E-14 | 5.870593661000294E-14 | 5.870593661000294E-14 | 5.870593661000294E-14 | 5.870593661000294E-14 | 5.870593661000294E-14 | TE 84% | TE 94% (ENERGY STAR 1.0) | TE 94% (ENERGY STAR 1.0) | TE 94% (ENERGY STAR 1.0) | TE 94% (ENERGY STAR 1.0) | TE 94% (ENERGY STAR 1.0) | TE 94% (ENERGY STAR 1.0) | TE 94% (ENERGY STAR 1.0) | TE 94% (ENERGY STAR 1.0) | TE 94% (ENERGY STAR 1.0) | TE 94% (ENERGY STAR 1.0) | TE 94% (ENERGY STAR 1.0) | TE 94% (ENERGY STAR 1.0) | TE 94% (ENERGY STAR 1.0) | TE 94% (ENERGY STAR 1.0) | TE 94% (ENERGY STAR 1.0) | TE 94% (ENERGY STAR 1.0) | TE 94% (ENERGY STAR 1.0) | TE 94% (ENERGY STAR 1.0) | TE 94% (ENERGY STAR 1.0) | TE 94% (ENERGY STAR 1.0) | TE 94% (ENERGY STAR 1.0) | TE 94% (ENERGY STAR 1.0) | TE 94% (ENERGY STAR 1.0) | TE 94% (ENERGY STAR 1.0) | TE 94% (ENERGY STAR 1.0) | TE 94% (ENERGY STAR 1.0) | TE 94% (ENERGY STAR 1.0) | 4650.5895 | 4565.716 | 4565.716 | 4565.716 | 4565.716 | 4565.716 | 4565.716 | 4565.716 | 4565.716 | 4565.716 | 4565.716 | 4565.716 | 4565.716 | 4565.716 | 4565.716 | 4565.716 | 4565.716 | 4565.716 | 4565.716 | 4565.716 | 4565.716 | 4565.716 | 4565.716 | 4565.716 | 4565.716 | 4565.716 | 4565.716 | 4565.716 | 58.6975 | 46.0062 | 46.0062 | 46.0062 | 46.0062 | 46.0062 | 46.0062 | 46.0062 | 46.0062 | 46.0062 | 46.0062 | 46.0062 | 46.0062 | 46.0062 | 46.0062 | 46.0062 | 46.0062 | 46.0062 | 46.0062 | 46.0062 | 46.0062 | 46.0062 | 46.0062 | 46.0062 | 46.0062 | 46.0062 | 46.0062 | 46.0062 | 0 | 0 | 0 | 0 | 0 | 0 | 0 | 0 | 0 | 0 | 0 | 0 | 0 | 0 | 0 | 0 | 0 | 0 | 0 | 0 | 0 | 0 | 0 | 0 | 0 | 0 | 0 | 0 | 0 | 0 | 0 | 0 | 0 | 0 | 0 | 0 | 0 | 0 | 0 | 0 | 0 | 0 | 0 | 0 | 0 | 0 | 0 | 0 | 0 | 0 | 0 | 0 | 0 | 0 | 0 | 0 | 0 | 0 | 0 | 0 | 0 | 0 | 0 | 0 | 0 | 0 | 0 | 0 | 0 | 0 | 0 | 0 | 0 | 0 | 0 | 0 | 0 | 2.935296830500147E-14 | 0 | 0 | 0 | 0 | 0 | 0 | 0 | 0
Boiler_Grocery_New_TE 94% (ENERGY STAR 1.0) | Boiler_Grocery_New | Boiler_Commercial_New_TE 80%_TE 94% (ENERGY STAR 1.0) | Commercial | Grocery | New | Space Heating | Natural Gas | Boiler | EQ | TE 80% | 31 | 19 | 25 | 368.3667 | 0 | 0 | 0.039971 | 1 | LO50Fast | 1 | n/a | A | WCE100 | 0.2433060197954626 | 0.14598361187727754 | 514 kBtu/hr | 0.0321 | 3168.535242656387 | 3168.5352 | 1076.3486534813487 | 1076.3487 | RTF Wkbk - ComGasBoilersUES_v2.2 | 2016 DOE Technical Support Document. Commercial Packaged Boilers. U.S. Department of Energy. December 2016. | AEG BEST / Market Profile Calculations | 0 | 0 | 15797.8852 | TE 80% | TE 90% (2024 WA Standard) | TE 90% (2024 WA Standard) | TE 90% (2024 WA Standard) | TE 90% (2024 WA Standard) | TE 90% (2024 WA Standard) | TE 90% (2024 WA Standard) | TE 90% (2024 WA Standard) | TE 90% (2024 WA Standard) | TE 90% (2024 WA Standard) | TE 90% (2024 WA Standard) | TE 90% (2024 WA Standard) | TE 90% (2024 WA Standard) | TE 90% (2024 WA Standard) | TE 90% (2024 WA Standard) | TE 90% (2024 WA Standard) | TE 90% (2024 WA Standard) | TE 90% (2024 WA Standard) | TE 90% (2024 WA Standard) | TE 90% (2024 WA Standard) | TE 90% (2024 WA Standard) | TE 90% (2024 WA Standard) | TE 90% (2024 WA Standard) | TE 90% (2024 WA Standard) | TE 90% (2024 WA Standard) | TE 90% (2024 WA Standard) | TE 90% (2024 WA Standard) | TE 90% (2024 WA Standard) | 0 | 0 | 0 | 0 | 0 | 0 | 0 | 0 | 0 | 0 | 0 | 0 | 0 | 0 | 0 | 0 | 0 | 0 | 0 | 0 | 0 | 0 | 0 | 0 | 0 | 0 | 0 | 0 | 0 | 0 | 0 | 0 | 0 | 0 | 0 | 0 | 0 | 0 | 0 | 0 | 0 | 0 | 0 | 0 | 0 | 0 | 0 | 0 | 0 | 0 | 0 | 0 | 0 | 0 | 0 | 0 | 0 | 0 | 0 | 0 | 0 | 0 | 0 | 0 | 0 | 0 | 0 | 0 | 0 | 0 | 0 | 0 | 0 | 0 | 0 | 0 | 0 | 0 | 0 | 0 | 0 | 0 | 0 | 0 | 0 | 0 | 0 | 0 | 0 | 0 | 0 | 0 | 0 | 0 | 0 | 0 | 0 | 0 | 0 | 0 | 0 | 0 | 0 | 0 | 0 | 0 | 0 | 0 | 0 | 0 | 0 | 0 | TE 98% | TE 98% | TE 98% | TE 98% | TE 98% | TE 98% | TE 98% | TE 98% | TE 98% | TE 98% | TE 98% | TE 98% | TE 98% | TE 98% | TE 98% | TE 98% | TE 98% | TE 98% | TE 98% | TE 98% | TE 98% | TE 98% | TE 98% | TE 98% | TE 98% | TE 98% | TE 98% | TE 98% | 20363.9185 | 9131.1148 | 9131.1148 | 9131.1148 | 9131.1148 | 9131.1148 | 9131.1148 | 9131.1148 | 9131.1148 | 9131.1148 | 9131.1148 | 9131.1148 | 9131.1148 | 9131.1148 | 9131.1148 | 9131.1148 | 9131.1148 | 9131.1148 | 9131.1148 | 9131.1148 | 9131.1148 | 9131.1148 | 9131.1148 | 9131.1148 | 9131.1148 | 9131.1148 | 9131.1148 | 9131.1148 | 454.9852 | 179.9 | 179.9 | 179.9 | 179.9 | 179.9 | 179.9 | 179.9 | 179.9 | 179.9 | 179.9 | 179.9 | 179.9 | 179.9 | 179.9 | 179.9 | 179.9 | 179.9 | 179.9 | 179.9 | 179.9 | 179.9 | 179.9 | 179.9 | 179.9 | 179.9 | 179.9 | 179.9 | 0 | 0 | 0 | 0 | 0 | 0 | 0 | 0 | 0 | 0 | 0 | 0 | 0 | 0 | 0 | 0 | 0 | 0 | 0 | 0 | 0 | 0 | 0 | 0 | 0 | 0 | 0 | 0 | 0 | 0 | 0 | 0 | 0 | 0 | 0 | 0 | 0 | 0 | 0 | 0 | 0 | 0 | 0 | 0 | 0 | 0 | 0 | 0 | 0 | 0 | 0 | 0 | 0 | 0 | 0 | 0 | 0 | 0 | 0 | 0 | 0 | 0 | 0 | 0 | 0 | 0 | 0 | 0 | 0 | 0 | 0 | 0 | 0 | 0 | 0 | 0 | 0 | 0 | 0 | 0 | 0 | 0 | 0 | 0 | 0 | 0 | 0 | 0 | 0 | 0 | 0 | 0 | 0 | 0 | 0 | 0 | 0 | 0 | 0 | 0 | 0 | 0 | 0 | 0 | 0 | 0 | 0 | 0 | 0 | 0 | 0 | 0 | TE 84% | TE 94% (ENERGY STAR 1.0) | TE 94% (ENERGY STAR 1.0) | TE 94% (ENERGY STAR 1.0) | TE 94% (ENERGY STAR 1.0) | TE 94% (ENERGY STAR 1.0) | TE 94% (ENERGY STAR 1.0) | TE 94% (ENERGY STAR 1.0) | TE 94% (ENERGY STAR 1.0) | TE 94% (ENERGY STAR 1.0) | TE 94% (ENERGY STAR 1.0) | TE 94% (ENERGY STAR 1.0) | TE 94% (ENERGY STAR 1.0) | TE 94% (ENERGY STAR 1.0) | TE 94% (ENERGY STAR 1.0) | TE 94% (ENERGY STAR 1.0) | TE 94% (ENERGY STAR 1.0) | TE 94% (ENERGY STAR 1.0) | TE 94% (ENERGY STAR 1.0) | TE 94% (ENERGY STAR 1.0) | TE 94% (ENERGY STAR 1.0) | TE 94% (ENERGY STAR 1.0) | TE 94% (ENERGY STAR 1.0) | TE 94% (ENERGY STAR 1.0) | TE 94% (ENERGY STAR 1.0) | TE 94% (ENERGY STAR 1.0) | TE 94% (ENERGY STAR 1.0) | TE 94% (ENERGY STAR 1.0) | 4650.7481 | 4565.0815 | 4565.0815 | 4565.0815 | 4565.0815 | 4565.0815 | 4565.0815 | 4565.0815 | 4565.0815 | 4565.0815 | 4565.0815 | 4565.0815 | 4565.0815 | 4565.0815 | 4565.0815 | 4565.0815 | 4565.0815 | 4565.0815 | 4565.0815 | 4565.0815 | 4565.0815 | 4565.0815 | 4565.0815 | 4565.0815 | 4565.0815 | 4565.0815 | 4565.0815 | 4565.0815 | 118.0296 | 93.2815 | 93.2815 | 93.2815 | 93.2815 | 93.2815 | 93.2815 | 93.2815 | 93.2815 | 93.2815 | 93.2815 | 93.2815 | 93.2815 | 93.2815 | 93.2815 | 93.2815 | 93.2815 | 93.2815 | 93.2815 | 93.2815 | 93.2815 | 93.2815 | 93.2815 | 93.2815 | 93.2815 | 93.2815 | 93.2815 | 93.2815 | 0 | 0 | 0 | 0 | 0 | 0 | 0 | 0 | 0 | 0 | 0 | 0 | 0 | 0 | 0 | 0 | 0 | 0 | 0 | 0 | 0 | 0 | 0 | 0 | 0 | 0 | 0 | 0 | 0 | 0 | 0 | 0 | 0 | 0 | 0 | 0 | 0 | 0 | 0 | 0 | 0 | 0 | 0 | 0 | 0 | 0 | 0 | 0 | 0 | 0 | 0 | 0 | 0 | 0 | 0 | 0 | 0 | 0 | 0 | 0 | 0 | 0 | 0 | 0 | 0 | 0 | 0 | 0 | 0 | 0 | 0 | 0 | 0 | 0 | 0 | 0 | 0 | 0 | 0 | 0 | 0 | 0 | 0 | 0 | 0 | 0
Boiler_Grocery_Existing_TE 94% (ENERGY STAR 1.0) | Boiler_Grocery_Existing | Boiler_Commercial_Existing_TE 80%_TE 94% (ENERGY STAR 1.0) | Commercial | Grocery | Existing | Space Heating | Natural Gas | Boiler | EQ | TE 80% | 31 | 19 | 25 | 368.3667 | 0 | 0 | 0.039971 | 1 | LO50Fast | 1 | n/a | A | WCE86 | 0.2433060197954626 | 0.14598361187727754 | 514 kBtu/hr | 0.0321 | 3167.511057284039 | 3167.5111 | 1076.0007386052253 | 1076.0007 | RTF Wkbk - ComGasBoilersUES_v2.2 | 2016 DOE Technical Support Document. Commercial Packaged Boilers. U.S. Department of Energy. December 2016. | AEG BEST / Market Profile Calculations | 0 | 0 | 15797.8852 | TE 80% | TE 90% (2024 WA Standard) | TE 90% (2024 WA Standard) | TE 90% (2024 WA Standard) | TE 90% (2024 WA Standard) | TE 90% (2024 WA Standard) | TE 90% (2024 WA Standard) | TE 90% (2024 WA Standard) | TE 90% (2024 WA Standard) | TE 90% (2024 WA Standard) | TE 90% (2024 WA Standard) | TE 90% (2024 WA Standard) | TE 90% (2024 WA Standard) | TE 90% (2024 WA Standard) | TE 90% (2024 WA Standard) | TE 90% (2024 WA Standard) | TE 90% (2024 WA Standard) | TE 90% (2024 WA Standard) | TE 90% (2024 WA Standard) | TE 90% (2024 WA Standard) | TE 90% (2024 WA Standard) | TE 90% (2024 WA Standard) | TE 90% (2024 WA Standard) | TE 90% (2024 WA Standard) | TE 90% (2024 WA Standard) | TE 90% (2024 WA Standard) | TE 90% (2024 WA Standard) | TE 90% (2024 WA Standard) | 0 | 0 | 0 | 329.4783 | 350.9646 | 370.7981 | 389.106 | 406.0056 | 421.6052 | 436.0048 | 449.2968 | 461.5663 | 472.892 | 483.3465 | 492.9968 | 501.9048 | 510.1275 | 517.7178 | 524.7241 | 531.1915 | 537.1615 | 517.4556 | 501.2052 | 487.9955 | 477.4546 | 469.2503 | 463.0853 | 458.6946 | 0 | 0 | 0 | 329.4783 | 680.4429 | 1051.241 | 1440.347 | 1846.3526 | 2267.9578 | 2703.9626 | 3153.2594 | 3614.8257 | 4087.7177 | 4571.0642 | 5064.061 | 5565.9658 | 6076.0934 | 6593.8111 | 7118.5352 | 7649.7268 | 8186.8882 | 8704.3438 | 9205.549 | 9668.2 | 10095.2625 | 10489.474 | 10853.3615 | 11189.2577 | 0 | 0 | 0 | 1.8351021674510717 | 1.9547750007816465 | 2.06524223154833 | 2.1672119830252683 | 2.2613379074655198 | 2.3482233761795985 | 2.4284253473002866 | 2.502457936027074 | 2.5707957102364176 | 2.6338767325835026 | 2.692105368596199 | 2.745854878761763 | 2.795469811222284 | 2.841268210416611 | 2.883543655826759 | 2.922567143897665 | 2.958588825193886 | 2.991839607928859 | 2.882083271250847 | 2.791573527155368 | 2.7179988071781143 | 2.6592892836091546 | 2.6135933565275535 | 2.579256327796608 | 2.554801064694217 | 0 | 0 | 0 | 1.8351021674510717 | 3.789877168232718 | 5.8551193997810485 | 8.022331382806318 | 10.283669290271838 | 12.631892666451437 | 15.060318013751722 | 17.562775949778793 | 20.133571660015214 | 22.767448392598716 | 25.459553761194915 | 28.20540863995668 | 31.000878451178963 | 33.84214666159557 | 36.725690317422334 | 39.64825746131999 | 42.60684628651388 | 45.59868589444274 | 48.48076916569359 | 51.27234269284895 | 53.990341500027064 | 56.649630783636226 | 59.26322414016378 | 61.842480467960385 | 64.3972815326546 | TE 98% | TE 98% | TE 98% | TE 98% | TE 98% | TE 98% | TE 98% | TE 98% | TE 98% | TE 98% | TE 98% | TE 98% | TE 98% | TE 98% | TE 98% | TE 98% | TE 98% | TE 98% | TE 98% | TE 98% | TE 98% | TE 98% | TE 98% | TE 98% | TE 98% | TE 98% | TE 98% | TE 98% | 20363.9185 | 9131.1148 | 9131.1148 | 9131.1148 | 9131.1148 | 9131.1148 | 9131.1148 | 9131.1148 | 9131.1148 | 9131.1148 | 9131.1148 | 9131.1148 | 9131.1148 | 9131.1148 | 9131.1148 | 9131.1148 | 9131.1148 | 9131.1148 | 9131.1148 | 9131.1148 | 9131.1148 | 9131.1148 | 9131.1148 | 9131.1148 | 9131.1148 | 9131.1148 | 9131.1148 | 9131.1148 | 454.9852 | 179.9 | 179.9 | 179.9 | 179.9 | 179.9 | 179.9 | 179.9 | 179.9 | 179.9 | 179.9 | 179.9 | 179.9 | 179.9 | 179.9 | 179.9 | 179.9 | 179.9 | 179.9 | 179.9 | 179.9 | 179.9 | 179.9 | 179.9 | 179.9 | 179.9 | 179.9 | 179.9 | 0 | 0 | 0 | 0 | 0 | 0 | 0 | 0 | 0 | 0 | 0 | 0 | 0 | 0 | 0 | 0 | 0 | 0 | 0 | 0 | 0 | 0 | 0 | 0 | 0 | 0 | 0 | 0 | 0 | 0 | 0 | 0 | 0 | 0 | 0 | 0 | 0 | 0 | 0 | 0 | 0 | 0 | 0 | 0 | 0 | 0 | 0 | 0 | 0 | 0 | 0 | 0 | 0 | 0 | 0 | 0 | 0 | 0 | 0 | 0 | 0 | 0 | 0 | 0 | 0 | 0 | 0 | 0 | 0 | 0 | 0 | 0 | 0 | 0 | 0 | 0 | 0 | 0 | 0 | 0 | 0 | 0 | 0 | 0 | 0 | 0 | 0 | 0 | 0 | 0 | 0 | 0 | 0 | 0 | 0 | 0 | 0 | 0 | 0 | 0 | 0 | 0 | 0 | 0 | 0 | 0 | 0 | 0 | 0 | 0 | 0 | 0 | TE 84% | TE 94% (ENERGY STAR 1.0) | TE 94% (ENERGY STAR 1.0) | TE 94% (ENERGY STAR 1.0) | TE 94% (ENERGY STAR 1.0) | TE 94% (ENERGY STAR 1.0) | TE 94% (ENERGY STAR 1.0) | TE 94% (ENERGY STAR 1.0) | TE 94% (ENERGY STAR 1.0) | TE 94% (ENERGY STAR 1.0) | TE 94% (ENERGY STAR 1.0) | TE 94% (ENERGY STAR 1.0) | TE 94% (ENERGY STAR 1.0) | TE 94% (ENERGY STAR 1.0) | TE 94% (ENERGY STAR 1.0) | TE 94% (ENERGY STAR 1.0) | TE 94% (ENERGY STAR 1.0) | TE 94% (ENERGY STAR 1.0) | TE 94% (ENERGY STAR 1.0) | TE 94% (ENERGY STAR 1.0) | TE 94% (ENERGY STAR 1.0) | TE 94% (ENERGY STAR 1.0) | TE 94% (ENERGY STAR 1.0) | TE 94% (ENERGY STAR 1.0) | TE 94% (ENERGY STAR 1.0) | TE 94% (ENERGY STAR 1.0) | TE 94% (ENERGY STAR 1.0) | TE 94% (ENERGY STAR 1.0) | 4650.7481 | 4565.0815 | 4565.0815 | 4565.0815 | 4565.0815 | 4565.0815 | 4565.0815 | 4565.0815 | 4565.0815 | 4565.0815 | 4565.0815 | 4565.0815 | 4565.0815 | 4565.0815 | 4565.0815 | 4565.0815 | 4565.0815 | 4565.0815 | 4565.0815 | 4565.0815 | 4565.0815 | 4565.0815 | 4565.0815 | 4565.0815 | 4565.0815 | 4565.0815 | 4565.0815 | 4565.0815 | 118.0296 | 93.2815 | 93.2815 | 93.2815 | 93.2815 | 93.2815 | 93.2815 | 93.2815 | 93.2815 | 93.2815 | 93.2815 | 93.2815 | 93.2815 | 93.2815 | 93.2815 | 93.2815 | 93.2815 | 93.2815 | 93.2815 | 93.2815 | 93.2815 | 93.2815 | 93.2815 | 93.2815 | 93.2815 | 93.2815 | 93.2815 | 93.2815 | 0 | 0 | 0 | 126.0254 | 196.8911 | 252.1427 | 294.3587 | 327.6909 | 350.95 | 367.84 | 381.0752 | 392.2367 | 401.9582 | 410.8445 | 419.0473 | 426.6191 | 433.6084 | 440.0601 | 446.0155 | 451.5128 | 456.5872 | 439.8372 | 426.0245 | 414.7962 | 405.8364 | 398.8627 | 393.6225 | 389.8904 | 0 | 0 | 0 | 126.0254 | 322.9166 | 575.0593 | 869.418 | 1197.1089 | 1548.0589 | 1915.8989 | 2296.9741 | 2689.2108 | 3091.169 | 3502.0136 | 3921.0609 | 4347.6799 | 4781.2883 | 5221.3484 | 5667.3639 | 6118.8767 | 6575.464 | 7015.3012 | 7441.3257 | 7846.4276 | 8228.17 | 8585.3965 | 8917.9426 | 9226.2478 | 0 | 0 | 0 | 0.70193 | 1.0966 | 1.4043647174528646 | 1.6394958651586156 | 1.8251468741422403 | 1.9546939249954878 | 2.0487664826484324 | 2.122482421859881 | 2.1846491782783333 | 2.2387952226959773 | 2.288289563306769 | 2.3339766469474985 | 2.3761493395389417 | 2.4150779788541192 | 2.4510121074527453 | 2.4841820723130152 | 2.5148005014148027 | 2.54306366673953 | 2.44977078056322 | 2.372837498082063 | 2.310298986101397 | 2.2603958910677813 | 2.22155435304842 | 2.192367878627117 | 2.1715809049900843 | 0 | 0
Boiler_Lodging_New_TE 94% (ENERGY STAR 1.0) | Boiler_Lodging_New | Boiler_Commercial_New_TE 80%_TE 94% (ENERGY STAR 1.0) | Commercial | Lodging | New | Space Heating | Natural Gas | Boiler | EQ | TE 80% | 31 | 19 | 25 | 299.2781 | 0 | 0 | 0.16377 | 1 | LO50Fast | 1 | n/a | A | WCE184 | 0.2433060197954626 | 0.14598361187727754 | 514 kBtu/hr | 0.0321 | 3906.7195625848967 | 3906.7196 | 1327.1092219861775 | 1327.1092 | RTF Wkbk - ComGasBoilersUES_v2.2 | 2016 DOE Technical Support Document. Commercial Packaged Boilers. U.S. Department of Energy. December 2016. | AEG BEST / Market Profile Calculations | 0 | 0 | 15798.0438 | TE 80% | TE 90% (2024 WA Standard) | TE 90% (2024 WA Standard) | TE 90% (2024 WA Standard) | TE 90% (2024 WA Standard) | TE 90% (2024 WA Standard) | TE 90% (2024 WA Standard) | TE 90% (2024 WA Standard) | TE 90% (2024 WA Standard) | TE 90% (2024 WA Standard) | TE 90% (2024 WA Standard) | TE 90% (2024 WA Standard) | TE 90% (2024 WA Standard) | TE 90% (2024 WA Standard) | TE 90% (2024 WA Standard) | TE 90% (2024 WA Standard) | TE 90% (2024 WA Standard) | TE 90% (2024 WA Standard) | TE 90% (2024 WA Standard) | TE 90% (2024 WA Standard) | TE 90% (2024 WA Standard) | TE 90% (2024 WA Standard) | TE 90% (2024 WA Standard) | TE 90% (2024 WA Standard) | TE 90% (2024 WA Standard) | TE 90% (2024 WA Standard) | TE 90% (2024 WA Standard) | TE 90% (2024 WA Standard) | 0 | 0 | 0 | 0 | 0 | 0 | 0 | 0 | 0 | 0 | 0 | 0 | 0 | 0 | 0 | 0 | 0 | 0 | 0 | 0 | 0 | 0 | 0 | 0 | 0 | 0 | 0 | 0 | 0 | 0 | 0 | 0 | 0 | 0 | 0 | 0 | 0 | 0 | 0 | 0 | 0 | 0 | 0 | 0 | 0 | 0 | 0 | 0 | 0 | 0 | 0 | 0 | 0 | 0 | 0 | 0 | 0 | 0 | 0 | 0 | 0 | 0 | 0 | 0 | 0 | 0 | 0 | 0 | 0 | 0 | 0 | 0 | 0 | 0 | 0 | 0 | 0 | 0 | 0 | 0 | 0 | 0 | 0 | 0 | 0 | 0 | 0 | 0 | 0 | 0 | 0 | 0 | 0 | 0 | 0 | 0 | 0 | 0 | 0 | 0 | 0 | 0 | 0 | 0 | 0 | 0 | 0 | 0 | 0 | 0 | 0 | 0 | TE 98% | TE 98% | TE 98% | TE 98% | TE 98% | TE 98% | TE 98% | TE 98% | TE 98% | TE 98% | TE 98% | TE 98% | TE 98% | TE 98% | TE 98% | TE 98% | TE 98% | TE 98% | TE 98% | TE 98% | TE 98% | TE 98% | TE 98% | TE 98% | TE 98% | TE 98% | TE 98% | TE 98% | 20363.9978 | 9131.0355 | 9131.0355 | 9131.0355 | 9131.0355 | 9131.0355 | 9131.0355 | 9131.0355 | 9131.0355 | 9131.0355 | 9131.0355 | 9131.0355 | 9131.0355 | 9131.0355 | 9131.0355 | 9131.0355 | 9131.0355 | 9131.0355 | 9131.0355 | 9131.0355 | 9131.0355 | 9131.0355 | 9131.0355 | 9131.0355 | 9131.0355 | 9131.0355 | 9131.0355 | 9131.0355 | 369.0806 | 145.7127 | 145.7127 | 145.7127 | 145.7127 | 145.7127 | 145.7127 | 145.7127 | 145.7127 | 145.7127 | 145.7127 | 145.7127 | 145.7127 | 145.7127 | 145.7127 | 145.7127 | 145.7127 | 145.7127 | 145.7127 | 145.7127 | 145.7127 | 145.7127 | 145.7127 | 145.7127 | 145.7127 | 145.7127 | 145.7127 | 145.7127 | 0 | 0 | 0 | 0 | 0 | 0 | 0 | 0 | 0 | 0 | 0 | 0 | 0 | 0 | 0 | 0 | 0 | 0 | 0 | 0 | 0 | 0 | 0 | 0 | 0 | 0 | 0 | 0 | 0 | 0 | 0 | 0 | 0 | 0 | 0 | 0 | 0 | 0 | 0 | 0 | 0 | 0 | 0 | 0 | 0 | 0 | 0 | 0 | 0 | 0 | 0 | 0 | 0 | 0 | 0 | 0 | 0 | 0 | 0 | 0 | 0 | 0 | 0 | 0 | 0 | 0 | 0 | 0 | 0 | 0 | 0 | 0 | 0 | 0 | 0 | 0 | 0 | 0 | 0 | 0 | 0 | 0 | 0 | 0 | 0 | 0 | 0 | 0 | 0 | 0 | 0 | 0 | 0 | 0 | 0 | 0 | 0 | 0 | 0 | 0 | 0 | 0 | 0 | 0 | 0 | 0 | 0 | 0 | 0 | 0 | 0 | 0 | TE 84% | TE 94% (ENERGY STAR 1.0) | TE 94% (ENERGY STAR 1.0) | TE 94% (ENERGY STAR 1.0) | TE 94% (ENERGY STAR 1.0) | TE 94% (ENERGY STAR 1.0) | TE 94% (ENERGY STAR 1.0) | TE 94% (ENERGY STAR 1.0) | TE 94% (ENERGY STAR 1.0) | TE 94% (ENERGY STAR 1.0) | TE 94% (ENERGY STAR 1.0) | TE 94% (ENERGY STAR 1.0) | TE 94% (ENERGY STAR 1.0) | TE 94% (ENERGY STAR 1.0) | TE 94% (ENERGY STAR 1.0) | TE 94% (ENERGY STAR 1.0) | TE 94% (ENERGY STAR 1.0) | TE 94% (ENERGY STAR 1.0) | TE 94% (ENERGY STAR 1.0) | TE 94% (ENERGY STAR 1.0) | TE 94% (ENERGY STAR 1.0) | TE 94% (ENERGY STAR 1.0) | TE 94% (ENERGY STAR 1.0) | TE 94% (ENERGY STAR 1.0) | TE 94% (ENERGY STAR 1.0) | TE 94% (ENERGY STAR 1.0) | TE 94% (ENERGY STAR 1.0) | TE 94% (ENERGY STAR 1.0) | 4650.5895 | 4565.0815 | 4565.0815 | 4565.0815 | 4565.0815 | 4565.0815 | 4565.0815 | 4565.0815 | 4565.0815 | 4565.0815 | 4565.0815 | 4565.0815 | 4565.0815 | 4565.0815 | 4565.0815 | 4565.0815 | 4565.0815 | 4565.0815 | 4565.0815 | 4565.0815 | 4565.0815 | 4565.0815 | 4565.0815 | 4565.0815 | 4565.0815 | 4565.0815 | 4565.0815 | 4565.0815 | 95.9784 | 75.9102 | 75.9102 | 75.9102 | 75.9102 | 75.9102 | 75.9102 | 75.9102 | 75.9102 | 75.9102 | 75.9102 | 75.9102 | 75.9102 | 75.9102 | 75.9102 | 75.9102 | 75.9102 | 75.9102 | 75.9102 | 75.9102 | 75.9102 | 75.9102 | 75.9102 | 75.9102 | 75.9102 | 75.9102 | 75.9102 | 75.9102 | 0 | 0 | 0 | 0 | 0 | 0 | 0 | 0 | 0 | 0 | 0 | 0 | 0 | 0 | 0 | 0 | 0 | 0 | 0 | 0 | 0 | 0 | 0 | 0 | 0 | 0 | 0 | 0 | 0 | 0 | 0 | 0 | 0 | 0 | 0 | 0 | 0 | 0 | 0 | 0 | 0 | 0 | 0 | 0 | 0 | 0 | 0 | 0 | 0 | 0 | 0 | 0 | 0 | 0 | 0 | 0 | 0 | 0 | 0 | 0 | 0 | 0 | 0 | 0 | 0 | 0 | 0 | 0 | 0 | 0 | 0 | 0 | 0 | 0 | 0 | 0 | 0 | 0 | 0 | 0 | 0 | 0 | 0 | 0 | 0 | 0
Boiler_Lodging_Existing_TE 94% (ENERGY STAR 1.0) | Boiler_Lodging_Existing | Boiler_Commercial_Existing_TE 80%_TE 94% (ENERGY STAR 1.0) | Commercial | Lodging | Existing | Space Heating | Natural Gas | Boiler | EQ | TE 80% | 31 | 19 | 25 | 298.4056 | 0 | 0 | 0.16377 | 1 | LO50Fast | 1 | n/a | A | WCE170 | 0.2433060197954626 | 0.14598361187727754 | 514 kBtu/hr | 0.0321 | 3903.5679232739026 | 3903.5679 | 1326.0386128659197 | 1326.0386 | RTF Wkbk - ComGasBoilersUES_v2.2 | 2016 DOE Technical Support Document. Commercial Packaged Boilers. U.S. Department of Energy. December 2016. | AEG BEST / Market Profile Calculations | 0 | 0 | 15798.0438 | TE 80% | TE 90% (2024 WA Standard) | TE 90% (2024 WA Standard) | TE 90% (2024 WA Standard) | TE 90% (2024 WA Standard) | TE 90% (2024 WA Standard) | TE 90% (2024 WA Standard) | TE 90% (2024 WA Standard) | TE 90% (2024 WA Standard) | TE 90% (2024 WA Standard) | TE 90% (2024 WA Standard) | TE 90% (2024 WA Standard) | TE 90% (2024 WA Standard) | TE 90% (2024 WA Standard) | TE 90% (2024 WA Standard) | TE 90% (2024 WA Standard) | TE 90% (2024 WA Standard) | TE 90% (2024 WA Standard) | TE 90% (2024 WA Standard) | TE 90% (2024 WA Standard) | TE 90% (2024 WA Standard) | TE 90% (2024 WA Standard) | TE 90% (2024 WA Standard) | TE 90% (2024 WA Standard) | TE 90% (2024 WA Standard) | TE 90% (2024 WA Standard) | TE 90% (2024 WA Standard) | TE 90% (2024 WA Standard) | 0 | 0 | 0 | 1071.1399 | 1140.9923 | 1205.4715 | 1264.9907 | 1319.9315 | 1370.6461 | 1417.4596 | 1460.6721 | 1500.5605 | 1537.3806 | 1571.3683 | 1602.7416 | 1631.7016 | 1658.4339 | 1683.1099 | 1705.8877 | 1726.9134 | 1746.3217 | 1682.2575 | 1629.4274 | 1586.4822 | 1552.2137 | 1525.5413 | 1505.4989 | 1491.2245 | 0 | 0 | 0 | 1071.1399 | 2212.1322 | 3417.6037 | 4682.5944 | 6002.5259 | 7373.172 | 8790.6317 | 10251.3038 | 11751.8642 | 13289.2448 | 14860.6131 | 16463.3548 | 18095.0564 | 19753.4903 | 21436.6002 | 23142.4879 | 24869.4013 | 26615.723 | 28297.9805 | 29927.4079 | 31431.4947 | 32819.8825 | 34101.4713 | 35284.4763 | 36376.481 | 0 | 0 | 0 | 7.352300616459007 | 7.831767461344217 | 8.274352241238255 | 8.682892038063523 | 9.060005696671466 | 9.408110612309564 | 9.72943822674473 | 10.026048332377192 | 10.299842276037925 | 10.552575147109373 | 10.785867028098405 | 11.001213379780578 | 11.199994627487209 | 11.383485009985634 | 11.552860747676489 | 11.709207582468046 | 11.853527737660253 | 11.98674634245306 | 11.547009745695133 | 11.18438424226987 | 10.889608578745959 | 10.654390031253515 | 10.471310201252342 | 10.333739573314741 | 10.235760044342182 | 0 | 0 | 0 | 7.352300616459007 | 15.184068077803223 | 23.45842031904148 | 32.141312357105 | 41.20131805377647 | 50.60942866608603 | 60.33886689283076 | 70.36491522520795 | 80.66475750124587 | 91.21733264835525 | 102.00319967645366 | 113.00441305623424 | 124.20440768372146 | 135.5878926937071 | 147.14075344138357 | 158.84996102385162 | 170.70348876151186 | 182.6902351039649 | 194.23724484966004 | 205.4216290919299 | 216.31123767067587 | 226.96562770192938 | 237.43693790318173 | 247.77067747649645 | 258.00643752083863 | TE 98% | TE 98% | TE 98% | TE 98% | TE 98% | TE 98% | TE 98% | TE 98% | TE 98% | TE 98% | TE 98% | TE 98% | TE 98% | TE 98% | TE 98% | TE 98% | TE 98% | TE 98% | TE 98% | TE 98% | TE 98% | TE 98% | TE 98% | TE 98% | TE 98% | TE 98% | TE 98% | TE 98% | 20363.9978 | 9131.0355 | 9131.0355 | 9131.0355 | 9131.0355 | 9131.0355 | 9131.0355 | 9131.0355 | 9131.0355 | 9131.0355 | 9131.0355 | 9131.0355 | 9131.0355 | 9131.0355 | 9131.0355 | 9131.0355 | 9131.0355 | 9131.0355 | 9131.0355 | 9131.0355 | 9131.0355 | 9131.0355 | 9131.0355 | 9131.0355 | 9131.0355 | 9131.0355 | 9131.0355 | 9131.0355 | 368.208 | 145.7127 | 145.7127 | 145.7127 | 145.7127 | 145.7127 | 145.7127 | 145.7127 | 145.7127 | 145.7127 | 145.7127 | 145.7127 | 145.7127 | 145.7127 | 145.7127 | 145.7127 | 145.7127 | 145.7127 | 145.7127 | 145.7127 | 145.7127 | 145.7127 | 145.7127 | 145.7127 | 145.7127 | 145.7127 | 145.7127 | 145.7127 | 0 | 0 | 0 | 0 | 0 | 0 | 0 | 0 | 0 | 0 | 0 | 0 | 0 | 0 | 0 | 0 | 0 | 0 | 0 | 0 | 0 | 0 | 0 | 0 | 0 | 0 | 0 | 0 | 0 | 0 | 0 | 0 | 0 | 0 | 0 | 0 | 0 | 0 | 0 | 0 | 0 | 0 | 0 | 0 | 0 | 0 | 0 | 0 | 0 | 0 | 0 | 0 | 0 | 0 | 0 | 0 | 0 | 0 | 0 | 0 | 0 | 0 | 0 | 0 | 0 | 0 | 0 | 0 | 0 | 0 | 0 | 0 | 0 | 0 | 0 | 0 | 0 | 0 | 0 | 0 | 0 | 0 | 0 | 0 | 0 | 0 | 0 | 0 | 0 | 0 | 0 | 0 | 0 | 0 | 0 | 0 | 0 | 0 | 0 | 0 | 0 | 0 | 0 | 0 | 0 | 0 | 0 | 0 | 0 | 0 | 0 | 0 | TE 84% | TE 94% (ENERGY STAR 1.0) | TE 94% (ENERGY STAR 1.0) | TE 94% (ENERGY STAR 1.0) | TE 94% (ENERGY STAR 1.0) | TE 94% (ENERGY STAR 1.0) | TE 94% (ENERGY STAR 1.0) | TE 94% (ENERGY STAR 1.0) | TE 94% (ENERGY STAR 1.0) | TE 94% (ENERGY STAR 1.0) | TE 94% (ENERGY STAR 1.0) | TE 94% (ENERGY STAR 1.0) | TE 94% (ENERGY STAR 1.0) | TE 94% (ENERGY STAR 1.0) | TE 94% (ENERGY STAR 1.0) | TE 94% (ENERGY STAR 1.0) | TE 94% (ENERGY STAR 1.0) | TE 94% (ENERGY STAR 1.0) | TE 94% (ENERGY STAR 1.0) | TE 94% (ENERGY STAR 1.0) | TE 94% (ENERGY STAR 1.0) | TE 94% (ENERGY STAR 1.0) | TE 94% (ENERGY STAR 1.0) | TE 94% (ENERGY STAR 1.0) | TE 94% (ENERGY STAR 1.0) | TE 94% (ENERGY STAR 1.0) | TE 94% (ENERGY STAR 1.0) | TE 94% (ENERGY STAR 1.0) | 4650.5895 | 4565.0815 | 4565.0815 | 4565.0815 | 4565.0815 | 4565.0815 | 4565.0815 | 4565.0815 | 4565.0815 | 4565.0815 | 4565.0815 | 4565.0815 | 4565.0815 | 4565.0815 | 4565.0815 | 4565.0815 | 4565.0815 | 4565.0815 | 4565.0815 | 4565.0815 | 4565.0815 | 4565.0815 | 4565.0815 | 4565.0815 | 4565.0815 | 4565.0815 | 4565.0815 | 4565.0815 | 95.1059 | 75.9102 | 75.9102 | 75.9102 | 75.9102 | 75.9102 | 75.9102 | 75.9102 | 75.9102 | 75.9102 | 75.9102 | 75.9102 | 75.9102 | 75.9102 | 75.9102 | 75.9102 | 75.9102 | 75.9102 | 75.9102 | 75.9102 | 75.9102 | 75.9102 | 75.9102 | 75.9102 | 75.9102 | 75.9102 | 75.9102 | 75.9102 | 0 | 0 | 0 | 409.711 | 640.0967 | 819.7206 | 956.9655 | 1065.329 | 1140.945 | 1195.8547 | 1238.8823 | 1275.1687 | 1306.7735 | 697.0889 | 711.0067 | 723.8539 | 735.7129 | 746.6596 | 0 | 0 | 0 | 0 | 0 | 0 | 0 | 0 | 0 | 0 | 0 | 0 | 0 | 409.711 | 1049.8077 | 1869.5283 | 2826.4938 | 3891.8228 | 5032.7678 | 6228.6224 | 7467.5047 | 8742.6734 | 10049.4469 | 10746.5358 | 11457.5426 | 12181.3965 | 12917.1094 | 13663.769 | 13663.769 | 13663.769 | 13663.769 | 13663.769 | 13663.769 | 13632.2527 | 13553.9226 | 13418.5625 | 13220.0019 | 12954.7669 | 0 | 0 | 0 | 2.8123 | 4.3936 | 5.626559524042014 | 6.568607826795055 | 7.31241493029407 | 7.831442632807078 | 8.208342478434915 | 8.503683934033544 | 8.752753816705795 | 8.969688875042968 | 9.167986973883643 | 9.351031372813493 | 9.519995433364127 | 9.67596225848779 | 9.819931635525014 | 0 | 0 | 0 | 0 | 0 | 0 | 0 | 0 | 0 | 0 | 0 | 0
Boiler_Education_New_TE 94% (ENERGY STAR 1.0) | Boiler_Education_New | Boiler_Commercial_New_TE 80%_TE 94% (ENERGY STAR 1.0) | Commercial | Education | New | Space Heating | Natural Gas | Boiler | EQ | TE 80% | 31 | 19 | 25 | 182.4383 | 0 | 0 | 0.42954 | 1 | LO50Fast | 1 | n/a | A | WCE128 | 0.2433060197954626 | 0.14598361187727754 | 514 kBtu/hr | 0.0321 | 6406.095283649095 | 6406.0953 | 2176.144970648407 | 2176.145 | RTF Wkbk - ComGasBoilersUES_v2.2 | 2016 DOE Technical Support Document. Commercial Packaged Boilers. U.S. Department of Energy. December 2016. | AEG BEST / Market Profile Calculations | 0 | 0 | 15797.5679 | TE 80% | TE 90% (2024 WA Standard) | TE 90% (2024 WA Standard) | TE 90% (2024 WA Standard) | TE 90% (2024 WA Standard) | TE 90% (2024 WA Standard) | TE 90% (2024 WA Standard) | TE 90% (2024 WA Standard) | TE 90% (2024 WA Standard) | TE 90% (2024 WA Standard) | TE 90% (2024 WA Standard) | TE 90% (2024 WA Standard) | TE 90% (2024 WA Standard) | TE 90% (2024 WA Standard) | TE 90% (2024 WA Standard) | TE 90% (2024 WA Standard) | TE 90% (2024 WA Standard) | TE 90% (2024 WA Standard) | TE 90% (2024 WA Standard) | TE 90% (2024 WA Standard) | TE 90% (2024 WA Standard) | TE 90% (2024 WA Standard) | TE 90% (2024 WA Standard) | TE 90% (2024 WA Standard) | TE 90% (2024 WA Standard) | TE 90% (2024 WA Standard) | TE 90% (2024 WA Standard) | TE 90% (2024 WA Standard) | 0 | 0 | 0 | 0 | 0 | 0 | 0 | 0 | 0 | 0 | 0 | 0 | 0 | 0 | 0 | 0 | 0 | 0 | 0 | 0 | 0 | 0 | 0 | 0 | 0 | 0 | 0 | 0 | 0 | 0 | 0 | 0 | 0 | 0 | 0 | 0 | 0 | 0 | 0 | 0 | 0 | 0 | 0 | 0 | 0 | 0 | 0 | 0 | 0 | 0 | 0 | 0 | 0 | 0 | 0 | 0 | 0 | 0 | 0 | 0 | 0 | 0 | 0 | 0 | 0 | 0 | 0 | 0 | 0 | 0 | 0 | 0 | 0 | 0 | 0 | 0 | 0 | 0 | 0 | 0 | 0 | 0 | 0 | 0 | 0 | 0 | 0 | 0 | 0 | 0 | 0 | 0 | 0 | 0 | 0 | 0 | 0 | 0 | 0 | 0 | 0 | 0 | 0 | 0 | 0 | 0 | 0 | 0 | 0 | 0 | 0 | 0 | TE 98% | TE 98% | TE 98% | TE 98% | TE 98% | TE 98% | TE 98% | TE 98% | TE 98% | TE 98% | TE 98% | TE 98% | TE 98% | TE 98% | TE 98% | TE 98% | TE 98% | TE 98% | TE 98% | TE 98% | TE 98% | TE 98% | TE 98% | TE 98% | TE 98% | TE 98% | TE 98% | TE 98% | 20363.284 | 9131.4321 | 9131.4321 | 9131.4321 | 9131.4321 | 9131.4321 | 9131.4321 | 9131.4321 | 9131.4321 | 9131.4321 | 9131.4321 | 9131.4321 | 9131.4321 | 9131.4321 | 9131.4321 | 9131.4321 | 9131.4321 | 9131.4321 | 9131.4321 | 9131.4321 | 9131.4321 | 9131.4321 | 9131.4321 | 9131.4321 | 9131.4321 | 9131.4321 | 9131.4321 | 9131.4321 | 224.4784 | 88.8395 | 88.8395 | 88.8395 | 88.8395 | 88.8395 | 88.8395 | 88.8395 | 88.8395 | 88.8395 | 88.8395 | 88.8395 | 88.8395 | 88.8395 | 88.8395 | 88.8395 | 88.8395 | 88.8395 | 88.8395 | 88.8395 | 88.8395 | 88.8395 | 88.8395 | 88.8395 | 88.8395 | 88.8395 | 88.8395 | 88.8395 | 0 | 0 | 0 | 0 | 0 | 0 | 0 | 0 | 0 | 0 | 0 | 0 | 0 | 0 | 0 | 0 | 0 | 0 | 0 | 0 | 0 | 0 | 0 | 0 | 0 | 0 | 0 | 0 | 0 | 0 | 0 | 0 | 0 | 0 | 0 | 0 | 0 | 0 | 0 | 0 | 0 | 0 | 0 | 0 | 0 | 0 | 0 | 0 | 0 | 0 | 0 | 0 | 0 | 0 | 0 | 0 | 0 | 0 | 0 | 0 | 0 | 0 | 0 | 0 | 0 | 0 | 0 | 0 | 0 | 0 | 0 | 0 | 0 | 0 | 0 | 0 | 0 | 0 | 0 | 0 | 0 | 0 | 0 | 0 | 0 | 0 | 0 | 0 | 0 | 0 | 0 | 0 | 0 | 0 | 0 | 0 | 0 | 0 | 0 | 0 | 0 | 0 | 0 | 0 | 0 | 0 | 0 | 0 | 0 | 0 | 0 | 0 | TE 84% | TE 94% (ENERGY STAR 1.0) | TE 94% (ENERGY STAR 1.0) | TE 94% (ENERGY STAR 1.0) | TE 94% (ENERGY STAR 1.0) | TE 94% (ENERGY STAR 1.0) | TE 94% (ENERGY STAR 1.0) | TE 94% (ENERGY STAR 1.0) | TE 94% (ENERGY STAR 1.0) | TE 94% (ENERGY STAR 1.0) | TE 94% (ENERGY STAR 1.0) | TE 94% (ENERGY STAR 1.0) | TE 94% (ENERGY STAR 1.0) | TE 94% (ENERGY STAR 1.0) | TE 94% (ENERGY STAR 1.0) | TE 94% (ENERGY STAR 1.0) | TE 94% (ENERGY STAR 1.0) | TE 94% (ENERGY STAR 1.0) | TE 94% (ENERGY STAR 1.0) | TE 94% (ENERGY STAR 1.0) | TE 94% (ENERGY STAR 1.0) | TE 94% (ENERGY STAR 1.0) | TE 94% (ENERGY STAR 1.0) | TE 94% (ENERGY STAR 1.0) | TE 94% (ENERGY STAR 1.0) | TE 94% (ENERGY STAR 1.0) | TE 94% (ENERGY STAR 1.0) | TE 94% (ENERGY STAR 1.0) | 4650.5895 | 4565.716 | 4565.716 | 4565.716 | 4565.716 | 4565.716 | 4565.716 | 4565.716 | 4565.716 | 4565.716 | 4565.716 | 4565.716 | 4565.716 | 4565.716 | 4565.716 | 4565.716 | 4565.716 | 4565.716 | 4565.716 | 4565.716 | 4565.716 | 4565.716 | 4565.716 | 4565.716 | 4565.716 | 4565.716 | 4565.716 | 4565.716 | 58.6975 | 46.7994 | 46.7994 | 46.7994 | 46.7994 | 46.7994 | 46.7994 | 46.7994 | 46.7994 | 46.7994 | 46.7994 | 46.7994 | 46.7994 | 46.7994 | 46.7994 | 46.7994 | 46.7994 | 46.7994 | 46.7994 | 46.7994 | 46.7994 | 46.7994 | 46.7994 | 46.7994 | 46.7994 | 46.7994 | 46.7994 | 46.7994 | 0 | 0 | 0 | 0 | 0 | 0 | 0 | 0 | 0 | 0 | 0 | 0 | 0 | 0 | 0 | 0 | 0 | 0 | 0 | 0 | 0 | 0 | 0 | 0 | 0 | 0 | 0 | 0 | 0 | 0 | 0 | 0 | 0 | 0 | 0 | 0 | 0 | 0 | 0 | 0 | 0 | 0 | 0 | 0 | 0 | 0 | 0 | 0 | 0 | 0 | 0 | 0 | 0 | 0 | 0 | 0 | 0 | 0 | 0 | 0 | 0 | 0 | 0 | 0 | 0 | 0 | 0 | 0 | 0 | 0 | 0 | 0 | 0 | 0 | 0 | 0 | 0 | 0 | 0 | 0 | 0 | 0 | 0 | 0 | 0 | 0
Boiler_Miscellaneous_New_TE 98% | Boiler_Miscellaneous_New | Boiler_Commercial_New_TE 80%_TE 98% | Commercial | Miscellaneous | New | Space Heating | Natural Gas | Boiler | EQ | TE 80% | 31 | 19 | 25 | 1703.8148 | 0 | 0 | 0.14191 | 1 | LO50Fast | 1 | n/a | A | WCE240 | 0.2433060197954626 | 0.14598361187727754 | 514 kBtu/hr | 0.0321 | 845.3494978064077 | 845.3495 | 287.16448579635846 | 287.1645 | RTF Wkbk - ComGasBoilersUES_v2.2 | 2016 DOE Technical Support Document. Commercial Packaged Boilers. U.S. Department of Energy. December 2016. | AEG BEST / Market Profile Calculations | 0 | 0 | 20363.284 | TE 80% | TE 90% (2024 WA Standard) | TE 90% (2024 WA Standard) | TE 90% (2024 WA Standard) | TE 90% (2024 WA Standard) | TE 90% (2024 WA Standard) | TE 90% (2024 WA Standard) | TE 90% (2024 WA Standard) | TE 90% (2024 WA Standard) | TE 90% (2024 WA Standard) | TE 90% (2024 WA Standard) | TE 90% (2024 WA Standard) | TE 90% (2024 WA Standard) | TE 90% (2024 WA Standard) | TE 90% (2024 WA Standard) | TE 90% (2024 WA Standard) | TE 90% (2024 WA Standard) | TE 90% (2024 WA Standard) | TE 90% (2024 WA Standard) | TE 90% (2024 WA Standard) | TE 90% (2024 WA Standard) | TE 90% (2024 WA Standard) | TE 90% (2024 WA Standard) | TE 90% (2024 WA Standard) | TE 90% (2024 WA Standard) | TE 90% (2024 WA Standard) | TE 90% (2024 WA Standard) | TE 90% (2024 WA Standard) | 0 | 0 | 0 | 0 | 0 | 0 | 0 | 0 | 0 | 0 | 0 | 0 | 0 | 0 | 0 | 0 | 0 | 0 | 0 | 0 | 0 | 0 | 0 | 0 | 0 | 0 | 0 | 0 | 0 | 0 | 0 | 0 | 0 | 0 | 0 | 0 | 0 | 0 | 0 | 0 | 0 | 0 | 0 | 0 | 0 | 0 | 0 | 0 | 0 | 0 | 0 | 0 | 0 | 0 | 0 | 0 | 0 | 0 | 0 | 0 | 0 | 0 | 0 | 0 | 0 | 0 | 0 | 0 | 0 | 0 | 0 | 0 | 0 | 0 | 0 | 0 | 0 | 0 | 0 | 0 | 0 | 0 | 0 | 0 | 0 | 0 | 0 | 0 | 0 | 0 | 0 | 0 | 0 | 0 | 0 | 0 | 0 | 0 | 0 | 0 | 0 | 0 | 0 | 0 | 0 | 0 | 0 | 0 | 0 | 0 | 0 | 0 | TE 98% | TE 98% | TE 98% | TE 98% | TE 98% | TE 98% | TE 98% | TE 98% | TE 98% | TE 98% | TE 98% | TE 98% | TE 98% | TE 98% | TE 98% | TE 98% | TE 98% | TE 98% | TE 98% | TE 98% | TE 98% | TE 98% | TE 98% | TE 98% | TE 98% | TE 98% | TE 98% | TE 98% | 20363.284 | 9129.8457 | 9129.8457 | 9129.8457 | 9129.8457 | 9129.8457 | 9129.8457 | 9129.8457 | 9129.8457 | 9129.8457 | 9129.8457 | 9129.8457 | 9129.8457 | 9129.8457 | 9129.8457 | 9129.8457 | 9129.8457 | 9129.8457 | 9129.8457 | 9129.8457 | 9129.8457 | 9129.8457 | 9129.8457 | 9129.8457 | 9129.8457 | 9129.8457 | 9129.8457 | 9129.8457 | 1703.8148 | 672.642 | 672.642 | 672.642 | 672.642 | 672.642 | 672.642 | 672.642 | 672.642 | 672.642 | 672.642 | 672.642 | 672.642 | 672.642 | 672.642 | 672.642 | 672.642 | 672.642 | 672.642 | 672.642 | 672.642 | 672.642 | 672.642 | 672.642 | 672.642 | 672.642 | 672.642 | 672.642 | 0 | 0 | 0 | 0 | 0 | 0 | 0 | 0 | 0 | 0 | 0 | 0 | 0 | 0 | 0 | 0 | 0 | 0 | 0 | 0 | 0 | 0 | 0 | 0 | 0 | 0 | 0 | 0 | 0 | 0 | 0 | 0 | 0 | 0 | 0 | 0 | 0 | 0 | 0 | 0 | 0 | 0 | 0 | 0 | 0 | 0 | 0 | 0 | 0 | 0 | 0 | 0 | 0 | 0 | 0 | 0 | 0 | 0 | 0 | 0 | 0 | 0 | 0 | 0 | 0 | 0 | 0 | 0 | 0 | 0 | 0 | 0 | 0 | 0 | 0 | 0 | 0 | 0 | 0 | 0 | 0 | 0 | 0 | 0 | 0 | 0 | 0 | 0 | 0 | 0 | 0 | 0 | 0 | 0 | 0 | 0 | 0 | 0 | 0 | 0 | 0 | 0 | 0 | 0 | 0 | 0 | 0 | 0 | 0 | 0 | 0 | 0 | TE 98% | TE 98% | TE 98% | TE 98% | TE 98% | TE 98% | TE 98% | TE 98% | TE 98% | TE 98% | TE 98% | TE 98% | TE 98% | TE 98% | TE 98% | TE 98% | TE 98% | TE 98% | TE 98% | TE 98% | TE 98% | TE 98% | TE 98% | TE 98% | TE 98% | TE 98% | TE 98% | TE 98% | 20363.284 | 9129.8457 | 9129.8457 | 9129.8457 | 9129.8457 | 9129.8457 | 9129.8457 | 9129.8457 | 9129.8457 | 9129.8457 | 9129.8457 | 9129.8457 | 9129.8457 | 9129.8457 | 9129.8457 | 9129.8457 | 9129.8457 | 9129.8457 | 9129.8457 | 9129.8457 | 9129.8457 | 9129.8457 | 9129.8457 | 9129.8457 | 9129.8457 | 9129.8457 | 9129.8457 | 9129.8457 | 1703.8148 | 672.642 | 672.642 | 672.642 | 672.642 | 672.642 | 672.642 | 672.642 | 672.642 | 672.642 | 672.642 | 672.642 | 672.642 | 672.642 | 672.642 | 672.642 | 672.642 | 672.642 | 672.642 | 672.642 | 672.642 | 672.642 | 672.642 | 672.642 | 672.642 | 672.642 | 672.642 | 672.642 | 0 | 0 | 0 | 0 | 0 | 0 | 0 | 0 | 0 | 0 | 0 | 0 | 0 | 0 | 0 | 0 | 0 | 0 | 0 | 0 | 0 | 0 | 0 | 0 | 0 | 0 | 0 | 0 | 0 | 0 | 0 | 0 | 0 | 0 | 0 | 0 | 0 | 0 | 0 | 0 | 0 | 0 | 0 | 0 | 0 | 0 | 0 | 0 | 0 | 0 | 0 | 0 | 0 | 0 | 0 | 0 | 0 | 0 | 0 | 0 | 0 | 0 | 0 | 0 | 0 | 0 | 0 | 0 | 0 | 0 | 0 | 0 | 0 | 0 | 0 | 0 | 0 | 0 | 0 | 0 | 0 | 0 | 0 | 0 | 0 | 0
Boiler_Healthcare_Existing_TE 98% | Boiler_Healthcare_Existing | Boiler_Commercial_Existing_TE 80%_TE 98% | Commercial | Healthcare | Existing | Space Heating | Natural Gas | Boiler | EQ | TE 80% | 31 | 19 | 25 | 1375.4259 | 0 | 0 | 0.22779 | 1 | LO50Fast | 1 | n/a | A | WCE142 | 0.2433060197954626 | 0.14598361187727754 | 514 kBtu/hr | 0.0321 | 1213.2393144671357 | 1213.2393 | 412.13633507908946 | 412.1363 | RTF Wkbk - ComGasBoilersUES_v2.2 | 2016 DOE Technical Support Document. Commercial Packaged Boilers. U.S. Department of Energy. December 2016. | AEG BEST / Market Profile Calculations | 0 | 0 | 20363.284 | TE 80% | TE 90% (2024 WA Standard) | TE 90% (2024 WA Standard) | TE 90% (2024 WA Standard) | TE 90% (2024 WA Standard) | TE 90% (2024 WA Standard) | TE 90% (2024 WA Standard) | TE 90% (2024 WA Standard) | TE 90% (2024 WA Standard) | TE 90% (2024 WA Standard) | TE 90% (2024 WA Standard) | TE 90% (2024 WA Standard) | TE 90% (2024 WA Standard) | TE 90% (2024 WA Standard) | TE 90% (2024 WA Standard) | TE 90% (2024 WA Standard) | TE 90% (2024 WA Standard) | TE 90% (2024 WA Standard) | TE 90% (2024 WA Standard) | TE 90% (2024 WA Standard) | TE 90% (2024 WA Standard) | TE 90% (2024 WA Standard) | TE 90% (2024 WA Standard) | TE 90% (2024 WA Standard) | TE 90% (2024 WA Standard) | TE 90% (2024 WA Standard) | TE 90% (2024 WA Standard) | TE 90% (2024 WA Standard) | 0 | 0 | 0 | 3468.2162 | 3694.3895 | 3882.2495 | 4073.9326 | 4226.2548 | 4388.6366 | 4510.0363 | 4647.5286 | 4741.8421 | 4858.1953 | 4928.5778 | 5026.9798 | 5075.9855 | 5456.4423 | 5502.3984 | 5576.8633 | 5605.7403 | 5668.7417 | 5460.7826 | 5247.6096 | 5109.3036 | 4954.6909 | 4869.5519 | 4805.5764 | 4760.0123 | 0 | 0 | 0 | 3468.2162 | 7162.6057 | 11044.8552 | 15118.7878 | 19345.0425 | 23733.6791 | 28243.7154 | 32891.244 | 37633.0861 | 42491.2814 | 47419.8591 | 52446.8389 | 57522.8245 | 62979.2668 | 68481.6652 | 74058.5285 | 79664.2689 | 85333.0106 | 90793.7932 | 96041.4028 | 100883.9205 | 105308.1637 | 109389.437 | 113153.9922 | 116627.9653 | 0 | 0 | 0 | 6.38432781270549 | 6.800670080623401 | 7.146484606653805 | 7.49933680391297 | 7.7797330238795555 | 8.078647108333106 | 8.302121084482282 | 8.555218226830416 | 8.72883147414367 | 8.943015592738526 | 9.072576432752578 | 9.253715902584839 | 9.343926143120992 | 10.044274903069395 | 10.128871355706739 | 10.265947099201192 | 10.319104187531657 | 10.435077819432562 | 10.052264545828047 | 9.659853423199397 | 9.40525829836404 | 9.120645750036491 | 8.96392103200764 | 8.846154274891719 | 8.762279311436018 | 0 | 0 | 0 | 6.38432781270549 | 13.184997893328891 | 20.331482499982698 | 27.830819303895666 | 35.610552327775224 | 43.68919943610833 | 51.99132052059061 | 60.54653874742103 | 69.2753702215647 | 78.21838581430322 | 87.2909622470558 | 96.54467814964063 | 105.88860429276164 | 115.93287919583103 | 126.06175055153776 | 136.32769765073897 | 146.64680183827062 | 157.08187965770315 | 167.1341442035312 | 176.7939976267306 | 186.19925592509463 | 195.31990167513112 | 204.28382270713877 | 213.12997698203048 | 221.89225629346652 | TE 98% | TE 98% | TE 98% | TE 98% | TE 98% | TE 98% | TE 98% | TE 98% | TE 98% | TE 98% | TE 98% | TE 98% | TE 98% | TE 98% | TE 98% | TE 98% | TE 98% | TE 98% | TE 98% | TE 98% | TE 98% | TE 98% | TE 98% | TE 98% | TE 98% | TE 98% | TE 98% | TE 98% | 20363.284 | 9131.4321 | 9131.4321 | 9131.4321 | 9131.4321 | 9131.4321 | 9131.4321 | 9131.4321 | 9131.4321 | 9131.4321 | 9131.4321 | 9131.4321 | 9131.4321 | 9131.4321 | 9131.4321 | 9131.4321 | 9131.4321 | 9131.4321 | 9131.4321 | 9131.4321 | 9131.4321 | 9131.4321 | 9131.4321 | 9131.4321 | 9131.4321 | 9131.4321 | 9131.4321 | 9131.4321 | 1375.4259 | 543.3488 | 543.3488 | 543.3488 | 543.3488 | 543.3488 | 543.3488 | 543.3488 | 543.3488 | 543.3488 | 543.3488 | 543.3488 | 543.3488 | 543.3488 | 543.3488 | 543.3488 | 543.3488 | 543.3488 | 543.3488 | 543.3488 | 543.3488 | 543.3488 | 543.3488 | 543.3488 | 543.3488 | 543.3488 | 543.3488 | 543.3488 | 0 | 0 | 0 | 1326.5927 | 2072.5525 | 2639.9297 | 3081.93 | 3411.0496 | 3653.1623 | 3804.9394 | 3941.8436 | 4029.5934 | 4129.466 | 4189.2911 | 4272.9328 | 4314.5877 | 4637.976 | 4677.0387 | 4740.3338 | 4764.8793 | 4818.4305 | 4641.6652 | 4460.4681 | 4342.908 | 4211.4873 | 4139.1191 | 4084.74 | 4046.0104 | 0 | 0 | 0 | 1326.5927 | 3399.1452 | 6039.0749 | 9121.0049 | 12532.0544 | 16185.2167 | 19990.1562 | 23931.9997 | 27961.5931 | 32091.0591 | 36280.3502 | 40553.2831 | 44867.8708 | 49505.8467 | 54182.8854 | 58923.2192 | 63688.0985 | 68506.529 | 73148.1942 | 77608.6623 | 81849.5247 | 85807.389 | 89509.323 | 92953.4359 | 96145.7099 | 0 | 0 | 0 | 2.44200538835985 | 3.815175915229728 | 4.859609532524588 | 5.673248292160162 | 6.27909493902624 | 6.724778649692365 | 7.0041714198401905 | 7.256186024229886 | 7.417716791492677 | 7.601563253827745 | 7.711689967839692 | 7.8656585171971125 | 7.942337221652844 | 8.537633667608985 | 8.609540652350729 | 8.726055034321012 | 8.771238559401908 | 8.869816146517678 | 8.544424863953841 | 8.210875409719488 | 7.994469553609431 | 7.752548887531018 | 7.619332877206493 | 7.519231133657958 | 7.447937414720616 | 0 | 0 | 0 | 2.44200538835985 | 6.2571813035895785 | 11.116790836114166 | 16.790039128274326 | 23.069134067300567 | 29.793912716992935 | 36.798084136833126 | 44.054270161063016 | 51.471986952555696 | 59.07355020638344 | 66.78524017422312 | 74.65089869142024 | 82.59323591307309 | 91.13086958068206 | 99.74041023303279 | 108.46646526735381 | 117.23770382675573 | 126.10751997327341 | 134.65194483722723 | 142.86282024694674 | 150.85728980055615 | 158.60983868808714 | 166.22917156529365 | 173.7484026989516 | 181.19634011367222 | TE 98% | TE 98% | TE 98% | TE 98% | TE 98% | TE 98% | TE 98% | TE 98% | TE 98% | TE 98% | TE 98% | TE 98% | TE 98% | TE 98% | TE 98% | TE 98% | TE 98% | TE 98% | TE 98% | TE 98% | TE 98% | TE 98% | TE 98% | TE 98% | TE 98% | TE 98% | TE 98% | TE 98% | 20363.284 | 9131.4321 | 9131.4321 | 9131.4321 | 9131.4321 | 9131.4321 | 9131.4321 | 9131.4321 | 9131.4321 | 9131.4321 | 9131.4321 | 9131.4321 | 9131.4321 | 9131.4321 | 9131.4321 | 9131.4321 | 9131.4321 | 9131.4321 | 9131.4321 | 9131.4321 | 9131.4321 | 9131.4321 | 9131.4321 | 9131.4321 | 9131.4321 | 9131.4321 | 9131.4321 | 9131.4321 | 1375.4259 | 543.3488 | 543.3488 | 543.3488 | 543.3488 | 543.3488 | 543.3488 | 543.3488 | 543.3488 | 543.3488 | 543.3488 | 543.3488 | 543.3488 | 543.3488 | 543.3488 | 543.3488 | 543.3488 | 543.3488 | 543.3488 | 543.3488 | 543.3488 | 543.3488 | 543.3488 | 543.3488 | 543.3488 | 543.3488 | 543.3488 | 543.3488 | 0 | 0 | 0 | 1326.5927 | 2072.5525 | 2639.9297 | 3081.93 | 3411.0496 | 3653.1623 | 3804.9394 | 3941.8436 | 4029.5934 | 4129.466 | 4189.2911 | 4272.9328 | 4314.5877 | 4637.976 | 4677.0387 | 4740.3338 | 4764.8793 | 4818.4305 | 4641.6652 | 4460.4681 | 4342.908 | 4211.4873 | 4139.1191 | 4084.74 | 4046.0104 | 0 | 0 | 0 | 1326.5927 | 3399.1452 | 6039.0749 | 9121.0049 | 12532.0544 | 16185.2167 | 19990.1562 | 23931.9997 | 27961.5931 | 32091.0591 | 36280.3502 | 40553.2831 | 44867.8708 | 49505.8467 | 54182.8854 | 58923.2192 | 63688.0985 | 68506.529 | 73148.1942 | 77608.6623 | 81849.5247 | 85807.389 | 89509.323 | 92953.4359 | 96145.7099 | 0 | 0 | 0 | 2.442 | 3.8152 | 4.859609532524588 | 5.673248292160162 | 6.27909493902624 | 6.724778649692365 | 7.0041714198401905 | 7.256186024229886 | 7.417716791492677 | 7.601563253827745 | 7.711689967839692 | 7.8656585171971125 | 7.942337221652844 | 8.537633667608985 | 8.609540652350729 | 8.726055034321012 | 8.771238559401908 | 8.869816146517678 | 8.544424863953841 | 8.210875409719488 | 7.994469553609433 | 7.752548887531018 | 7.619332877206493 | 7.519231133657958 | 7.447937414720616 | 0 | 0
Boiler_Restaurant_New_TE 98% | Boiler_Restaurant_New | Boiler_Commercial_New_TE 80%_TE 98% | Commercial | Restaurant | New | Space Heating | Natural Gas | Boiler | EQ | TE 80% | 31 | 19 | 25 | 998.8892 | 0 | 0 | 0.027424 | 1 | LO50Fast | 1 | n/a | A | WCE44 | 0.2433060197954626 | 0.14598361187727754 | 514 kBtu/hr | 0.0321 | 1441.323578324717 | 1441.3236 | 489.61636022710576 | 489.6164 | RTF Wkbk - ComGasBoilersUES_v2.2 | 2016 DOE Technical Support Document. Commercial Packaged Boilers. U.S. Department of Energy. December 2016. | AEG BEST / Market Profile Calculations | 0 | 0 | 20363.1253 | TE 80% | TE 90% (2024 WA Standard) | TE 90% (2024 WA Standard) | TE 90% (2024 WA Standard) | TE 90% (2024 WA Standard) | TE 90% (2024 WA Standard) | TE 90% (2024 WA Standard) | TE 90% (2024 WA Standard) | TE 90% (2024 WA Standard) | TE 90% (2024 WA Standard) | TE 90% (2024 WA Standard) | TE 90% (2024 WA Standard) | TE 90% (2024 WA Standard) | TE 90% (2024 WA Standard) | TE 90% (2024 WA Standard) | TE 90% (2024 WA Standard) | TE 90% (2024 WA Standard) | TE 90% (2024 WA Standard) | TE 90% (2024 WA Standard) | TE 90% (2024 WA Standard) | TE 90% (2024 WA Standard) | TE 90% (2024 WA Standard) | TE 90% (2024 WA Standard) | TE 90% (2024 WA Standard) | TE 90% (2024 WA Standard) | TE 90% (2024 WA Standard) | TE 90% (2024 WA Standard) | TE 90% (2024 WA Standard) | 0 | 0 | 0 | 0 | 0 | 0 | 0 | 0 | 0 | 0 | 0 | 0 | 0 | 0 | 0 | 0 | 0 | 0 | 0 | 0 | 0 | 0 | 0 | 0 | 0 | 0 | 0 | 0 | 0 | 0 | 0 | 0 | 0 | 0 | 0 | 0 | 0 | 0 | 0 | 0 | 0 | 0 | 0 | 0 | 0 | 0 | 0 | 0 | 0 | 0 | 0 | 0 | 0 | 0 | 0 | 0 | 0 | 0 | 0 | 0 | 0 | 0 | 0 | 0 | 0 | 0 | 0 | 0 | 0 | 0 | 0 | 0 | 0 | 0 | 0 | 0 | 0 | 0 | 0 | 0 | 0 | 0 | 0 | 0 | 0 | 0 | 0 | 0 | 0 | 0 | 0 | 0 | 0 | 0 | 0 | 0 | 0 | 0 | 0 | 0 | 0 | 0 | 0 | 0 | 0 | 0 | 0 | 0 | 0 | 0 | 0 | 0 | TE 98% | TE 98% | TE 98% | TE 98% | TE 98% | TE 98% | TE 98% | TE 98% | TE 98% | TE 98% | TE 98% | TE 98% | TE 98% | TE 98% | TE 98% | TE 98% | TE 98% | TE 98% | TE 98% | TE 98% | TE 98% | TE 98% | TE 98% | TE 98% | TE 98% | TE 98% | TE 98% | TE 98% | 20363.1253 | 9131.0355 | 9131.0355 | 9131.0355 | 9131.0355 | 9131.0355 | 9131.0355 | 9131.0355 | 9131.0355 | 9131.0355 | 9131.0355 | 9131.0355 | 9131.0355 | 9131.0355 | 9131.0355 | 9131.0355 | 9131.0355 | 9131.0355 | 9131.0355 | 9131.0355 | 9131.0355 | 9131.0355 | 9131.0355 | 9131.0355 | 9131.0355 | 9131.0355 | 9131.0355 | 9131.0355 | 998.8892 | 394.7806 | 394.7806 | 394.7806 | 394.7806 | 394.7806 | 394.7806 | 394.7806 | 394.7806 | 394.7806 | 394.7806 | 394.7806 | 394.7806 | 394.7806 | 394.7806 | 394.7806 | 394.7806 | 394.7806 | 394.7806 | 394.7806 | 394.7806 | 394.7806 | 394.7806 | 394.7806 | 394.7806 | 394.7806 | 394.7806 | 394.7806 | 0 | 0 | 0 | 0 | 0 | 0 | 0 | 0 | 0 | 0 | 0 | 0 | 0 | 0 | 0 | 0 | 0 | 0 | 0 | 0 | 0 | 0 | 0 | 0 | 0 | 0 | 0 | 0 | 0 | 0 | 0 | 0 | 0 | 0 | 0 | 0 | 0 | 0 | 0 | 0 | 0 | 0 | 0 | 0 | 0 | 0 | 0 | 0 | 0 | 0 | 0 | 0 | 0 | 0 | 0 | 0 | 0 | 0 | 0 | 0 | 0 | 0 | 0 | 0 | 0 | 0 | 0 | 0 | 0 | 0 | 0 | 0 | 0 | 0 | 0 | 0 | 0 | 0 | 0 | 0 | 0 | 0 | 0 | 0 | 0 | 0 | 0 | 0 | 0 | 0 | 0 | 0 | 0 | 0 | 0 | 0 | 0 | 0 | 0 | 0 | 0 | 0 | 0 | 0 | 0 | 0 | 0 | 0 | 0 | 0 | 0 | 0 | TE 98% | TE 98% | TE 98% | TE 98% | TE 98% | TE 98% | TE 98% | TE 94% (ENERGY STAR 1.0) | TE 94% (ENERGY STAR 1.0) | TE 94% (ENERGY STAR 1.0) | TE 94% (ENERGY STAR 1.0) | TE 94% (ENERGY STAR 1.0) | TE 94% (ENERGY STAR 1.0) | TE 94% (ENERGY STAR 1.0) | TE 94% (ENERGY STAR 1.0) | TE 94% (ENERGY STAR 1.0) | TE 94% (ENERGY STAR 1.0) | TE 94% (ENERGY STAR 1.0) | TE 94% (ENERGY STAR 1.0) | TE 94% (ENERGY STAR 1.0) | TE 94% (ENERGY STAR 1.0) | TE 94% (ENERGY STAR 1.0) | TE 94% (ENERGY STAR 1.0) | TE 94% (ENERGY STAR 1.0) | TE 94% (ENERGY STAR 1.0) | TE 94% (ENERGY STAR 1.0) | TE 94% (ENERGY STAR 1.0) | TE 94% (ENERGY STAR 1.0) | 20363.1253 | 9131.0355 | 9131.0355 | 9131.0355 | 9131.0355 | 9131.0355 | 9131.0355 | 4565.7954 | 4565.7954 | 4565.7954 | 4565.7954 | 4565.7954 | 4565.7954 | 4565.7954 | 4565.7954 | 4565.7954 | 4565.7954 | 4565.7954 | 4565.7954 | 4565.7954 | 4565.7954 | 4565.7954 | 4565.7954 | 4565.7954 | 4565.7954 | 4565.7954 | 4565.7954 | 4565.7954 | 998.8892 | 394.7806 | 394.7806 | 394.7806 | 394.7806 | 394.7806 | 394.7806 | 204.8861 | 204.8861 | 204.8861 | 204.8861 | 204.8861 | 204.8861 | 204.8861 | 204.8861 | 204.8861 | 204.8861 | 204.8861 | 204.8861 | 204.8861 | 204.8861 | 204.8861 | 204.8861 | 204.8861 | 204.8861 | 204.8861 | 204.8861 | 204.8861 | 0 | 0 | 0 | 0 | 0 | 0 | 0 | 0 | 0 | 0 | 0 | 0 | 0 | 0 | 0 | 0 | 0 | 0 | 0 | 0 | 0 | 0 | 0 | 0 | 0 | 0 | 0 | 0 | 0 | 0 | 0 | 0 | 0 | 0 | 0 | 0 | 0 | 0 | 0 | 0 | 0 | 0 | 0 | 0 | 0 | 0 | 0 | 0 | 0 | 0 | 0 | 0 | 0 | 0 | 0 | 0 | 0 | 0 | 0 | 0 | 0 | 0 | 0 | 0 | 0 | 0 | 0 | 0 | 0 | 0 | 0 | 0 | 0 | 0 | 0 | 0 | 0 | 0 | 0 | 0 | 0 | 0 | 0 | 0 | 0 | 0
Boiler_Warehouse_New_TE 98% | Boiler_Warehouse_New | Boiler_Commercial_New_TE 80%_TE 98% | Commercial | Warehouse | New | Space Heating | Natural Gas | Boiler | EQ | TE 80% | 31 | 19 | 25 | 1157.0552 | 0 | 0 | 0.12985 | 1 | LO50Fast | 1 | n/a | A | WCE212 | 0.2433060197954626 | 0.14598361187727754 | 514 kBtu/hr | 0.0321 | 1244.206249891197 | 1244.2062 | 422.65577598585634 | 422.6558 | RTF Wkbk - ComGasBoilersUES_v2.2 | 2016 DOE Technical Support Document. Commercial Packaged Boilers. U.S. Department of Energy. December 2016. | AEG BEST / Market Profile Calculations | 0 | 0 | 20363.4823 | TE 80% | TE 90% (2024 WA Standard) | TE 90% (2024 WA Standard) | TE 90% (2024 WA Standard) | TE 90% (2024 WA Standard) | TE 90% (2024 WA Standard) | TE 90% (2024 WA Standard) | TE 90% (2024 WA Standard) | TE 90% (2024 WA Standard) | TE 90% (2024 WA Standard) | TE 90% (2024 WA Standard) | TE 90% (2024 WA Standard) | TE 90% (2024 WA Standard) | TE 90% (2024 WA Standard) | TE 90% (2024 WA Standard) | TE 90% (2024 WA Standard) | TE 90% (2024 WA Standard) | TE 90% (2024 WA Standard) | TE 90% (2024 WA Standard) | TE 90% (2024 WA Standard) | TE 90% (2024 WA Standard) | TE 90% (2024 WA Standard) | TE 90% (2024 WA Standard) | TE 90% (2024 WA Standard) | TE 90% (2024 WA Standard) | TE 90% (2024 WA Standard) | TE 90% (2024 WA Standard) | TE 90% (2024 WA Standard) | 0 | 0 | 0 | 0 | 0 | 0 | 0 | 0 | 0 | 0 | 0 | 0 | 0 | 0 | 0 | 0 | 0 | 0 | 0 | 0 | 0 | 0 | 0 | 0 | 0 | 0 | 0 | 0 | 0 | 0 | 0 | 0 | 0 | 0 | 0 | 0 | 0 | 0 | 0 | 0 | 0 | 0 | 0 | 0 | 0 | 0 | 0 | 0 | 0 | 0 | 0 | 0 | 0 | 0 | 0 | 0 | 0 | 0 | 0 | 0 | 0 | 0 | 0 | 0 | 0 | 0 | 0 | 0 | 0 | 0 | 0 | 0 | 0 | 0 | 0 | 0 | 0 | 0 | 0 | 0 | 0 | 0 | 0 | 0 | 0 | 0 | 0 | 0 | 0 | 0 | 0 | 0 | 0 | 0 | 0 | 0 | 0 | 0 | 0 | 0 | 0 | 0 | 0 | 0 | 0 | 0 | 0 | 0 | 0 | 0 | 0 | 0 | TE 98% | TE 98% | TE 98% | TE 98% | TE 98% | TE 98% | TE 98% | TE 98% | TE 98% | TE 98% | TE 98% | TE 98% | TE 98% | TE 98% | TE 98% | TE 98% | TE 98% | TE 98% | TE 98% | TE 98% | TE 98% | TE 98% | TE 98% | TE 98% | TE 98% | TE 98% | TE 98% | TE 98% | 20363.4823 | 9131.0752 | 9131.0752 | 9131.0752 | 9131.0752 | 9131.0752 | 9131.0752 | 9131.0752 | 9131.0752 | 9131.0752 | 9131.0752 | 9131.0752 | 9131.0752 | 9131.0752 | 9131.0752 | 9131.0752 | 9131.0752 | 9131.0752 | 9131.0752 | 9131.0752 | 9131.0752 | 9131.0752 | 9131.0752 | 9131.0752 | 9131.0752 | 9131.0752 | 9131.0752 | 9131.0752 | 1157.0552 | 456.6113 | 456.6113 | 456.6113 | 456.6113 | 456.6113 | 456.6113 | 456.6113 | 456.6113 | 456.6113 | 456.6113 | 456.6113 | 456.6113 | 456.6113 | 456.6113 | 456.6113 | 456.6113 | 456.6113 | 456.6113 | 456.6113 | 456.6113 | 456.6113 | 456.6113 | 456.6113 | 456.6113 | 456.6113 | 456.6113 | 456.6113 | 0 | 0 | 0 | 0 | 0 | 0 | 0 | 0 | 0 | 0 | 0 | 0 | 0 | 0 | 0 | 0 | 0 | 0 | 0 | 0 | 0 | 0 | 0 | 0 | 0 | 0 | 0 | 0 | 0 | 0 | 0 | 0 | 0 | 0 | 0 | 0 | 0 | 0 | 0 | 0 | 0 | 0 | 0 | 0 | 0 | 0 | 0 | 0 | 0 | 0 | 0 | 0 | 0 | 0 | 0 | 0 | 0 | 0 | 0 | 0 | 0 | 0 | 0 | 0 | 0 | 0 | 0 | 0 | 0 | 0 | 0 | 0 | 0 | 0 | 0 | 0 | 0 | 0 | 0 | 0 | 0 | 0 | 0 | 0 | 0 | 0 | 0 | 0 | 0 | 0 | 0 | 0 | 0 | 0 | 0 | 0 | 0 | 0 | 0 | 0 | 0 | 0 | 0 | 0 | 0 | 0 | 0 | 0 | 0 | 0 | 0 | 0 | TE 98% | TE 98% | TE 98% | TE 98% | TE 98% | TE 98% | TE 98% | TE 98% | TE 98% | TE 98% | TE 98% | TE 98% | TE 98% | TE 98% | TE 98% | TE 98% | TE 98% | TE 98% | TE 98% | TE 98% | TE 98% | TE 98% | TE 98% | TE 98% | TE 98% | TE 98% | TE 98% | TE 98% | 20363.4823 | 9131.0752 | 9131.0752 | 9131.0752 | 9131.0752 | 9131.0752 | 9131.0752 | 9131.0752 | 9131.0752 | 9131.0752 | 9131.0752 | 9131.0752 | 9131.0752 | 9131.0752 | 9131.0752 | 9131.0752 | 9131.0752 | 9131.0752 | 9131.0752 | 9131.0752 | 9131.0752 | 9131.0752 | 9131.0752 | 9131.0752 | 9131.0752 | 9131.0752 | 9131.0752 | 9131.0752 | 1157.0552 | 456.6113 | 456.6113 | 456.6113 | 456.6113 | 456.6113 | 456.6113 | 456.6113 | 456.6113 | 456.6113 | 456.6113 | 456.6113 | 456.6113 | 456.6113 | 456.6113 | 456.6113 | 456.6113 | 456.6113 | 456.6113 | 456.6113 | 456.6113 | 456.6113 | 456.6113 | 456.6113 | 456.6113 | 456.6113 | 456.6113 | 456.6113 | 0 | 0 | 0 | 0 | 0 | 0 | 0 | 0 | 0 | 0 | 0 | 0 | 0 | 0 | 0 | 0 | 0 | 0 | 0 | 0 | 0 | 0 | 0 | 0 | 0 | 0 | 0 | 0 | 0 | 0 | 0 | 0 | 0 | 0 | 0 | 0 | 0 | 0 | 0 | 0 | 0 | 0 | 0 | 0 | 0 | 0 | 0 | 0 | 0 | 0 | 0 | 0 | 0 | 0 | 0 | 0 | 0 | 0 | 0 | 0 | 0 | 0 | 0 | 0 | 0 | 0 | 0 | 0 | 0 | 0 | 0 | 0 | 0 | 0 | 0 | 0 | 0 | 0 | 0 | 0 | 0 | 0 | 0 | 0 | 0 | 0
Boiler_Office_New_TE 98% | Boiler_Office_New | Boiler_Commercial_New_TE 80%_TE 98% | Commercial | Office | New | Space Heating | Natural Gas | Boiler | EQ | TE 80% | 31 | 19 | 25 | 1080.5105 | 0 | 0 | 0.174 | 1 | LO50Fast | 1 | n/a | A | WCE16 | 0.2433060197954626 | 0.14598361187727754 | 514 kBtu/hr | 0.0321 | 1332.5303357163614 | 1332.5303 | 452.6593907691296 | 452.6594 | RTF Wkbk - ComGasBoilersUES_v2.2 | 2016 DOE Technical Support Document. Commercial Packaged Boilers. U.S. Department of Energy. December 2016. | AEG BEST / Market Profile Calculations | 0 | 0 | 20363.1253 | TE 80% | TE 90% (2024 WA Standard) | TE 90% (2024 WA Standard) | TE 90% (2024 WA Standard) | TE 90% (2024 WA Standard) | TE 90% (2024 WA Standard) | TE 90% (2024 WA Standard) | TE 90% (2024 WA Standard) | TE 90% (2024 WA Standard) | TE 90% (2024 WA Standard) | TE 90% (2024 WA Standard) | TE 90% (2024 WA Standard) | TE 90% (2024 WA Standard) | TE 90% (2024 WA Standard) | TE 90% (2024 WA Standard) | TE 90% (2024 WA Standard) | TE 90% (2024 WA Standard) | TE 90% (2024 WA Standard) | TE 90% (2024 WA Standard) | TE 90% (2024 WA Standard) | TE 90% (2024 WA Standard) | TE 90% (2024 WA Standard) | TE 90% (2024 WA Standard) | TE 90% (2024 WA Standard) | TE 90% (2024 WA Standard) | TE 90% (2024 WA Standard) | TE 90% (2024 WA Standard) | TE 90% (2024 WA Standard) | 0 | 0 | 0 | 0 | 0 | 0 | 0 | 0 | 0 | 0 | 0 | 0 | 0 | 0 | 0 | 0 | 0 | 0 | 0 | 0 | 0 | 0 | 0 | 0 | 0 | 0 | 0 | 0 | 0 | 0 | 0 | 0 | 0 | 0 | 0 | 0 | 0 | 0 | 0 | 0 | 0 | 0 | 0 | 0 | 0 | 0 | 0 | 0 | 0 | 0 | 0 | 0 | 0 | 0 | 0 | 0 | 0 | 0 | 0 | 0 | 0 | 0 | 0 | 0 | 0 | 0 | 0 | 0 | 0 | 0 | 0 | 0 | 0 | 0 | 0 | 0 | 0 | 0 | 0 | 0 | 0 | 0 | 0 | 0 | 0 | 0 | 0 | 0 | 0 | 0 | 0 | 0 | 0 | 0 | 0 | 0 | 0 | 0 | 0 | 0 | 0 | 0 | 0 | 0 | 0 | 0 | 0 | 0 | 0 | 0 | 0 | 0 | TE 98% | TE 98% | TE 98% | TE 98% | TE 98% | TE 98% | TE 98% | TE 98% | TE 98% | TE 98% | TE 98% | TE 98% | TE 98% | TE 98% | TE 98% | TE 98% | TE 98% | TE 98% | TE 98% | TE 98% | TE 98% | TE 98% | TE 98% | TE 98% | TE 98% | TE 98% | TE 98% | TE 98% | 20363.1253 | 9130.4802 | 9130.4802 | 9130.4802 | 9130.4802 | 9130.4802 | 9130.4802 | 9130.4802 | 9130.4802 | 9130.4802 | 9130.4802 | 9130.4802 | 9130.4802 | 9130.4802 | 9130.4802 | 9130.4802 | 9130.4802 | 9130.4802 | 9130.4802 | 9130.4802 | 9130.4802 | 9130.4802 | 9130.4802 | 9130.4802 | 9130.4802 | 9130.4802 | 9130.4802 | 9130.4802 | 1080.5105 | 427.5401 | 427.5401 | 427.5401 | 427.5401 | 427.5401 | 427.5401 | 427.5401 | 427.5401 | 427.5401 | 427.5401 | 427.5401 | 427.5401 | 427.5401 | 427.5401 | 427.5401 | 427.5401 | 427.5401 | 427.5401 | 427.5401 | 427.5401 | 427.5401 | 427.5401 | 427.5401 | 427.5401 | 427.5401 | 427.5401 | 427.5401 | 0 | 0 | 0 | 0 | 0 | 0 | 0 | 0 | 0 | 0 | 0 | 0 | 0 | 0 | 0 | 0 | 0 | 0 | 0 | 0 | 0 | 0 | 0 | 0 | 0 | 0 | 0 | 0 | 0 | 0 | 0 | 0 | 0 | 0 | 0 | 0 | 0 | 0 | 0 | 0 | 0 | 0 | 0 | 0 | 0 | 0 | 0 | 0 | 0 | 0 | 0 | 0 | 0 | 0 | 0 | 0 | 0 | 0 | 0 | 0 | 0 | 0 | 0 | 0 | 0 | 0 | 0 | 0 | 0 | 0 | 0 | 0 | 0 | 0 | 0 | 0 | 0 | 0 | 0 | 0 | 0 | 0 | 0 | 0 | 0 | 0 | 0 | 0 | 0 | 0 | 0 | 0 | 0 | 0 | 0 | 0 | 0 | 0 | 0 | 0 | 0 | 0 | 0 | 0 | 0 | 0 | 0 | 0 | 0 | 0 | 0 | 0 | TE 98% | TE 98% | TE 98% | TE 98% | TE 98% | TE 98% | TE 98% | TE 98% | TE 98% | TE 98% | TE 98% | TE 98% | TE 98% | TE 94% (ENERGY STAR 1.0) | TE 94% (ENERGY STAR 1.0) | TE 94% (ENERGY STAR 1.0) | TE 94% (ENERGY STAR 1.0) | TE 94% (ENERGY STAR 1.0) | TE 94% (ENERGY STAR 1.0) | TE 94% (ENERGY STAR 1.0) | TE 94% (ENERGY STAR 1.0) | TE 94% (ENERGY STAR 1.0) | TE 94% (ENERGY STAR 1.0) | TE 94% (ENERGY STAR 1.0) | TE 94% (ENERGY STAR 1.0) | TE 94% (ENERGY STAR 1.0) | TE 94% (ENERGY STAR 1.0) | TE 94% (ENERGY STAR 1.0) | 20363.1253 | 9130.4802 | 9130.4802 | 9130.4802 | 9130.4802 | 9130.4802 | 9130.4802 | 9130.4802 | 9130.4802 | 9130.4802 | 9130.4802 | 9130.4802 | 9130.4802 | 4565.2401 | 4565.2401 | 4565.2401 | 4565.2401 | 4565.2401 | 4565.2401 | 4565.2401 | 4565.2401 | 4565.2401 | 4565.2401 | 4565.2401 | 4565.2401 | 4565.2401 | 4565.2401 | 4565.2401 | 1080.5105 | 427.5401 | 427.5401 | 427.5401 | 427.5401 | 427.5401 | 427.5401 | 427.5401 | 427.5401 | 427.5401 | 427.5401 | 427.5401 | 427.5401 | 223.2093 | 223.2093 | 223.2093 | 223.2093 | 223.2093 | 223.2093 | 223.2093 | 223.2093 | 223.2093 | 223.2093 | 223.2093 | 223.2093 | 223.2093 | 223.2093 | 223.2093 | 0 | 0 | 0 | 0 | 0 | 0 | 0 | 0 | 0 | 0 | 0 | 0 | 0 | 0 | 0 | 0 | 0 | 0 | 0 | 0 | 0 | 0 | 0 | 0 | 0 | 0 | 0 | 0 | 0 | 0 | 0 | 0 | 0 | 0 | 0 | 0 | 0 | 0 | 0 | 0 | 0 | 0 | 0 | 0 | 0 | 0 | 0 | 0 | 0 | 0 | 0 | 0 | 0 | 0 | 0 | 0 | 0 | 0 | 0 | 0 | 0 | 0 | 0 | 0 | 0 | 0 | 0 | 0 | 0 | 0 | 0 | 0 | 0 | 0 | 0 | 0 | 0 | 0 | 0 | 0 | 0 | 0 | 0 | 0 | 0 | 0
Boiler_Retail_New_TE 98% | Boiler_Retail_New | Boiler_Commercial_New_TE 80%_TE 98% | Commercial | Retail | New | Space Heating | Natural Gas | Boiler | EQ | TE 80% | 31 | 19 | 25 | 1242.1667 | 0 | 0 | 0.041252 | 1 | LO50Fast | 1 | n/a | A | WCE72 | 0.2433060197954626 | 0.14598361187727754 | 514 kBtu/hr | 0.0321 | 1159.457941038299 | 1159.4579 | 393.86684951579326 | 393.8668 | RTF Wkbk - ComGasBoilersUES_v2.2 | 2016 DOE Technical Support Document. Commercial Packaged Boilers. U.S. Department of Energy. December 2016. | AEG BEST / Market Profile Calculations | 0 | 0 | 20363.284 | TE 80% | TE 90% (2024 WA Standard) | TE 90% (2024 WA Standard) | TE 90% (2024 WA Standard) | TE 90% (2024 WA Standard) | TE 90% (2024 WA Standard) | TE 90% (2024 WA Standard) | TE 90% (2024 WA Standard) | TE 90% (2024 WA Standard) | TE 90% (2024 WA Standard) | TE 90% (2024 WA Standard) | TE 90% (2024 WA Standard) | TE 90% (2024 WA Standard) | TE 90% (2024 WA Standard) | TE 90% (2024 WA Standard) | TE 90% (2024 WA Standard) | TE 90% (2024 WA Standard) | TE 90% (2024 WA Standard) | TE 90% (2024 WA Standard) | TE 90% (2024 WA Standard) | TE 90% (2024 WA Standard) | TE 90% (2024 WA Standard) | TE 90% (2024 WA Standard) | TE 90% (2024 WA Standard) | TE 90% (2024 WA Standard) | TE 90% (2024 WA Standard) | TE 90% (2024 WA Standard) | TE 90% (2024 WA Standard) | 0 | 0 | 0 | 0 | 0 | 0 | 0 | 0 | 0 | 0 | 0 | 0 | 0 | 0 | 0 | 0 | 0 | 0 | 0 | 0 | 0 | 0 | 0 | 0 | 0 | 0 | 0 | 0 | 0 | 0 | 0 | 0 | 0 | 0 | 0 | 0 | 0 | 0 | 0 | 0 | 0 | 0 | 0 | 0 | 0 | 0 | 0 | 0 | 0 | 0 | 0 | 0 | 0 | 0 | 0 | 0 | 0 | 0 | 0 | 0 | 0 | 0 | 0 | 0 | 0 | 0 | 0 | 0 | 0 | 0 | 0 | 0 | 0 | 0 | 0 | 0 | 0 | 0 | 0 | 0 | 0 | 0 | 0 | 0 | 0 | 0 | 0 | 0 | 0 | 0 | 0 | 0 | 0 | 0 | 0 | 0 | 0 | 0 | 0 | 0 | 0 | 0 | 0 | 0 | 0 | 0 | 0 | 0 | 0 | 0 | 0 | 0 | TE 98% | TE 98% | TE 98% | TE 98% | TE 98% | TE 98% | TE 98% | TE 98% | TE 98% | TE 98% | TE 98% | TE 98% | TE 98% | TE 98% | TE 98% | TE 98% | TE 98% | TE 98% | TE 98% | TE 98% | TE 98% | TE 98% | TE 98% | TE 98% | TE 98% | TE 98% | TE 98% | TE 98% | 20363.284 | 9131.4321 | 9131.4321 | 9131.4321 | 9131.4321 | 9131.4321 | 9131.4321 | 9131.4321 | 9131.4321 | 9131.4321 | 9131.4321 | 9131.4321 | 9131.4321 | 9131.4321 | 9131.4321 | 9131.4321 | 9131.4321 | 9131.4321 | 9131.4321 | 9131.4321 | 9131.4321 | 9131.4321 | 9131.4321 | 9131.4321 | 9131.4321 | 9131.4321 | 9131.4321 | 9131.4321 | 1242.1667 | 490.9969 | 490.9969 | 490.9969 | 490.9969 | 490.9969 | 490.9969 | 490.9969 | 490.9969 | 490.9969 | 490.9969 | 490.9969 | 490.9969 | 490.9969 | 490.9969 | 490.9969 | 490.9969 | 490.9969 | 490.9969 | 490.9969 | 490.9969 | 490.9969 | 490.9969 | 490.9969 | 490.9969 | 490.9969 | 490.9969 | 490.9969 | 0 | 0 | 0 | 0 | 0 | 0 | 0 | 0 | 0 | 0 | 0 | 0 | 0 | 0 | 0 | 0 | 0 | 0 | 0 | 0 | 0 | 0 | 0 | 0 | 0 | 0 | 0 | 0 | 0 | 0 | 0 | 0 | 0 | 0 | 0 | 0 | 0 | 0 | 0 | 0 | 0 | 0 | 0 | 0 | 0 | 0 | 0 | 0 | 0 | 0 | 0 | 0 | 0 | 0 | 0 | 0 | 0 | 0 | 0 | 0 | 0 | 0 | 0 | 0 | 0 | 0 | 0 | 0 | 0 | 0 | 0 | 0 | 0 | 0 | 0 | 0 | 0 | 0 | 0 | 0 | 0 | 0 | 0 | 0 | 0 | 0 | 0 | 0 | 0 | 0 | 0 | 0 | 0 | 0 | 0 | 0 | 0 | 0 | 0 | 0 | 0 | 0 | 0 | 0 | 0 | 0 | 0 | 0 | 0 | 0 | 0 | 0 | TE 98% | TE 98% | TE 98% | TE 98% | TE 98% | TE 98% | TE 98% | TE 98% | TE 98% | TE 98% | TE 98% | TE 98% | TE 98% | TE 98% | TE 98% | TE 98% | TE 98% | TE 98% | TE 98% | TE 98% | TE 98% | TE 98% | TE 98% | TE 98% | TE 98% | TE 98% | TE 98% | TE 98% | 20363.284 | 9131.4321 | 9131.4321 | 9131.4321 | 9131.4321 | 9131.4321 | 9131.4321 | 9131.4321 | 9131.4321 | 9131.4321 | 9131.4321 | 9131.4321 | 9131.4321 | 9131.4321 | 9131.4321 | 9131.4321 | 9131.4321 | 9131.4321 | 9131.4321 | 9131.4321 | 9131.4321 | 9131.4321 | 9131.4321 | 9131.4321 | 9131.4321 | 9131.4321 | 9131.4321 | 9131.4321 | 1242.1667 | 490.9969 | 490.9969 | 490.9969 | 490.9969 | 490.9969 | 490.9969 | 490.9969 | 490.9969 | 490.9969 | 490.9969 | 490.9969 | 490.9969 | 490.9969 | 490.9969 | 490.9969 | 490.9969 | 490.9969 | 490.9969 | 490.9969 | 490.9969 | 490.9969 | 490.9969 | 490.9969 | 490.9969 | 490.9969 | 490.9969 | 490.9969 | 0 | 0 | 0 | 0 | 0 | 0 | 0 | 0 | 0 | 0 | 0 | 0 | 0 | 0 | 0 | 0 | 0 | 0 | 0 | 0 | 0 | 0 | 0 | 0 | 0 | 0 | 0 | 0 | 0 | 0 | 0 | 0 | 0 | 0 | 0 | 0 | 0 | 0 | 0 | 0 | 0 | 0 | 0 | 0 | 0 | 0 | 0 | 0 | 0 | 0 | 0 | 0 | 0 | 0 | 0 | 0 | 0 | 0 | 0 | 0 | 0 | 0 | 0 | 0 | 0 | 0 | 0 | 0 | 0 | 0 | 0 | 0 | 0 | 0 | 0 | 0 | 0 | 0 | 0 | 0 | 0 | 0 | 0 | 0 | 0 | 0
Boiler_Miscellaneous_Existing_TE 98% | Boiler_Miscellaneous_Existing | Boiler_Commercial_Existing_TE 80%_TE 98% | Commercial | Miscellaneous | Existing | Space Heating | Natural Gas | Boiler | EQ | TE 80% | 31 | 19 | 25 | 1702.2284 | 0 | 0 | 0.14191 | 1 | LO50Fast | 1 | n/a | A | WCE226 | 0.2433060197954626 | 0.14598361187727754 | 514 kBtu/hr | 0.0321 | 845.0762502254688 | 845.0763 | 287.07166383185864 | 287.0717 | RTF Wkbk - ComGasBoilersUES_v2.2 | 2016 DOE Technical Support Document. Commercial Packaged Boilers. U.S. Department of Energy. December 2016. | AEG BEST / Market Profile Calculations | 0 | 0 | 20363.284 | TE 80% | TE 90% (2024 WA Standard) | TE 90% (2024 WA Standard) | TE 90% (2024 WA Standard) | TE 90% (2024 WA Standard) | TE 90% (2024 WA Standard) | TE 90% (2024 WA Standard) | TE 90% (2024 WA Standard) | TE 90% (2024 WA Standard) | TE 90% (2024 WA Standard) | TE 90% (2024 WA Standard) | TE 90% (2024 WA Standard) | TE 90% (2024 WA Standard) | TE 90% (2024 WA Standard) | TE 90% (2024 WA Standard) | TE 90% (2024 WA Standard) | TE 90% (2024 WA Standard) | TE 90% (2024 WA Standard) | TE 90% (2024 WA Standard) | TE 90% (2024 WA Standard) | TE 90% (2024 WA Standard) | TE 90% (2024 WA Standard) | TE 90% (2024 WA Standard) | TE 90% (2024 WA Standard) | TE 90% (2024 WA Standard) | TE 90% (2024 WA Standard) | TE 90% (2024 WA Standard) | TE 90% (2024 WA Standard) | 0 | 0 | 0 | 9577.7466 | 10202.3418 | 10778.8912 | 11311.0907 | 11802.3518 | 12255.8236 | 12674.4129 | 13060.803 | 13417.4708 | 13746.7026 | 14050.6089 | 14331.1378 | 14590.0876 | 14829.1181 | 15049.7617 | 15253.4327 | 15441.4367 | 15614.9788 | 15042.1397 | 14569.7521 | 14185.7517 | 13879.3356 | 13640.8399 | 13461.6284 | 13333.9917 | 0 | 0 | 0 | 9577.7466 | 19780.0884 | 30558.9796 | 41870.0703 | 53672.4221 | 65928.2457 | 78602.6585 | 91663.4615 | 105080.9324 | 118827.635 | 132878.2439 | 147209.3818 | 161799.4694 | 176628.5875 | 191678.3492 | 206931.7819 | 222373.2186 | 237988.1975 | 253030.3371 | 267600.0893 | 281049.0913 | 293463.5546 | 304923.0593 | 315501.0636 | 325265.3752 | 0 | 0 | 0 | 14.232282755608946 | 15.160415059267729 | 16.01715257033738 | 16.807987195940125 | 17.537988388804205 | 18.211835643755663 | 18.833848494480083 | 19.40801420284109 | 19.93801331825125 | 20.42724327093754 | 20.878840150340288 | 21.295698808250513 | 21.680491415552247 | 22.03568459152309 | 22.363555215496167 | 22.66620502224055 | 22.94557407461998 | 23.203453199893303 | 22.352229085221264 | 21.65027347045901 | 21.079658800085923 | 20.624332358484523 | 20.26993391324244 | 20.003630319603797 | 19.81396555569614 | 0 | 0 | 0 | 14.232282755608946 | 29.392697814876673 | 45.40985038521405 | 62.21783758115417 | 79.75582596995838 | 97.96766161371404 | 116.80151010819412 | 136.2095243110352 | 156.14753762928646 | 176.574780900224 | 197.4536210505643 | 218.74931985881477 | 240.429811274367 | 262.4654958658901 | 284.82905108138624 | 307.4952561036268 | 330.4408301782468 | 353.6442833781401 | 375.99651246336134 | 397.64678593382035 | 418.7264447339063 | 439.35077709239084 | 459.62071100563327 | 479.6243413252371 | 499.4383068809332 | TE 98% | TE 98% | TE 98% | TE 98% | TE 98% | TE 98% | TE 98% | TE 98% | TE 98% | TE 98% | TE 98% | TE 98% | TE 98% | TE 98% | TE 98% | TE 98% | TE 98% | TE 98% | TE 98% | TE 98% | TE 98% | TE 98% | TE 98% | TE 98% | TE 98% | TE 98% | TE 98% | TE 98% | 20363.284 | 9129.8457 | 9129.8457 | 9129.8457 | 9129.8457 | 9129.8457 | 9129.8457 | 9129.8457 | 9129.8457 | 9129.8457 | 9129.8457 | 9129.8457 | 9129.8457 | 9129.8457 | 9129.8457 | 9129.8457 | 9129.8457 | 9129.8457 | 9129.8457 | 9129.8457 | 9129.8457 | 9129.8457 | 9129.8457 | 9129.8457 | 9129.8457 | 9129.8457 | 9129.8457 | 9129.8457 | 1702.2284 | 672.642 | 672.642 | 672.642 | 672.642 | 672.642 | 672.642 | 672.642 | 672.642 | 672.642 | 672.642 | 672.642 | 672.642 | 672.642 | 672.642 | 672.642 | 672.642 | 672.642 | 672.642 | 672.642 | 672.642 | 672.642 | 672.642 | 672.642 | 672.642 | 672.642 | 672.642 | 672.642 | 0 | 0 | 0 | 3663.4881 | 5723.5137 | 7329.646 | 8556.8401 | 9525.788 | 10201.9186 | 10692.9012 | 11077.6387 | 11402.0988 | 11684.6972 | 11943.0176 | 12181.4672 | 12401.5745 | 12604.7504 | 12792.2975 | 12965.4178 | 13125.2212 | 13272.732 | 12785.8187 | 12384.2893 | 12057.889 | 11797.4352 | 11594.7139 | 11442.3841 | 11333.893 | 0 | 0 | 0 | 3663.4881 | 9387.0018 | 16716.6479 | 25273.488 | 34799.276 | 45001.1946 | 55694.0958 | 66771.7345 | 78173.8332 | 89858.5305 | 101801.5481 | 113983.0153 | 126384.5897 | 138989.3401 | 151781.6376 | 164747.0554 | 177872.2766 | 191145.0086 | 203930.8273 | 216315.1166 | 228091.1988 | 239188.2344 | 249572.6067 | 259239.5339 | 268201.7906 | 0 | 0 | 0 | 5.443848154020422 | 8.504992848249197 | 10.89166374782942 | 12.715242313728703 | 14.15507367602777 | 15.15978626947405 | 15.889373571918195 | 16.461083479443335 | 16.943222769036897 | 17.36315678029691 | 17.747014127789242 | 18.101343987012935 | 18.428417703219406 | 18.730331902794628 | 19.009021933171738 | 19.266274268904464 | 19.503737963426985 | 19.722935219909306 | 18.999394722438076 | 18.40273244989016 | 17.917709980073035 | 17.530682504711844 | 17.229443826256073 | 17.00308577166323 | 16.841870722341717 | 0 | 0 | 0 | 5.443848154020422 | 13.948841002269619 | 24.840504750099036 | 37.555747063827745 | 51.710820739855514 | 66.87060700932956 | 82.75998058124776 | 99.22106406069109 | 116.16428682972798 | 133.52744361002487 | 151.27445773781415 | 169.37580172482706 | 187.80421942804648 | 206.53455133084108 | 225.54357326401282 | 244.80984753291727 | 264.3135854963443 | 284.03652071625356 | 303.0359154386917 | 321.43864788858184 | 339.35635786865487 | 356.8870403733667 | 374.1164841996228 | 391.119569971286 | 407.96144069362776 | TE 98% | TE 98% | TE 98% | TE 98% | TE 98% | TE 98% | TE 98% | TE 98% | TE 98% | TE 98% | TE 98% | TE 98% | TE 98% | TE 98% | TE 98% | TE 98% | TE 98% | TE 98% | TE 98% | TE 98% | TE 98% | TE 98% | TE 98% | TE 98% | TE 98% | TE 98% | TE 98% | TE 98% | 20363.284 | 9129.8457 | 9129.8457 | 9129.8457 | 9129.8457 | 9129.8457 | 9129.8457 | 9129.8457 | 9129.8457 | 9129.8457 | 9129.8457 | 9129.8457 | 9129.8457 | 9129.8457 | 9129.8457 | 9129.8457 | 9129.8457 | 9129.8457 | 9129.8457 | 9129.8457 | 9129.8457 | 9129.8457 | 9129.8457 | 9129.8457 | 9129.8457 | 9129.8457 | 9129.8457 | 9129.8457 | 1702.2284 | 672.642 | 672.642 | 672.642 | 672.642 | 672.642 | 672.642 | 672.642 | 672.642 | 672.642 | 672.642 | 672.642 | 672.642 | 672.642 | 672.642 | 672.642 | 672.642 | 672.642 | 672.642 | 672.642 | 672.642 | 672.642 | 672.642 | 672.642 | 672.642 | 672.642 | 672.642 | 672.642 | 0 | 0 | 0 | 3663.4881 | 5723.5137 | 7329.646 | 8556.8401 | 9525.788 | 10201.9186 | 10692.9012 | 11077.6387 | 11402.0988 | 11684.6972 | 11943.0176 | 12181.4672 | 12401.5745 | 12604.7504 | 12792.2975 | 12965.4178 | 13125.2212 | 13272.732 | 12785.8187 | 12384.2893 | 12057.889 | 11797.4352 | 11594.7139 | 11442.3841 | 11333.893 | 0 | 0 | 0 | 3663.4881 | 9387.0018 | 16716.6479 | 25273.488 | 34799.276 | 45001.1946 | 55694.0958 | 66771.7345 | 78173.8332 | 89858.5305 | 101801.5481 | 113983.0153 | 126384.5897 | 138989.3401 | 151781.6376 | 164747.0554 | 177872.2766 | 191145.0086 | 203930.8273 | 216315.1166 | 228091.1988 | 239188.2344 | 249572.6067 | 259239.5339 | 268201.7906 | 0 | 0 | 0 | 5.4438 | 8.505 | 10.89166374782942 | 12.715242313728703 | 14.15507367602777 | 15.15978626947405 | 15.889373571918195 | 16.461083479443335 | 16.943222769036897 | 17.36315678029691 | 17.747014127789242 | 18.101343987012935 | 18.428417703219406 | 18.730331902794628 | 19.009021933171738 | 19.266274268904464 | 19.503737963426985 | 19.722935219909306 | 18.999394722438073 | 18.40273244989016 | 17.917709980073035 | 17.530682504711844 | 17.229443826256073 | 17.00308577166323 | 16.841870722341717 | 0 | 0
Boiler_Healthcare_New_TE 98% | Boiler_Healthcare_New | Boiler_Commercial_New_TE 80%_TE 98% | Commercial | Healthcare | New | Space Heating | Natural Gas | Boiler | EQ | TE 80% | 31 | 19 | 25 | 1374.6327 | 0 | 0 | 0.22779 | 1 | LO50Fast | 1 | n/a | A | WCE156 | 0.2433060197954626 | 0.14598361187727754 | 514 kBtu/hr | 0.0321 | 1188.0713289964888 | 1188.0713 | 403.58679240477215 | 403.5868 | RTF Wkbk - ComGasBoilersUES_v2.2 | 2016 DOE Technical Support Document. Commercial Packaged Boilers. U.S. Department of Energy. December 2016. | AEG BEST / Market Profile Calculations | 0 | 0 | 20363.284 | TE 80% | TE 90% (2024 WA Standard) | TE 90% (2024 WA Standard) | TE 90% (2024 WA Standard) | TE 90% (2024 WA Standard) | TE 90% (2024 WA Standard) | TE 90% (2024 WA Standard) | TE 90% (2024 WA Standard) | TE 90% (2024 WA Standard) | TE 90% (2024 WA Standard) | TE 90% (2024 WA Standard) | TE 90% (2024 WA Standard) | TE 90% (2024 WA Standard) | TE 90% (2024 WA Standard) | TE 90% (2024 WA Standard) | TE 90% (2024 WA Standard) | TE 90% (2024 WA Standard) | TE 90% (2024 WA Standard) | TE 90% (2024 WA Standard) | TE 90% (2024 WA Standard) | TE 90% (2024 WA Standard) | TE 90% (2024 WA Standard) | TE 90% (2024 WA Standard) | TE 90% (2024 WA Standard) | TE 90% (2024 WA Standard) | TE 90% (2024 WA Standard) | TE 90% (2024 WA Standard) | TE 90% (2024 WA Standard) | 0 | 0 | 0 | 0 | 0 | 0 | 0 | 0 | 0 | 0 | 0 | 0 | 0 | 0 | 0 | 0 | 0 | 0 | 0 | 0 | 0 | 0 | 0 | 0 | 0 | 0 | 0 | 0 | 0 | 0 | 0 | 0 | 0 | 0 | 0 | 0 | 0 | 0 | 0 | 0 | 0 | 0 | 0 | 0 | 0 | 0 | 0 | 0 | 0 | 0 | 0 | 0 | 0 | 0 | 0 | 0 | 0 | 0 | 0 | 0 | 0 | 0 | 0 | 0 | 0 | 0 | 0 | 0 | 0 | 0 | 0 | 0 | 0 | 0 | 0 | 0 | 0 | 0 | 0 | 0 | 0 | 0 | 0 | 0 | 0 | 0 | 0 | 0 | 0 | 0 | 0 | 0 | 0 | 0 | 0 | 0 | 0 | 0 | 0 | 0 | 0 | 0 | 0 | 0 | 0 | 0 | 0 | 0 | 0 | 0 | 0 | 0 | TE 98% | TE 98% | TE 98% | TE 98% | TE 98% | TE 98% | TE 98% | TE 98% | TE 98% | TE 98% | TE 98% | TE 98% | TE 98% | TE 98% | TE 98% | TE 98% | TE 98% | TE 98% | TE 98% | TE 98% | TE 98% | TE 98% | TE 98% | TE 98% | TE 98% | TE 98% | TE 98% | TE 98% | 20363.284 | 9131.4321 | 9131.4321 | 9131.4321 | 9131.4321 | 9131.4321 | 9131.4321 | 9131.4321 | 9131.4321 | 9131.4321 | 9131.4321 | 9131.4321 | 9131.4321 | 9131.4321 | 9131.4321 | 9131.4321 | 9131.4321 | 9131.4321 | 9131.4321 | 9131.4321 | 9131.4321 | 9131.4321 | 9131.4321 | 9131.4321 | 9131.4321 | 9131.4321 | 9131.4321 | 9131.4321 | 1374.6327 | 543.3488 | 543.3488 | 543.3488 | 543.3488 | 543.3488 | 543.3488 | 543.3488 | 543.3488 | 543.3488 | 543.3488 | 543.3488 | 543.3488 | 543.3488 | 543.3488 | 543.3488 | 543.3488 | 543.3488 | 543.3488 | 543.3488 | 543.3488 | 543.3488 | 543.3488 | 543.3488 | 543.3488 | 543.3488 | 543.3488 | 543.3488 | 0 | 0 | 0 | 0 | 0 | 0 | 0 | 0 | 0 | 0 | 0 | 0 | 0 | 0 | 0 | 0 | 0 | 0 | 0 | 0 | 0 | 0 | 0 | 0 | 0 | 0 | 0 | 0 | 0 | 0 | 0 | 0 | 0 | 0 | 0 | 0 | 0 | 0 | 0 | 0 | 0 | 0 | 0 | 0 | 0 | 0 | 0 | 0 | 0 | 0 | 0 | 0 | 0 | 0 | 0 | 0 | 0 | 0 | 0 | 0 | 0 | 0 | 0 | 0 | 0 | 0 | 0 | 0 | 0 | 0 | 0 | 0 | 0 | 0 | 0 | 0 | 0 | 0 | 0 | 0 | 0 | 0 | 0 | 0 | 0 | 0 | 0 | 0 | 0 | 0 | 0 | 0 | 0 | 0 | 0 | 0 | 0 | 0 | 0 | 0 | 0 | 0 | 0 | 0 | 0 | 0 | 0 | 0 | 0 | 0 | 0 | 0 | TE 98% | TE 98% | TE 98% | TE 98% | TE 98% | TE 98% | TE 98% | TE 98% | TE 98% | TE 98% | TE 98% | TE 98% | TE 98% | TE 98% | TE 98% | TE 98% | TE 98% | TE 98% | TE 98% | TE 98% | TE 98% | TE 98% | TE 98% | TE 98% | TE 98% | TE 98% | TE 98% | TE 98% | 20363.284 | 9131.4321 | 9131.4321 | 9131.4321 | 9131.4321 | 9131.4321 | 9131.4321 | 9131.4321 | 9131.4321 | 9131.4321 | 9131.4321 | 9131.4321 | 9131.4321 | 9131.4321 | 9131.4321 | 9131.4321 | 9131.4321 | 9131.4321 | 9131.4321 | 9131.4321 | 9131.4321 | 9131.4321 | 9131.4321 | 9131.4321 | 9131.4321 | 9131.4321 | 9131.4321 | 9131.4321 | 1374.6327 | 543.3488 | 543.3488 | 543.3488 | 543.3488 | 543.3488 | 543.3488 | 543.3488 | 543.3488 | 543.3488 | 543.3488 | 543.3488 | 543.3488 | 543.3488 | 543.3488 | 543.3488 | 543.3488 | 543.3488 | 543.3488 | 543.3488 | 543.3488 | 543.3488 | 543.3488 | 543.3488 | 543.3488 | 543.3488 | 543.3488 | 543.3488 | 0 | 0 | 0 | 0 | 0 | 0 | 0 | 0 | 0 | 0 | 0 | 0 | 0 | 0 | 0 | 0 | 0 | 0 | 0 | 0 | 0 | 0 | 0 | 0 | 0 | 0 | 0 | 0 | 0 | 0 | 0 | 0 | 0 | 0 | 0 | 0 | 0 | 0 | 0 | 0 | 0 | 0 | 0 | 0 | 0 | 0 | 0 | 0 | 0 | 0 | 0 | 0 | 0 | 0 | 0 | 0 | 0 | 0 | 0 | 0 | 0 | 0 | 0 | 0 | 0 | 0 | 0 | 0 | 0 | 0 | 0 | 0 | 0 | 0 | 0 | 0 | 0 | 0 | 0 | 0 | 0 | 0 | 0 | 0 | 0 | 0
Boiler_Office_Existing_TE 98% | Boiler_Office_Existing | Boiler_Commercial_Existing_TE 80%_TE 98% | Commercial | Office | Existing | Space Heating | Natural Gas | Boiler | EQ | TE 80% | 31 | 19 | 25 | 1080.5105 | 0 | 0 | 0.174 | 1 | LO50Fast | 1 | n/a | A | WCE2 | 0.2433060197954626 | 0.14598361187727754 | 514 kBtu/hr | 0.0321 | 1332.6689600458785 | 1332.669 | 452.706481332746 | 452.7065 | RTF Wkbk - ComGasBoilersUES_v2.2 | 2016 DOE Technical Support Document. Commercial Packaged Boilers. U.S. Department of Energy. December 2016. | AEG BEST / Market Profile Calculations | 0 | 0 | 20363.1253 | TE 80% | TE 90% (2024 WA Standard) | TE 90% (2024 WA Standard) | TE 90% (2024 WA Standard) | TE 90% (2024 WA Standard) | TE 90% (2024 WA Standard) | TE 90% (2024 WA Standard) | TE 90% (2024 WA Standard) | TE 90% (2024 WA Standard) | TE 90% (2024 WA Standard) | TE 90% (2024 WA Standard) | TE 90% (2024 WA Standard) | TE 90% (2024 WA Standard) | TE 90% (2024 WA Standard) | TE 90% (2024 WA Standard) | TE 90% (2024 WA Standard) | TE 90% (2024 WA Standard) | TE 90% (2024 WA Standard) | TE 90% (2024 WA Standard) | TE 90% (2024 WA Standard) | TE 90% (2024 WA Standard) | TE 90% (2024 WA Standard) | TE 90% (2024 WA Standard) | TE 90% (2024 WA Standard) | TE 90% (2024 WA Standard) | TE 90% (2024 WA Standard) | TE 90% (2024 WA Standard) | TE 90% (2024 WA Standard) | 0 | 0 | 0 | 10774.1748 | 11476.7929 | 12125.3634 | 12724.044 | 13276.6721 | 13786.7905 | 14257.6689 | 14692.3259 | 15093.5478 | 15463.9064 | 15805.776 | 16121.3478 | 16412.6449 | 16681.5346 | 16929.7404 | 17158.8535 | 17370.3424 | 17565.563 | 16921.1663 | 16389.7692 | 15957.8004 | 15613.1076 | 15344.8195 | 15143.2214 | 14999.6407 | 0 | 0 | 0 | 10774.1748 | 22250.9677 | 34376.3311 | 47100.3751 | 60377.0472 | 74163.8377 | 88421.5066 | 103113.8325 | 118207.3803 | 133671.2868 | 149477.0627 | 165598.4106 | 182011.0555 | 198692.5901 | 215622.3305 | 232781.184 | 250151.5264 | 267717.0895 | 284638.2557 | 301028.025 | 316157.0427 | 330122.2899 | 343013.2873 | 354912.6695 | 365896.7146 | 0 | 0 | 0 | 25.24768856410805 | 26.894170421688507 | 28.41399982868583 | 29.816919281298755 | 31.111921852941467 | 32.307308842150114 | 33.410742986035004 | 34.42929758039031 | 35.36950182133365 | 36.23738265912752 | 37.03850343247571 | 37.77799953095094 | 38.460611314158854 | 39.09071449865847 | 39.67234820742735 | 40.209240861675546 | 40.70483408098157 | 41.16230474495636 | 39.65225595555689 | 38.407005488595786 | 37.39475034055827 | 36.58701342372213 | 35.958320070257805 | 35.485904624953264 | 35.14944441172158 | 0 | 0 | 0 | 25.24768856410805 | 52.14185898579656 | 80.55585881448239 | 110.37277809578116 | 141.4846999487226 | 173.79200879087276 | 207.20275177690777 | 241.6320493572981 | 277.00155117863176 | 313.23893383775925 | 350.27743727023494 | 388.0554368011859 | 426.5160481153448 | 465.6067626140033 | 505.2791108214306 | 545.4883516831062 | 586.1931857640878 | 627.3554905090441 | 667.007746464601 | 705.4147519531967 | 742.809502293755 | 779.3965157174773 | 815.354835787735 | 850.8407404126883 | 885.9901848244098 | TE 98% | TE 98% | TE 98% | TE 98% | TE 98% | TE 98% | TE 98% | TE 98% | TE 98% | TE 98% | TE 98% | TE 98% | TE 98% | TE 98% | TE 98% | TE 98% | TE 98% | TE 98% | TE 98% | TE 98% | TE 98% | TE 98% | TE 98% | TE 98% | TE 98% | TE 98% | TE 98% | TE 98% | 20363.1253 | 9130.4802 | 9130.4802 | 9130.4802 | 9130.4802 | 9130.4802 | 9130.4802 | 9130.4802 | 9130.4802 | 9130.4802 | 9130.4802 | 9130.4802 | 9130.4802 | 9130.4802 | 9130.4802 | 9130.4802 | 9130.4802 | 9130.4802 | 9130.4802 | 9130.4802 | 9130.4802 | 9130.4802 | 9130.4802 | 9130.4802 | 9130.4802 | 9130.4802 | 9130.4802 | 9130.4802 | 1080.5105 | 427.5401 | 427.5401 | 427.5401 | 427.5401 | 427.5401 | 427.5401 | 427.5401 | 427.5401 | 427.5401 | 427.5401 | 427.5401 | 427.5401 | 427.5401 | 427.5401 | 427.5401 | 427.5401 | 427.5401 | 427.5401 | 427.5401 | 427.5401 | 427.5401 | 427.5401 | 427.5401 | 427.5401 | 427.5401 | 427.5401 | 427.5401 | 0 | 0 | 0 | 4121.1218 | 6438.4808 | 8245.2471 | 9625.7393 | 10715.7257 | 11476.3169 | 12028.6317 | 12461.4297 | 12826.4205 | 13144.3205 | 7002.5332 | 7142.343 | 7271.3982 | 7390.5261 | 0 | 0 | 0 | 0 | 0 | 0 | 0 | 0 | 0 | 0 | 0 | 0 | 0 | 0 | 4121.1218 | 10559.6027 | 18804.8498 | 28430.5891 | 39146.3147 | 50622.6316 | 62651.2633 | 75112.693 | 87939.1135 | 101083.434 | 108085.9671 | 115228.3101 | 122499.7083 | 129890.2344 | 129890.2344 | 129890.2344 | 129890.2344 | 129890.2344 | 129890.2344 | 129890.2344 | 129573.225 | 128785.3332 | 127423.7987 | 125426.5561 | 122758.661 | 0 | 0 | 0 | 9.657240875771329 | 15.087629606567253 | 19.32151988350637 | 22.55649943630251 | 25.110721724068387 | 26.893054965429265 | 28.187323306548183 | 29.201521375970408 | 30.056823567277775 | 30.80177526025839 | 31.482727917604354 | 32.111299601308296 | 32.69151961703502 | 33.2271073238597 | 0 | 0 | 0 | 0 | 0 | 0 | 5.2416014830359765E-15 | 0 | 1.0483202966071953E-14 | 0 | 0 | 0 | 0 | 0 | 9.657240875771329 | 24.74487048233858 | 44.06639036584495 | 66.62288980214745 | 91.73361152621585 | 118.62666649164512 | 146.8139897981933 | 176.0155111741637 | 206.0723347414415 | 236.87411000169988 | 268.3568379193042 | 300.4681375206125 | 333.15965713764757 | 366.38676446150725 | 366.38676446150725 | 366.38676446150725 | 366.38676446150725 | 366.38676446150725 | 366.38676446150725 | 366.38676446150725 | 366.38676446150725 | 366.38676446150725 | 366.38676446150725 | 366.38676446150725 | 366.38676446150725 | TE 98% | TE 98% | TE 98% | TE 98% | TE 98% | TE 98% | TE 98% | TE 98% | TE 98% | TE 98% | TE 98% | TE 98% | TE 98% | TE 94% (ENERGY STAR 1.0) | TE 94% (ENERGY STAR 1.0) | TE 94% (ENERGY STAR 1.0) | TE 94% (ENERGY STAR 1.0) | TE 94% (ENERGY STAR 1.0) | TE 94% (ENERGY STAR 1.0) | TE 94% (ENERGY STAR 1.0) | TE 94% (ENERGY STAR 1.0) | TE 94% (ENERGY STAR 1.0) | TE 94% (ENERGY STAR 1.0) | TE 94% (ENERGY STAR 1.0) | TE 94% (ENERGY STAR 1.0) | TE 94% (ENERGY STAR 1.0) | TE 94% (ENERGY STAR 1.0) | TE 94% (ENERGY STAR 1.0) | 20363.1253 | 9130.4802 | 9130.4802 | 9130.4802 | 9130.4802 | 9130.4802 | 9130.4802 | 9130.4802 | 9130.4802 | 9130.4802 | 9130.4802 | 9130.4802 | 9130.4802 | 4565.2401 | 4565.2401 | 4565.2401 | 4565.2401 | 4565.2401 | 4565.2401 | 4565.2401 | 4565.2401 | 4565.2401 | 4565.2401 | 4565.2401 | 4565.2401 | 4565.2401 | 4565.2401 | 4565.2401 | 1080.5105 | 427.5401 | 427.5401 | 427.5401 | 427.5401 | 427.5401 | 427.5401 | 427.5401 | 427.5401 | 427.5401 | 427.5401 | 427.5401 | 427.5401 | 223.2093 | 223.2093 | 223.2093 | 223.2093 | 223.2093 | 223.2093 | 223.2093 | 223.2093 | 223.2093 | 223.2093 | 223.2093 | 223.2093 | 223.2093 | 223.2093 | 223.2093 | 0 | 0 | 0 | 4121.1218 | 6438.4808 | 8245.2471 | 9625.7393 | 10715.7257 | 11476.3169 | 12028.6317 | 12461.4297 | 12826.4205 | 13144.3205 | 13434.9096 | 13703.1457 | 13950.7482 | 14179.3044 | 14390.2793 | 14585.0254 | 14764.7911 | 14930.7286 | 14382.9913 | 13931.3039 | 13564.1304 | 13271.1414 | 13043.0966 | 12871.7382 | 12749.6946 | 0 | 0 | 0 | 4121.1218 | 10559.6027 | 18804.8498 | 28430.5891 | 39146.3147 | 50622.6316 | 62651.2633 | 75112.693 | 87939.1135 | 101083.434 | 114518.3435 | 128221.4892 | 142172.2374 | 156351.5418 | 170741.8212 | 185326.8466 | 200091.6377 | 215022.3663 | 229405.3576 | 243336.6614 | 256583.7824 | 269067.0321 | 280748.5942 | 291623.0898 | 301704.8893 | 0 | 0 | 0 | 9.6572 | 15.0876 | 19.32151988350637 | 22.55649943630251 | 25.110721724068387 | 26.893054965429265 | 28.187323306548183 | 29.201521375970408 | 30.056823567277775 | 30.80177526025839 | 31.482727917604354 | 32.111299601308296 | 32.69151961703502 | 33.2271073238597 | 33.72149597631324 | 34.17785473242421 | 34.59910896883434 | 34.98795903321291 | 33.70441756222335 | 32.64595466530642 | 31.785537789474528 | 31.098961410163813 | 30.564572059719143 | 30.16301893121027 | 29.877027749963347 | 0 | 0
Boiler_Restaurant_Existing_TE 98% | Boiler_Restaurant_Existing | Boiler_Commercial_Existing_TE 80%_TE 98% | Commercial | Restaurant | Existing | Space Heating | Natural Gas | Boiler | EQ | TE 80% | 31 | 19 | 25 | 998.334 | 0 | 0 | 0.027424 | 1 | LO50Fast | 1 | n/a | A | WCE30 | 0.2433060197954626 | 0.14598361187727754 | 514 kBtu/hr | 0.0321 | 1442.9025671736883 | 1442.9026 | 490.152741359489 | 490.1527 | RTF Wkbk - ComGasBoilersUES_v2.2 | 2016 DOE Technical Support Document. Commercial Packaged Boilers. U.S. Department of Energy. December 2016. | AEG BEST / Market Profile Calculations | 0 | 0 | 20363.1253 | TE 80% | TE 90% (2024 WA Standard) | TE 90% (2024 WA Standard) | TE 90% (2024 WA Standard) | TE 90% (2024 WA Standard) | TE 90% (2024 WA Standard) | TE 90% (2024 WA Standard) | TE 90% (2024 WA Standard) | TE 90% (2024 WA Standard) | TE 90% (2024 WA Standard) | TE 90% (2024 WA Standard) | TE 90% (2024 WA Standard) | TE 90% (2024 WA Standard) | TE 90% (2024 WA Standard) | TE 90% (2024 WA Standard) | TE 90% (2024 WA Standard) | TE 90% (2024 WA Standard) | TE 90% (2024 WA Standard) | TE 90% (2024 WA Standard) | TE 90% (2024 WA Standard) | TE 90% (2024 WA Standard) | TE 90% (2024 WA Standard) | TE 90% (2024 WA Standard) | TE 90% (2024 WA Standard) | TE 90% (2024 WA Standard) | TE 90% (2024 WA Standard) | TE 90% (2024 WA Standard) | TE 90% (2024 WA Standard) | 0 | 0 | 0 | 473.6291 | 504.5159 | 533.0268 | 559.3446 | 583.638 | 606.0626 | 626.7623 | 645.8696 | 663.5072 | 679.7881 | 694.8165 | 708.689 | 721.4943 | 733.3146 | 744.2256 | 754.2974 | 763.5943 | 772.1762 | 743.8487 | 720.4887 | 701.4995 | 686.3469 | 674.553 | 665.6909 | 659.3791 | 0 | 0 | 0 | 473.6291 | 978.145 | 1511.1718 | 2070.5164 | 2654.1544 | 3260.217 | 3886.9793 | 4532.8489 | 5196.3562 | 5876.1442 | 6570.9608 | 7279.6497 | 8001.144 | 8734.4586 | 9478.6842 | 10232.9815 | 10996.5759 | 11768.752 | 12512.6008 | 13233.0894 | 13898.1559 | 14512.0634 | 15078.7473 | 15601.84 | 16084.6949 | 0 | 0 | 0 | 1.201685071944652 | 1.2800507672619978 | 1.3523883321703167 | 1.419161469008765 | 1.4807982107057944 | 1.5376936645799753 | 1.590212545079219 | 1.6386915116939058 | 1.6834413270305395 | 1.7247488488797398 | 1.7628788690482329 | 1.7980758107422257 | 1.830565295382835 | 1.8605555888972438 | 1.8882389367566976 | 1.9137927963192702 | 1.93738097437703 | 1.9591546771995774 | 1.887282629050621 | 1.828013880817306 | 1.7798347416732554 | 1.7413898205646972 | 1.711466629149745 | 1.6889816168312077 | 1.6729675086677145 | 0 | 0 | 0 | 1.201685071944652 | 2.48173583920665 | 3.834124171376966 | 5.253285640385731 | 6.734083851091526 | 8.2717775156715 | 9.86199006075072 | 11.500681572444627 | 13.184122899475165 | 14.908871748354906 | 16.671750617403138 | 18.469826428145367 | 20.3003917235282 | 22.160947312425446 | 24.04918624918214 | 25.96297904550141 | 27.90036001987844 | 29.859514697078023 | 31.746797326128643 | 33.57481120694595 | 35.35464594861921 | 37.096035769183906 | 38.80750239833365 | 40.49648401516485 | 42.16945152383257 | TE 98% | TE 98% | TE 98% | TE 98% | TE 98% | TE 98% | TE 98% | TE 98% | TE 98% | TE 98% | TE 98% | TE 98% | TE 98% | TE 98% | TE 98% | TE 98% | TE 98% | TE 98% | TE 98% | TE 98% | TE 98% | TE 98% | TE 98% | TE 98% | TE 98% | TE 98% | TE 98% | TE 98% | 20363.1253 | 9131.0355 | 9131.0355 | 9131.0355 | 9131.0355 | 9131.0355 | 9131.0355 | 9131.0355 | 9131.0355 | 9131.0355 | 9131.0355 | 9131.0355 | 9131.0355 | 9131.0355 | 9131.0355 | 9131.0355 | 9131.0355 | 9131.0355 | 9131.0355 | 9131.0355 | 9131.0355 | 9131.0355 | 9131.0355 | 9131.0355 | 9131.0355 | 9131.0355 | 9131.0355 | 9131.0355 | 998.334 | 394.2253 | 394.2253 | 394.2253 | 394.2253 | 394.2253 | 394.2253 | 394.2253 | 394.2253 | 394.2253 | 394.2253 | 394.2253 | 394.2253 | 394.2253 | 394.2253 | 394.2253 | 394.2253 | 394.2253 | 394.2253 | 394.2253 | 394.2253 | 394.2253 | 394.2253 | 394.2253 | 394.2253 | 394.2253 | 394.2253 | 394.2253 | 0 | 0 | 0 | 181.1631 | 283.0334 | 362.4583 | 423.1442 | 246.2733 | 263.7535 | 276.447 | 286.3938 | 0 | 0 | 0 | 0 | 0 | 0 | 0 | 0 | 0 | 0 | 0 | 0 | 0 | 0 | 0 | 0 | 0 | 0 | 0 | 0 | 181.1631 | 464.1965 | 826.6548 | 1249.799 | 1496.0723 | 1759.8258 | 2036.2729 | 2322.6667 | 2322.6667 | 2322.6667 | 2322.6667 | 2322.6667 | 2322.6667 | 2322.6667 | 2322.6667 | 2322.6667 | 2322.6667 | 2322.6667 | 2322.6667 | 2322.6667 | 2308.731 | 2274.0956 | 2214.243 | 2126.4449 | 2026.4564 | 0 | 0 | 0 | 0.4596445400188294 | 0.7181084804339808 | 0.9196240658758155 | 1.0735956513051306 | 1.1951660194536022 | 1.2799976761787595 | 1.3415994715535717 | 1.3898710856827292 | 0 | 0 | 0 | 0 | 0 | 0 | 0 | 0 | 0 | 0 | 0 | 0 | 0 | 0 | 0 | 0 | 0 | 0 | 0 | 0 | 0.4596445400188294 | 1.1777530204528102 | 2.0973770863286254 | 3.1709727376337558 | 4.3661387570873575 | 5.6461364332661175 | 6.987735904819688 | 8.377606990502418 | 8.377606990502418 | 8.377606990502418 | 8.377606990502418 | 8.377606990502418 | 8.377606990502418 | 8.377606990502418 | 8.377606990502418 | 8.377606990502418 | 8.377606990502418 | 8.377606990502418 | 8.377606990502418 | 8.377606990502418 | 8.377606990502418 | 8.377606990502418 | 8.377606990502418 | 8.377606990502418 | 8.377606990502418 | TE 98% | TE 98% | TE 98% | TE 98% | TE 98% | TE 98% | TE 98% | TE 94% (ENERGY STAR 1.0) | TE 94% (ENERGY STAR 1.0) | TE 94% (ENERGY STAR 1.0) | TE 94% (ENERGY STAR 1.0) | TE 94% (ENERGY STAR 1.0) | TE 94% (ENERGY STAR 1.0) | TE 94% (ENERGY STAR 1.0) | TE 94% (ENERGY STAR 1.0) | TE 94% (ENERGY STAR 1.0) | TE 94% (ENERGY STAR 1.0) | TE 94% (ENERGY STAR 1.0) | TE 94% (ENERGY STAR 1.0) | TE 94% (ENERGY STAR 1.0) | TE 94% (ENERGY STAR 1.0) | TE 94% (ENERGY STAR 1.0) | TE 94% (ENERGY STAR 1.0) | TE 94% (ENERGY STAR 1.0) | TE 94% (ENERGY STAR 1.0) | TE 94% (ENERGY STAR 1.0) | TE 94% (ENERGY STAR 1.0) | TE 94% (ENERGY STAR 1.0) | 20363.1253 | 9131.0355 | 9131.0355 | 9131.0355 | 9131.0355 | 9131.0355 | 9131.0355 | 4565.7954 | 4565.7954 | 4565.7954 | 4565.7954 | 4565.7954 | 4565.7954 | 4565.7954 | 4565.7954 | 4565.7954 | 4565.7954 | 4565.7954 | 4565.7954 | 4565.7954 | 4565.7954 | 4565.7954 | 4565.7954 | 4565.7954 | 4565.7954 | 4565.7954 | 4565.7954 | 4565.7954 | 998.334 | 394.2253 | 394.2253 | 394.2253 | 394.2253 | 394.2253 | 394.2253 | 205.9966 | 205.9966 | 205.9966 | 205.9966 | 205.9966 | 205.9966 | 205.9966 | 205.9966 | 205.9966 | 205.9966 | 205.9966 | 205.9966 | 205.9966 | 205.9966 | 205.9966 | 205.9966 | 205.9966 | 205.9966 | 205.9966 | 205.9966 | 205.9966 | 0 | 0 | 0 | 181.1631 | 283.0334 | 362.4583 | 423.1442 | 471.0596 | 504.495 | 528.7746 | 547.8002 | 563.8451 | 577.8199 | 590.594 | 602.3856 | 613.2701 | 623.3174 | 632.5918 | 641.1527 | 649.0552 | 656.3497 | 632.2714 | 612.4154 | 596.2746 | 583.3949 | 573.3701 | 565.8372 | 560.4722 | 0 | 0 | 0 | 181.1631 | 464.1965 | 826.6548 | 1249.799 | 1720.8587 | 2225.3536 | 2754.1282 | 3301.9284 | 3865.7735 | 4443.5933 | 5034.1874 | 5636.573 | 6249.8431 | 6873.1605 | 7505.7523 | 8146.905 | 8795.9602 | 9452.31 | 10084.5814 | 10696.9967 | 11279.3357 | 11828.0951 | 12341.6126 | 12819.6517 | 13262.8441 | 0 | 0 | 0 | 0.45964 | 0.71811 | 0.9196240658758155 | 1.0735956513051306 | 1.1951660194536022 | 1.2799976761787595 | 1.3415994715535717 | 1.3898710856827292 | 1.4305799162232304 | 1.4660365215477789 | 1.498447038690998 | 1.528364439130892 | 1.5559805010754097 | 1.581472250562657 | 1.6050030962431927 | 1.6267238768713799 | 1.6467738282204756 | 1.6652814756196408 | 1.6041902346930277 | 1.5538117986947104 | 1.5128595304222672 | 1.4801813474799925 | 1.4547466347772833 | 1.4356343743065265 | 1.4220223823675573 | 0 | 0
Boiler_Retail_Existing_TE 98% | Boiler_Retail_Existing | Boiler_Commercial_Existing_TE 80%_TE 98% | Commercial | Retail | Existing | Space Heating | Natural Gas | Boiler | EQ | TE 80% | 31 | 19 | 25 | 1242.1667 | 0 | 0 | 0.041252 | 1 | LO50Fast | 1 | n/a | A | WCE58 | 0.2433060197954626 | 0.14598361187727754 | 514 kBtu/hr | 0.0321 | 1159.0831622297587 | 1159.0832 | 393.739537481988 | 393.7395 | RTF Wkbk - ComGasBoilersUES_v2.2 | 2016 DOE Technical Support Document. Commercial Packaged Boilers. U.S. Department of Energy. December 2016. | AEG BEST / Market Profile Calculations | 0 | 0 | 20363.284 | TE 80% | TE 90% (2024 WA Standard) | TE 90% (2024 WA Standard) | TE 90% (2024 WA Standard) | TE 90% (2024 WA Standard) | TE 90% (2024 WA Standard) | TE 90% (2024 WA Standard) | TE 90% (2024 WA Standard) | TE 90% (2024 WA Standard) | TE 90% (2024 WA Standard) | TE 90% (2024 WA Standard) | TE 90% (2024 WA Standard) | TE 90% (2024 WA Standard) | TE 90% (2024 WA Standard) | TE 90% (2024 WA Standard) | TE 90% (2024 WA Standard) | TE 90% (2024 WA Standard) | TE 90% (2024 WA Standard) | TE 90% (2024 WA Standard) | TE 90% (2024 WA Standard) | TE 90% (2024 WA Standard) | TE 90% (2024 WA Standard) | TE 90% (2024 WA Standard) | TE 90% (2024 WA Standard) | TE 90% (2024 WA Standard) | TE 90% (2024 WA Standard) | TE 90% (2024 WA Standard) | TE 90% (2024 WA Standard) | 0 | 0 | 0 | 2531.7676 | 2696.8722 | 2849.2764 | 2989.9573 | 3119.8165 | 3239.6866 | 3350.3359 | 3452.4737 | 3546.7547 | 3633.7834 | 3714.1175 | 3788.2721 | 3856.7225 | 3919.9075 | 3978.2321 | 4032.0702 | 4081.7669 | 4127.6408 | 3976.2173 | 3851.3471 | 3749.841 | 3668.8434 | 3605.7998 | 3558.4273 | 3524.688 | 0 | 0 | 0 | 2531.7676 | 5228.6398 | 8077.9162 | 11067.8735 | 14187.69 | 17427.3766 | 20777.7124 | 24230.1861 | 27776.9408 | 31410.7242 | 35124.8417 | 38913.1138 | 42769.8364 | 46689.7439 | 50667.976 | 54700.0462 | 58781.8131 | 62909.4539 | 66885.6712 | 70737.0183 | 74292.1079 | 77573.7291 | 80602.9179 | 83399.0922 | 85980.1761 | 0 | 0 | 0 | 5.160048212351274 | 5.496551324083829 | 5.807169581067726 | 6.093894125975938 | 6.358562936660441 | 6.6028726080615225 | 6.828389227816363 | 7.036558415282373 | 7.228714588327922 | 7.406089517293043 | 7.569820220953151 | 7.720956255100945 | 7.860466440468143 | 7.989245073114784 | 8.1081176570963 | 8.21784619615616 | 8.319134078365263 | 8.412630585019818 | 8.104011261848155 | 7.849510639755297 | 7.6426289145703725 | 7.477546022994484 | 7.349055527461657 | 7.252504650424294 | 7.1837399032116895 | 0 | 0 | 0 | 5.160048212351274 | 10.656599536435104 | 16.46376911750283 | 22.557663243478768 | 28.91622618013921 | 35.51909878820073 | 42.347488016017095 | 49.384046431299474 | 56.61276101962739 | 64.01885053692043 | 71.58867075787357 | 79.30962701297452 | 87.17009345344266 | 95.15933852655743 | 103.26745618365375 | 111.48530237980991 | 119.80443645817516 | 128.217067043195 | 136.32107830504313 | 144.17058894479845 | 151.81321785936882 | 159.2907638823633 | 166.63981940982495 | 173.89232406024925 | 181.07606396346094 | TE 98% | TE 98% | TE 98% | TE 98% | TE 98% | TE 98% | TE 98% | TE 98% | TE 98% | TE 98% | TE 98% | TE 98% | TE 98% | TE 98% | TE 98% | TE 98% | TE 98% | TE 98% | TE 98% | TE 98% | TE 98% | TE 98% | TE 98% | TE 98% | TE 98% | TE 98% | TE 98% | TE 98% | 20363.284 | 9131.4321 | 9131.4321 | 9131.4321 | 9131.4321 | 9131.4321 | 9131.4321 | 9131.4321 | 9131.4321 | 9131.4321 | 9131.4321 | 9131.4321 | 9131.4321 | 9131.4321 | 9131.4321 | 9131.4321 | 9131.4321 | 9131.4321 | 9131.4321 | 9131.4321 | 9131.4321 | 9131.4321 | 9131.4321 | 9131.4321 | 9131.4321 | 9131.4321 | 9131.4321 | 9131.4321 | 1242.1667 | 490.9969 | 490.9969 | 490.9969 | 490.9969 | 490.9969 | 490.9969 | 490.9969 | 490.9969 | 490.9969 | 490.9969 | 490.9969 | 490.9969 | 490.9969 | 490.9969 | 490.9969 | 490.9969 | 490.9969 | 490.9969 | 490.9969 | 490.9969 | 490.9969 | 490.9969 | 490.9969 | 490.9969 | 490.9969 | 490.9969 | 490.9969 | 0 | 0 | 0 | 968.4011 | 1512.9453 | 1937.508 | 2261.9027 | 2518.0329 | 2696.7603 | 2826.5459 | 2928.2469 | 3014.0142 | 3088.7159 | 3156.9999 | 3220.0313 | 3278.2142 | 3331.9214 | 3381.4973 | 3427.2597 | 3469.5019 | 3508.4947 | 3379.7847 | 3273.645 | 3187.3648 | 3118.5169 | 3064.9298 | 3024.6632 | 2995.9848 | 0 | 0 | 0 | 968.4011 | 2481.3464 | 4418.8544 | 6680.757 | 9198.79 | 11895.5503 | 14722.0963 | 17650.3432 | 20664.3574 | 23753.0732 | 26910.0731 | 30130.1044 | 33408.3186 | 36740.24 | 40121.7373 | 43548.997 | 47018.4988 | 50526.9935 | 53906.7782 | 57180.4233 | 60293.2957 | 63226.6699 | 65971.6598 | 68527.0013 | 70896.0712 | 0 | 0 | 0 | 1.9737184412243625 | 3.083565292811029 | 3.948875315126054 | 4.610030906300797 | 5.1320553330703245 | 5.496323350419555 | 5.760842101232553 | 5.968120914966493 | 6.1429250572177505 | 6.295176089699086 | 6.434347187810179 | 6.5628128168358035 | 6.68139647439792 | 6.790858312147566 | 6.891900008531854 | 6.985169266732735 | 7.071263966610473 | 7.150735997266845 | 6.888409572570932 | 6.672084043792003 | 6.496234577384817 | 6.355914119545313 | 6.246697198342409 | 6.164628952860649 | 6.106178917729936 | 0 | 0 | 0 | 1.9737184412243625 | 5.057283734035391 | 9.006159049161445 | 13.616189955462243 | 18.748245288532566 | 24.24456863895212 | 30.005410740184676 | 35.97353165515117 | 42.116456712368915 | 48.411632802068006 | 54.84597998987819 | 61.40879280671399 | 68.09018928111192 | 74.88104759325948 | 81.77294760179133 | 88.75811686852407 | 95.82938083513453 | 102.98011683240138 | 109.86852640497231 | 116.54061044876431 | 123.03684502614912 | 129.3927591456944 | 135.63945634403683 | 141.80408529689748 | 147.91026421462743 | TE 98% | TE 98% | TE 98% | TE 98% | TE 98% | TE 98% | TE 98% | TE 98% | TE 98% | TE 98% | TE 98% | TE 98% | TE 98% | TE 98% | TE 98% | TE 98% | TE 98% | TE 98% | TE 98% | TE 98% | TE 98% | TE 98% | TE 98% | TE 98% | TE 98% | TE 98% | TE 98% | TE 98% | 20363.284 | 9131.4321 | 9131.4321 | 9131.4321 | 9131.4321 | 9131.4321 | 9131.4321 | 9131.4321 | 9131.4321 | 9131.4321 | 9131.4321 | 9131.4321 | 9131.4321 | 9131.4321 | 9131.4321 | 9131.4321 | 9131.4321 | 9131.4321 | 9131.4321 | 9131.4321 | 9131.4321 | 9131.4321 | 9131.4321 | 9131.4321 | 9131.4321 | 9131.4321 | 9131.4321 | 9131.4321 | 1242.1667 | 490.9969 | 490.9969 | 490.9969 | 490.9969 | 490.9969 | 490.9969 | 490.9969 | 490.9969 | 490.9969 | 490.9969 | 490.9969 | 490.9969 | 490.9969 | 490.9969 | 490.9969 | 490.9969 | 490.9969 | 490.9969 | 490.9969 | 490.9969 | 490.9969 | 490.9969 | 490.9969 | 490.9969 | 490.9969 | 490.9969 | 490.9969 | 0 | 0 | 0 | 968.4011 | 1512.9453 | 1937.508 | 2261.9027 | 2518.0329 | 2696.7603 | 2826.5459 | 2928.2469 | 3014.0142 | 3088.7159 | 3156.9999 | 3220.0313 | 3278.2142 | 3331.9214 | 3381.4973 | 3427.2597 | 3469.5019 | 3508.4947 | 3379.7847 | 3273.645 | 3187.3648 | 3118.5169 | 3064.9298 | 3024.6632 | 2995.9848 | 0 | 0 | 0 | 968.4011 | 2481.3464 | 4418.8544 | 6680.757 | 9198.79 | 11895.5503 | 14722.0963 | 17650.3432 | 20664.3574 | 23753.0732 | 26910.0731 | 30130.1044 | 33408.3186 | 36740.24 | 40121.7373 | 43548.997 | 47018.4988 | 50526.9935 | 53906.7782 | 57180.4233 | 60293.2957 | 63226.6699 | 65971.6598 | 68527.0013 | 70896.0712 | 0 | 0 | 0 | 1.9737 | 3.0836 | 3.948875315126054 | 4.610030906300797 | 5.1320553330703245 | 5.496323350419555 | 5.760842101232553 | 5.968120914966493 | 6.1429250572177505 | 6.295176089699086 | 6.434347187810179 | 6.5628128168358035 | 6.68139647439792 | 6.790858312147566 | 6.891900008531854 | 6.985169266732735 | 7.071263966610473 | 7.150735997266845 | 6.888409572570932 | 6.672084043792003 | 6.496234577384817 | 6.355914119545313 | 6.246697198342408 | 6.164628952860649 | 6.106178917729937 | 0 | 0
Boiler_Warehouse_Existing_TE 98% | Boiler_Warehouse_Existing | Boiler_Commercial_Existing_TE 80%_TE 98% | Commercial | Warehouse | Existing | Space Heating | Natural Gas | Boiler | EQ | TE 80% | 31 | 19 | 25 | 1157.0552 | 0 | 0 | 0.12985 | 1 | LO50Fast | 1 | n/a | A | WCE198 | 0.2433060197954626 | 0.14598361187727754 | 514 kBtu/hr | 0.0321 | 1245.9322265888172 | 1245.9322 | 423.2420887619978 | 423.2421 | RTF Wkbk - ComGasBoilersUES_v2.2 | 2016 DOE Technical Support Document. Commercial Packaged Boilers. U.S. Department of Energy. December 2016. | AEG BEST / Market Profile Calculations | 0 | 0 | 20363.4823 | TE 80% | TE 90% (2024 WA Standard) | TE 90% (2024 WA Standard) | TE 90% (2024 WA Standard) | TE 90% (2024 WA Standard) | TE 90% (2024 WA Standard) | TE 90% (2024 WA Standard) | TE 90% (2024 WA Standard) | TE 90% (2024 WA Standard) | TE 90% (2024 WA Standard) | TE 90% (2024 WA Standard) | TE 90% (2024 WA Standard) | TE 90% (2024 WA Standard) | TE 90% (2024 WA Standard) | TE 90% (2024 WA Standard) | TE 90% (2024 WA Standard) | TE 90% (2024 WA Standard) | TE 90% (2024 WA Standard) | TE 90% (2024 WA Standard) | TE 90% (2024 WA Standard) | TE 90% (2024 WA Standard) | TE 90% (2024 WA Standard) | TE 90% (2024 WA Standard) | TE 90% (2024 WA Standard) | TE 90% (2024 WA Standard) | TE 90% (2024 WA Standard) | TE 90% (2024 WA Standard) | TE 90% (2024 WA Standard) | 0 | 0 | 0 | 5737.6689 | 6111.8405 | 6457.2296 | 6776.0504 | 7070.3465 | 7342.0044 | 7592.7656 | 7824.2374 | 8037.9037 | 8235.1342 | 8417.193 | 8585.2474 | 8740.3745 | 8883.5687 | 9015.748 | 9137.7597 | 9250.3858 | 9354.3484 | 9011.1819 | 8728.1923 | 8498.152 | 8314.5896 | 8171.7157 | 8064.3569 | 7987.8945 | 0 | 0 | 0 | 5737.6689 | 11849.5093 | 18306.739 | 25082.7893 | 32153.1358 | 39495.1402 | 47087.9058 | 54912.1432 | 62950.0469 | 71185.1811 | 79602.3741 | 88187.6215 | 96927.9959 | 105811.5646 | 114827.3126 | 123965.0723 | 133215.4581 | 142569.8065 | 151580.9884 | 160309.1807 | 168365.9735 | 175803.0131 | 182667.9727 | 189004.8585 | 194854.2915 | 0 | 0 | 0 | 12.570287955049995 | 13.390036305874245 | 14.146727091250474 | 14.845210893136226 | 15.489965171799993 | 16.08512296748963 | 16.634499394280056 | 17.141616095932765 | 17.60972382053526 | 18.041823258629872 | 18.440684278409524 | 18.808863681283032 | 19.148721591627822 | 19.46243658579224 | 19.75201965732862 | 20.019327107977592 | 20.26607244703818 | 20.4938373754018 | 19.742016151818177 | 19.12203238949809 | 18.618052048386698 | 18.215896991270355 | 17.902883922038058 | 17.667678304430225 | 17.500161909612515 | 0 | 0 | 0 | 12.570287955049995 | 25.960324260924242 | 40.107051352174715 | 54.95226224531094 | 70.44222741711094 | 86.52735038460057 | 103.16184977888062 | 120.30346587481338 | 137.91318969534865 | 155.95501295397852 | 174.39569723238804 | 193.2045609136711 | 212.35328250529895 | 231.81571909109118 | 251.56773874841977 | 271.5870658563974 | 291.85313830343557 | 312.3469756788374 | 332.0889918306555 | 351.21102422015366 | 369.82907626854035 | 388.04497325981066 | 405.94785718184875 | 423.615535486279 | 441.11569739589146 | TE 98% | TE 98% | TE 98% | TE 98% | TE 98% | TE 98% | TE 98% | TE 98% | TE 98% | TE 98% | TE 98% | TE 98% | TE 98% | TE 98% | TE 98% | TE 98% | TE 98% | TE 98% | TE 98% | TE 98% | TE 98% | TE 98% | TE 98% | TE 98% | TE 98% | TE 98% | TE 98% | TE 98% | 20363.4823 | 9131.0752 | 9131.0752 | 9131.0752 | 9131.0752 | 9131.0752 | 9131.0752 | 9131.0752 | 9131.0752 | 9131.0752 | 9131.0752 | 9131.0752 | 9131.0752 | 9131.0752 | 9131.0752 | 9131.0752 | 9131.0752 | 9131.0752 | 9131.0752 | 9131.0752 | 9131.0752 | 9131.0752 | 9131.0752 | 9131.0752 | 9131.0752 | 9131.0752 | 9131.0752 | 9131.0752 | 1157.0552 | 456.6113 | 456.6113 | 456.6113 | 456.6113 | 456.6113 | 456.6113 | 456.6113 | 456.6113 | 456.6113 | 456.6113 | 456.6113 | 456.6113 | 456.6113 | 456.6113 | 456.6113 | 456.6113 | 456.6113 | 456.6113 | 456.6113 | 456.6113 | 456.6113 | 456.6113 | 456.6113 | 456.6113 | 456.6113 | 456.6113 | 456.6113 | 0 | 0 | 0 | 2194.6583 | 3428.7425 | 4390.9161 | 5126.0821 | 5706.5424 | 6111.587 | 6405.7162 | 6636.198 | 6830.5699 | 6999.864 | 7154.6141 | 7297.4603 | 7429.3183 | 7551.0334 | 7663.3858 | 7767.0957 | 7862.8279 | 7951.1961 | 7659.5046 | 7418.9634 | 7223.4292 | 7067.4011 | 6945.9584 | 6854.7033 | 6789.7103 | 0 | 0 | 0 | 2194.6583 | 5623.4008 | 10014.317 | 15140.3991 | 20846.9416 | 26958.5285 | 33364.2447 | 40000.4427 | 46831.0126 | 53830.8766 | 60985.4907 | 68282.951 | 75712.2693 | 83263.3027 | 90926.6885 | 98693.7842 | 106556.6121 | 114507.8083 | 122167.3129 | 129586.2763 | 136640.8857 | 143288.7036 | 149509.5917 | 155300.6854 | 160669.6374 | 0 | 0 | 0 | 4.808135142806623 | 7.511810367595453 | 9.619774422050323 | 11.230402040657555 | 12.50209507413655 | 13.389480943891533 | 14.033869664770243 | 14.538817345177575 | 14.96465414231722 | 15.335549769835392 | 15.674581636648094 | 15.98753412909058 | 16.276413352883647 | 16.543071097923402 | 16.789216708729327 | 17.016428041780955 | 17.226161579982453 | 17.41976176909153 | 16.78071372904545 | 16.253727531073377 | 15.825344241128693 | 15.483512442579801 | 15.21745133373235 | 15.017526558765693 | 14.875137623170637 | 0 | 0 | 0 | 4.808135142806623 | 12.319945510402077 | 21.939719932452398 | 33.17012197310996 | 45.6722170472465 | 59.06169799113803 | 73.09556765590827 | 87.63438500108585 | 102.59903914340306 | 117.93458891323846 | 133.60917054988656 | 149.59670467897712 | 165.87311803186077 | 182.4161891297842 | 199.2054058385135 | 216.22183388029444 | 233.44799546027687 | 250.8677572293684 | 267.6484709584139 | 283.90219848948726 | 299.72754273061594 | 315.21105517319575 | 330.42850650692804 | 345.44603306569377 | 360.32117068886436 | TE 98% | TE 98% | TE 98% | TE 98% | TE 98% | TE 98% | TE 98% | TE 98% | TE 98% | TE 98% | TE 98% | TE 98% | TE 98% | TE 98% | TE 98% | TE 98% | TE 98% | TE 98% | TE 98% | TE 98% | TE 98% | TE 98% | TE 98% | TE 98% | TE 98% | TE 98% | TE 98% | TE 98% | 20363.4823 | 9131.0752 | 9131.0752 | 9131.0752 | 9131.0752 | 9131.0752 | 9131.0752 | 9131.0752 | 9131.0752 | 9131.0752 | 9131.0752 | 9131.0752 | 9131.0752 | 9131.0752 | 9131.0752 | 9131.0752 | 9131.0752 | 9131.0752 | 9131.0752 | 9131.0752 | 9131.0752 | 9131.0752 | 9131.0752 | 9131.0752 | 9131.0752 | 9131.0752 | 9131.0752 | 9131.0752 | 1157.0552 | 456.6113 | 456.6113 | 456.6113 | 456.6113 | 456.6113 | 456.6113 | 456.6113 | 456.6113 | 456.6113 | 456.6113 | 456.6113 | 456.6113 | 456.6113 | 456.6113 | 456.6113 | 456.6113 | 456.6113 | 456.6113 | 456.6113 | 456.6113 | 456.6113 | 456.6113 | 456.6113 | 456.6113 | 456.6113 | 456.6113 | 456.6113 | 0 | 0 | 0 | 2194.6583 | 3428.7425 | 4390.9161 | 5126.0821 | 5706.5424 | 6111.587 | 6405.7162 | 6636.198 | 6830.5699 | 6999.864 | 7154.6141 | 7297.4603 | 7429.3183 | 7551.0334 | 7663.3858 | 7767.0957 | 7862.8279 | 7951.1961 | 7659.5046 | 7418.9634 | 7223.4292 | 7067.4011 | 6945.9584 | 6854.7033 | 6789.7103 | 0 | 0 | 0 | 2194.6583 | 5623.4008 | 10014.317 | 15140.3991 | 20846.9416 | 26958.5285 | 33364.2447 | 40000.4427 | 46831.0126 | 53830.8766 | 60985.4907 | 68282.951 | 75712.2693 | 83263.3027 | 90926.6885 | 98693.7842 | 106556.6121 | 114507.8083 | 122167.3129 | 129586.2763 | 136640.8857 | 143288.7036 | 149509.5917 | 155300.6854 | 160669.6374 | 0 | 0 | 0 | 4.8081 | 7.5118 | 9.619774422050323 | 11.230402040657555 | 12.50209507413655 | 13.389480943891533 | 14.033869664770243 | 14.538817345177575 | 14.96465414231722 | 15.335549769835392 | 15.674581636648094 | 15.98753412909058 | 16.276413352883647 | 16.543071097923402 | 16.789216708729327 | 17.016428041780955 | 17.226161579982453 | 17.41976176909153 | 16.78071372904545 | 16.253727531073377 | 15.825344241128695 | 15.483512442579803 | 15.21745133373235 | 15.017526558765693 | 14.875137623170637 | 0 | 0

## Com Tech Data
| Sector | Segment | Vintage | End Use | Fuel | Technology | Equipment | Label | Relative Energy use | Relative Summer Peak | Relative Winter Peak | Equip. Costs | Labor Costs | O&M Costs | TOTAL COST | RVT-Only NEBs | Min. Lifetime | Max. Lifetime | Lifetime | First Year On Market | Last Year on Market | Applicability | BC Ratio Adder | NEI Proxy Multiplier | Price Scalar Over On-Market Period | Price Scalar Type | Annual Usage Degradation | Base Year Usage | Base Year Summer Peak | Base Year Winter Peak | Column1 | UOM | Input Units | Lumen Adj. | Household Units | Column2 | Usage | Cost/Unit | Labor Cost | O&M Cost | RVT NEBs | Cost Year | Cost Scalar | Column3 | Lifetime Source | Costs Source | Savings Source
Furnace_Existing_TE 80% | Commercial | Office | Existing | Space Heating | Natural Gas | Furnace | E1 | TE 80% | 1 | 0 | 0 | 0.95872 | 0.88789 | 0 | 1.8466 | 0 | 17 | 29 | 23 | 2023 | 2022 | 1 | 0 | 0 | 0 | Normal | 0 | 0.088462 | 0 | 0 |  | 140 kBtu/hr | 140 | 0 | 0.046286 |  | 9357 | 2634.8 | 2806.1691 | 0 |  | 2022 | 0.95704
Furnace_Existing_TE 81% (2023 Standard) | Commercial | Office | Existing | Space Heating | Natural Gas | Furnace | E2 | TE 81% (2023 Standard) | 0.90007 | 0 | 0 | 0.9821 | 0.89467 | 0 | 1.8768 | 0 | 17 | 29 | 23 | 2023 | 2050 | 1 | 0 | 0 | 0 | Normal | 0 | 0.079622 | 0 | 0 |  | 140 kBtu/hr | 140 | 0 | 0.046286 |  | 8422 | 2699.0634 | 2827.5902 | 0 |  | 2022 | 0.95704
Furnace_Existing_TE 80% | Commercial | Restaurant | Existing | Space Heating | Natural Gas | Furnace | E1 | TE 80% | 1 | 0 | 0 | 1.9174 | 1.7758 | 0 | 3.6932 | 0 | 17 | 29 | 23 | 2023 | 2022 | 1 | 0 | 0 | 0 | Normal | 0 | 0.16361 | 0 | 0 |  | 140 kBtu/hr | 140 | 0 | 0.092571 |  | 1105 | 2634.8 | 2806.1691 | 0 |  | 2022 | 0.95704
Furnace_Existing_TE 96% | Commercial | Office | Existing | Space Heating | Natural Gas | Furnace | E4 | TE 96% | 0.79102 | 0 | 0 | 2.5316 | 1.2286 | 0 | 3.7602 | 0 | 17 | 29 | 23 | 2023 | 2050 | 1 | 0 | 0 | 0 | Normal | 0 | 0.069975 | 0 | 0 |  | 140 kBtu/hr | 140 | 0 | 0.046286 |  | 7401.5625 | 6957.4606 | 3883.0501 | 0 |  | 2022 | 0.95704
Furnace_Existing_Dual-Fuel Heat Pump - TE 81% | Commercial | Office | Existing | Space Heating | Natural Gas | Furnace | E5 | Dual-Fuel Heat Pump - TE 81% | 0.32 | 0 | 0 | 6.0019 | 0.89467 | 0.24 | 7.1366 | 0 | 16 | 26 | 21 | 2023 | 2050 | 1 | 0 | 0 | 0 | Normal | 0 | 0.028308 | 0 | 0 |  | 140 kBtu/hr | 140 | 0 | 0.046286 |  | 2994.24 | 16494.619 | 2827.5902 | 0 |  | 2022 | 0.95704
Furnace_Existing_Dual-Fuel Heat Pump - TE 96% | Commercial | Office | Existing | Space Heating | Natural Gas | Furnace | E6 | Dual-Fuel Heat Pump - TE 96% | 0.2963 | 0 | 0 | 7.5514 | 1.2286 | 0.24 | 9.02 | 0 | 16 | 26 | 21 | 2023 | 2050 | 1 | 0 | 0 | 0 | Normal | 0 | 0.026211 | 0 | 0 |  | 140 kBtu/hr | 140 | 0 | 0.046286 |  | 2772.4444 | 20753.0162 | 3883.0501 | 0 |  | 2022 | 0.95704
Furnace_Existing_ | Commercial | Office | Existing | Space Heating | Natural Gas | Furnace | E7 |  | 0 | 0 | 0 | 0 | 0 | 0 | 0 | 0 | 0 | 0 | 0 | 0 | 0 | 0 | 0 | 0 | 0 | Normal | 0 | 0 | 0 | 0
Furnace_Existing_ | Commercial | Office | Existing | Space Heating | Natural Gas | Furnace | E8 |  | 0 | 0 | 0 | 0 | 0 | 0 | 0 | 0 | 0 | 0 | 0 | 0 | 0 | 0 | 0 | 0 | 0 | Normal | 0 | 0 | 0 | 0
Furnace_Existing_ | Commercial | Office | Existing | Space Heating | Natural Gas | Furnace | E9 |  | 0 | 0 | 0 | 0 | 0 | 0 | 0 | 0 | 0 | 0 | 0 | 0 | 0 | 0 | 0 | 0 | 0 | Normal | 0 | 0 | 0 | 0
Furnace_Existing_ | Commercial | Office | Existing | Space Heating | Natural Gas | Furnace | E10 |  | 0 | 0 | 0 | 0 | 0 | 0 | 0 | 0 | 0 | 0 | 0 | 0 | 0 | 0 | 0 | 0 | 0 | Normal | 0 | 0 | 0 | 0
Boiler_Existing_TE 80% | Commercial | Office | Existing | Space Heating | Natural Gas | Boiler | E1 | TE 80% | 1 | 0 | 0 | 1.5842 | 0.79149 | 0 | 2.3757 | 0 | 19 | 31 | 25 | 2023 | 2023 | 1 | 0 | 0 | 0 | Normal | 0 | 0.5296 | 0 | 0 |  | 514 kBtu/hr | 514 | 0 | 0.046286 |  | 117558 | 14115.0337 | 8110 | 0 |  | 2015 | 1.0838
Boiler_Existing_TE 84% | Commercial | Office | Existing | Space Heating | Natural Gas | Boiler | E2 | TE 84% | 0.95239 | 0 | 0 | 2.003 | 0.79149 | 0 | 2.7945 | 0 | 19 | 31 | 25 | 2023 | 2023 | 1 | 0 | 0 | 0 | Normal | 0 | 0.50439 | 0 | 0 |  | 514 kBtu/hr | 514 | 0 | 0.046286 |  | 111961 | 17846.3457 | 8110 | 0 |  | 2015 | 1.0838
Boiler_Existing_TE 90% (2024 WA Standard) | Commercial | Office | Existing | Space Heating | Natural Gas | Boiler | E3 | TE 90% (2024 WA Standard) | 0.88889 | 0 | 0 | 2.5957 | 0.89061 | 0 | 3.4863 | 0 | 19 | 31 | 25 | 2023 | 2050 | 1 | 0 | 0 | 0 | Normal | 0 | 0.47076 | 0 | 0 |  | 514 kBtu/hr | 514 | 0 | 0.046286 |  | 104496 | 23127.2898 | 9125.5667 | 0 |  | 2015 | 1.0838
Boiler_Existing_TE 94% (ENERGY STAR 1.0) | Commercial | Office | Existing | Space Heating | Natural Gas | Boiler | E4 | TE 94% (ENERGY STAR 1.0) | 0.85107 | 0 | 0 | 3.0068 | 0.89061 | 0 | 3.8974 | 0 | 19 | 31 | 25 | 2023 | 2050 | 1 | 0 | 0 | 0 | Normal | 0 | 0.45073 | 0 | 0 |  | 514 kBtu/hr | 514 | 0 | 0.046286 |  | 100050 | 26790.429 | 9125.5667 | 0 |  | 2015 | 1.0838
Boiler_Existing_TE 98% | Commercial | Office | Existing | Space Heating | Natural Gas | Boiler | E5 | TE 98% | 0.81633 | 0 | 0 | 3.4179 | 0.89061 | 0 | 4.3085 | 0 | 19 | 31 | 25 | 2023 | 2050 | 1 | 0 | 0 | 0 | Normal | 0 | 0.43233 | 0 | 0 |  | 514 kBtu/hr | 514 | 0 | 0.046286 |  | 95966 | 30453.5682 | 9125.5667 | 0 |  | 2015 | 1.0838
Boiler_Existing_ | Commercial | Office | Existing | Space Heating | Natural Gas | Boiler | E6 |  | 0 | 0 | 0 | 0 | 0 | 0 | 0 | 0 | 0 | 0 | 0 | 0 | 0 | 0 | 0 | 0 | 0 | Normal | 0 | 0 | 0 | 0
Boiler_Existing_ | Commercial | Office | Existing | Space Heating | Natural Gas | Boiler | E7 |  | 0 | 0 | 0 | 0 | 0 | 0 | 0 | 0 | 0 | 0 | 0 | 0 | 0 | 0 | 0 | 0 | 0 | Normal | 0 | 0 | 0 | 0
Boiler_Existing_ | Commercial | Office | Existing | Space Heating | Natural Gas | Boiler | E8 |  | 0 | 0 | 0 | 0 | 0 | 0 | 0 | 0 | 0 | 0 | 0 | 0 | 0 | 0 | 0 | 0 | 0 | Normal | 0 | 0 | 0 | 0
Boiler_Existing_ | Commercial | Office | Existing | Space Heating | Natural Gas | Boiler | E9 |  | 0 | 0 | 0 | 0 | 0 | 0 | 0 | 0 | 0 | 0 | 0 | 0 | 0 | 0 | 0 | 0 | 0 | Normal | 0 | 0 | 0 | 0
Boiler_Existing_ | Commercial | Office | Existing | Space Heating | Natural Gas | Boiler | E10 |  | 0 | 0 | 0 | 0 | 0 | 0 | 0 | 0 | 0 | 0 | 0 | 0 | 0 | 0 | 0 | 0 | 0 | Normal | 0 | 0 | 0 | 0
Unit Heater_Existing_Standard (TE 80%) | Commercial | Office | Existing | Space Heating | Natural Gas | Unit Heater | E1 | Standard (TE 80%) | 1 | 0 | 0 | 0.030368 | 0.025903 | 0 | 0.056271 | 0 | 9 | 15 | 12 | 2023 | 2050 | 1 | 0 | 0 | 0 | Normal | 0 | 0.044784 | 0 | 0 |  | 120 kBtu/hr | 120 | 0 | 1.9798e-05 |  | 2262 | 1274.4 | 1250.082 | 0 |  | 2018 | 1.0466
Unit Heater_Existing_Condensing (TE 90%) | Commercial | Office | Existing | Space Heating | Natural Gas | Unit Heater | E2 | Condensing (TE 90%) | 0.86111 | 0 | 0 | 0.097109 | 0.031001 | 0 | 0.12811 | 0 | 9 | 15 | 12 | 2023 | 2050 | 1 | 0 | 0 | 0 | Normal | 0 | 0.038564 | 0 | 0 |  | 120 kBtu/hr | 120 | 0 | 1.9798e-05 |  | 1947.8333 | 4075.2 | 1496.122 | 0 |  | 2018 | 1.0466
Unit Heater_Existing_Infrared Radiant | Commercial | Office | Existing | Space Heating | Natural Gas | Unit Heater | E3 | Infrared Radiant | 0.8 | 0 | 0 | 0.041949 | 0.025903 | 0 | 0.067852 | 0 | 9 | 15 | 12 | 2023 | 2050 | 1 | 0 | 0 | 0 | Normal | 0 | 0.035827 | 0 | 0 |  | 120 kBtu/hr | 120 | 0 | 1.9798e-05 |  | 1809.6 | 1760.4 | 1250.082 | 0 |  | 2018 | 1.0466
Unit Heater_Existing_ | Commercial | Office | Existing | Space Heating | Natural Gas | Unit Heater | E4 |  | 0 | 0 | 0 | 0 | 0 | 0 | 0 | 0 | 0 | 0 | 0 | 0 | 0 | 0 | 0 | 0 | 0 | Normal | 0 | 0 | 0 | 0
Unit Heater_Existing_ | Commercial | Office | Existing | Space Heating | Natural Gas | Unit Heater | E5 |  | 0 | 0 | 0 | 0 | 0 | 0 | 0 | 0 | 0 | 0 | 0 | 0 | 0 | 0 | 0 | 0 | 0 | Normal | 0 | 0 | 0 | 0
Unit Heater_Existing_ | Commercial | Office | Existing | Space Heating | Natural Gas | Unit Heater | E6 |  | 0 | 0 | 0 | 0 | 0 | 0 | 0 | 0 | 0 | 0 | 0 | 0 | 0 | 0 | 0 | 0 | 0 | Normal | 0 | 0 | 0 | 0
Unit Heater_Existing_ | Commercial | Office | Existing | Space Heating | Natural Gas | Unit Heater | E7 |  | 0 | 0 | 0 | 0 | 0 | 0 | 0 | 0 | 0 | 0 | 0 | 0 | 0 | 0 | 0 | 0 | 0 | Normal | 0 | 0 | 0 | 0
Unit Heater_Existing_ | Commercial | Office | Existing | Space Heating | Natural Gas | Unit Heater | E8 |  | 0 | 0 | 0 | 0 | 0 | 0 | 0 | 0 | 0 | 0 | 0 | 0 | 0 | 0 | 0 | 0 | 0 | Normal | 0 | 0 | 0 | 0
Unit Heater_Existing_ | Commercial | Office | Existing | Space Heating | Natural Gas | Unit Heater | E9 |  | 0 | 0 | 0 | 0 | 0 | 0 | 0 | 0 | 0 | 0 | 0 | 0 | 0 | 0 | 0 | 0 | 0 | Normal | 0 | 0 | 0 | 0
Unit Heater_Existing_ | Commercial | Office | Existing | Space Heating | Natural Gas | Unit Heater | E10 |  | 0 | 0 | 0 | 0 | 0 | 0 | 0 | 0 | 0 | 0 | 0 | 0 | 0 | 0 | 0 | 0 | 0 | Normal | 0 | 0 | 0 | 0
Water Heater_Existing_TE 80% | Commercial | Office | Existing | Water Heating | Natural Gas | Water Heater | E1 | TE 80% | 1 | 0 | 0 | 0.017957 | 0 | 0.00079575 | 0.018753 | 0 | 8 | 12 | 10 | 2023 | 2050 | 1 | 0 | 0 | 0 | Normal | 0 | 0.028462 | 0 | 0 |  | 200 kBtu/hr | 200 | 0 | 0.00053375 |  | 2973 | 6113.5678 | 0 | 311.5578 |  | 2022 | 0.95704
Water Heater_Existing_TE 94% (ENERGY STAR 2.0) | Commercial | Office | Existing | Water Heating | Natural Gas | Water Heater | E2 | TE 94% (ENERGY STAR 2.0) | 0.85099 | 0 | 0 | 0.022188 | 0 | 0.00081885 | 0.023007 | 0 | 8 | 12 | 10 | 2023 | 2050 | 1 | 0 | 0 | 0 | Normal | 0 | 0.024221 | 0 | 0 |  | 200 kBtu/hr | 200 | 0 | 0.00053375 |  | 2530 | 7554.1856 | 0 | 320.603 |  | 2022 | 0.95704
Water Heater_Existing_TE 96% (Instantaneous) | Commercial | Office | Existing | Water Heating | Natural Gas | Water Heater | E3 | TE 96% (Instantaneous) | 0.83317 | 0 | 0 | 0.031717 | 0 | 0.0014192 | 0.033137 | 0 | 13 | 21 | 17 | 2023 | 2050 | 1 | 0 | 0 | 0 | Normal | 0 | 0.023714 | 0 | 0 |  | 200 kBtu/hr | 200 | 0 | 0.00053375 |  | 2477 | 10798.4962 | 0 | 555.6391 |  | 2022 | 0.95704
Water Heater_Existing_ | Commercial | Office | Existing | Water Heating | Natural Gas | Water Heater | E4 |  | 0 | 0 | 0 | 0 | 0 | 0 | 0 | 0 | 0 | 0 | 0 | 0 | 0 | 0 | 0 | 0 | 0 | Normal | 0 | 0 | 0 | 0
Water Heater_Existing_ | Commercial | Office | Existing | Water Heating | Natural Gas | Water Heater | E5 |  | 0 | 0 | 0 | 0 | 0 | 0 | 0 | 0 | 0 | 0 | 0 | 0 | 0 | 0 | 0 | 0 | 0 | Normal | 0 | 0 | 0 | 0
Water Heater_Existing_ | Commercial | Office | Existing | Water Heating | Natural Gas | Water Heater | E6 |  | 0 | 0 | 0 | 0 | 0 | 0 | 0 | 0 | 0 | 0 | 0 | 0 | 0 | 0 | 0 | 0 | 0 | Normal | 0 | 0 | 0 | 0
Water Heater_Existing_ | Commercial | Office | Existing | Water Heating | Natural Gas | Water Heater | E7 |  | 0 | 0 | 0 | 0 | 0 | 0 | 0 | 0 | 0 | 0 | 0 | 0 | 0 | 0 | 0 | 0 | 0 | Normal | 0 | 0 | 0 | 0
Water Heater_Existing_ | Commercial | Office | Existing | Water Heating | Natural Gas | Water Heater | E8 |  | 0 | 0 | 0 | 0 | 0 | 0 | 0 | 0 | 0 | 0 | 0 | 0 | 0 | 0 | 0 | 0 | 0 | Normal | 0 | 0 | 0 | 0
Water Heater_Existing_ | Commercial | Office | Existing | Water Heating | Natural Gas | Water Heater | E9 |  | 0 | 0 | 0 | 0 | 0 | 0 | 0 | 0 | 0 | 0 | 0 | 0 | 0 | 0 | 0 | 0 | 0 | Normal | 0 | 0 | 0 | 0
Water Heater_Existing_ | Commercial | Office | Existing | Water Heating | Natural Gas | Water Heater | E10 |  | 0 | 0 | 0 | 0 | 0 | 0 | 0 | 0 | 0 | 0 | 0 | 0 | 0 | 0 | 0 | 0 | 0 | Normal | 0 | 0 | 0 | 0
Oven_Existing_Standard | Commercial | Office | Existing | Food Preparation | Natural Gas | Oven | E1 | Standard | 1 | 0 | 0 | 0.3229 | 0 | 0 | 0.3229 | 0 | 9 | 15 | 12 | 2023 | 2050 | 1 | 0 | 0 | 0 | Normal | 0 | 0.015456 | 0 | 0 |  | 1 units | 1 | 0 | 1.2922e-05 |  | 1196.0712 | 20292 | 0 | 0 |  | 2016 | 1.0708
Oven_Existing_ENERGY STAR (3.0) | Commercial | Office | Existing | Food Preparation | Natural Gas | Oven | E2 | ENERGY STAR (3.0) | 0.5676 | 0 | 0 | 0.39 | 0 | 0 | 0.39 | 0 | 9 | 15 | 12 | 2023 | 2050 | 1 | 0 | 0 | 0 | Normal | 0 | 0.0087729 | 0 | 0 |  | 1 units | 1 | 0 | 1.2922e-05 |  | 678.8891 | 24509 | 0 | 0 |  | 2016 | 1.0708
Oven_Existing_ | Commercial | Office | Existing | Food Preparation | Natural Gas | Oven | E3 |  | 0 | 0 | 0 | 0 | 0 | 0 | 0 | 0 | 0 | 0 | 0 | 0 | 0 | 0 | 0 | 0 | 0 | Normal | 0 | 0 | 0 | 0
Oven_Existing_ | Commercial | Office | Existing | Food Preparation | Natural Gas | Oven | E4 |  | 0 | 0 | 0 | 0 | 0 | 0 | 0 | 0 | 0 | 0 | 0 | 0 | 0 | 0 | 0 | 0 | 0 | Normal | 0 | 0 | 0 | 0
Oven_Existing_ | Commercial | Office | Existing | Food Preparation | Natural Gas | Oven | E5 |  | 0 | 0 | 0 | 0 | 0 | 0 | 0 | 0 | 0 | 0 | 0 | 0 | 0 | 0 | 0 | 0 | 0 | Normal | 0 | 0 | 0 | 0
Oven_Existing_ | Commercial | Office | Existing | Food Preparation | Natural Gas | Oven | E6 |  | 0 | 0 | 0 | 0 | 0 | 0 | 0 | 0 | 0 | 0 | 0 | 0 | 0 | 0 | 0 | 0 | 0 | Normal | 0 | 0 | 0 | 0
Oven_Existing_ | Commercial | Office | Existing | Food Preparation | Natural Gas | Oven | E7 |  | 0 | 0 | 0 | 0 | 0 | 0 | 0 | 0 | 0 | 0 | 0 | 0 | 0 | 0 | 0 | 0 | 0 | Normal | 0 | 0 | 0 | 0
Oven_Existing_ | Commercial | Office | Existing | Food Preparation | Natural Gas | Oven | E8 |  | 0 | 0 | 0 | 0 | 0 | 0 | 0 | 0 | 0 | 0 | 0 | 0 | 0 | 0 | 0 | 0 | 0 | Normal | 0 | 0 | 0 | 0
Oven_Existing_ | Commercial | Office | Existing | Food Preparation | Natural Gas | Oven | E9 |  | 0 | 0 | 0 | 0 | 0 | 0 | 0 | 0 | 0 | 0 | 0 | 0 | 0 | 0 | 0 | 0 | 0 | Normal | 0 | 0 | 0 | 0
Oven_Existing_ | Commercial | Office | Existing | Food Preparation | Natural Gas | Oven | E10 |  | 0 | 0 | 0 | 0 | 0 | 0 | 0 | 0 | 0 | 0 | 0 | 0 | 0 | 0 | 0 | 0 | 0 | Normal | 0 | 0 | 0 | 0
Conveyor Oven_Existing_Standard | Commercial | Office | Existing | Food Preparation | Natural Gas | Conveyor Oven | E1 | Standard | 1 | 0 | 0 | 0.16073 | 0 | 0 | 0.16073 | 0 | 9 | 15 | 12 | 2023 | 2050 | 1 | 0 | 0 | 0 | Normal | 0 | 0.013415 | 0 | 0 |  | 1 units | 1 | 0 | 5.8075e-06 |  | 2310 | 27984.53 | 0 | 0 |  | 2024 | 0.85998
Conveyor Oven_Existing_Efficient (>42% Baking Efficiency) | Commercial | Office | Existing | Food Preparation | Natural Gas | Conveyor Oven | E2 | Efficient (>42% Baking Efficiency) | 0.78355 | 0 | 0 | 0.17271 | 0 | 0 | 0.17271 | 0 | 9 | 15 | 12 | 2023 | 2050 | 1 | 0 | 0 | 0 | Normal | 0 | 0.010512 | 0 | 0 |  | 1 units | 1 | 0 | 5.8075e-06 |  | 1810 | 30069.91 | 0 | 0 |  | 2024 | 0.85998
Conveyor Oven_Existing_ | Commercial | Office | Existing | Food Preparation | Natural Gas | Conveyor Oven | E3 |  | 0 | 0 | 0 | 0 | 0 | 0 | 0 | 0 | 0 | 0 | 0 | 0 | 0 | 0 | 0 | 0 | 0 | Normal | 0 | 0 | 0 | 0
Conveyor Oven_Existing_ | Commercial | Office | Existing | Food Preparation | Natural Gas | Conveyor Oven | E4 |  | 0 | 0 | 0 | 0 | 0 | 0 | 0 | 0 | 0 | 0 | 0 | 0 | 0 | 0 | 0 | 0 | 0 | Normal | 0 | 0 | 0 | 0
Conveyor Oven_Existing_ | Commercial | Office | Existing | Food Preparation | Natural Gas | Conveyor Oven | E5 |  | 0 | 0 | 0 | 0 | 0 | 0 | 0 | 0 | 0 | 0 | 0 | 0 | 0 | 0 | 0 | 0 | 0 | Normal | 0 | 0 | 0 | 0
Conveyor Oven_Existing_ | Commercial | Office | Existing | Food Preparation | Natural Gas | Conveyor Oven | E6 |  | 0 | 0 | 0 | 0 | 0 | 0 | 0 | 0 | 0 | 0 | 0 | 0 | 0 | 0 | 0 | 0 | 0 | Normal | 0 | 0 | 0 | 0
Conveyor Oven_Existing_ | Commercial | Office | Existing | Food Preparation | Natural Gas | Conveyor Oven | E7 |  | 0 | 0 | 0 | 0 | 0 | 0 | 0 | 0 | 0 | 0 | 0 | 0 | 0 | 0 | 0 | 0 | 0 | Normal | 0 | 0 | 0 | 0
Conveyor Oven_Existing_ | Commercial | Office | Existing | Food Preparation | Natural Gas | Conveyor Oven | E8 |  | 0 | 0 | 0 | 0 | 0 | 0 | 0 | 0 | 0 | 0 | 0 | 0 | 0 | 0 | 0 | 0 | 0 | Normal | 0 | 0 | 0 | 0
Conveyor Oven_Existing_ | Commercial | Office | Existing | Food Preparation | Natural Gas | Conveyor Oven | E9 |  | 0 | 0 | 0 | 0 | 0 | 0 | 0 | 0 | 0 | 0 | 0 | 0 | 0 | 0 | 0 | 0 | 0 | Normal | 0 | 0 | 0 | 0
Conveyor Oven_Existing_ | Commercial | Office | Existing | Food Preparation | Natural Gas | Conveyor Oven | E10 |  | 0 | 0 | 0 | 0 | 0 | 0 | 0 | 0 | 0 | 0 | 0 | 0 | 0 | 0 | 0 | 0 | 0 | Normal | 0 | 0 | 0 | 0
Rack Oven_Existing_Standard | Commercial | Office | Existing | Food Preparation | Natural Gas | Rack Oven | E1 | Standard | 1 | 0 | 0 | 0.10754 | 0 | 0 | 0.10754 | 0 | 10 | 17 | 13.5 | 2023 | 2050 | 1 | 0 | 0 | 0 | Normal | 0 | 0.012912 | 0 | 0 |  | 1 units | 1 | 0 | 5.8036e-06 |  | 2224.7707 | 18736.2411 | 0 | 0 |  | 2024 | 0.85998
Rack Oven_Existing_ENERGY STAR (3.0) | Commercial | Office | Existing | Food Preparation | Natural Gas | Rack Oven | E2 | ENERGY STAR (3.0) | 0.84734 | 0 | 0 | 0.11642 | 0 | 0 | 0.11642 | 0 | 10 | 17 | 13.5 | 2023 | 2050 | 1 | 0 | 0 | 0 | Normal | 0 | 0.010941 | 0 | 0 |  | 1 units | 1 | 0 | 5.8036e-06 |  | 1885.1273 | 20284.2411 | 0 | 0 |  | 2024 | 0.85998
Rack Oven_Existing_ | Commercial | Office | Existing | Food Preparation | Natural Gas | Rack Oven | E3 |  | 0 | 0 | 0 | 0 | 0 | 0 | 0 | 0 | 0 | 0 | 0 | 0 | 0 | 0 | 0 | 0 | 0 | Normal | 0 | 0 | 0 | 0
Rack Oven_Existing_ | Commercial | Office | Existing | Food Preparation | Natural Gas | Rack Oven | E4 |  | 0 | 0 | 0 | 0 | 0 | 0 | 0 | 0 | 0 | 0 | 0 | 0 | 0 | 0 | 0 | 0 | 0 | Normal | 0 | 0 | 0 | 0
Rack Oven_Existing_ | Commercial | Office | Existing | Food Preparation | Natural Gas | Rack Oven | E5 |  | 0 | 0 | 0 | 0 | 0 | 0 | 0 | 0 | 0 | 0 | 0 | 0 | 0 | 0 | 0 | 0 | 0 | Normal | 0 | 0 | 0 | 0
Rack Oven_Existing_ | Commercial | Office | Existing | Food Preparation | Natural Gas | Rack Oven | E6 |  | 0 | 0 | 0 | 0 | 0 | 0 | 0 | 0 | 0 | 0 | 0 | 0 | 0 | 0 | 0 | 0 | 0 | Normal | 0 | 0 | 0 | 0
Rack Oven_Existing_ | Commercial | Office | Existing | Food Preparation | Natural Gas | Rack Oven | E7 |  | 0 | 0 | 0 | 0 | 0 | 0 | 0 | 0 | 0 | 0 | 0 | 0 | 0 | 0 | 0 | 0 | 0 | Normal | 0 | 0 | 0 | 0
Rack Oven_Existing_ | Commercial | Office | Existing | Food Preparation | Natural Gas | Rack Oven | E8 |  | 0 | 0 | 0 | 0 | 0 | 0 | 0 | 0 | 0 | 0 | 0 | 0 | 0 | 0 | 0 | 0 | 0 | Normal | 0 | 0 | 0 | 0
Rack Oven_Existing_ | Commercial | Office | Existing | Food Preparation | Natural Gas | Rack Oven | E9 |  | 0 | 0 | 0 | 0 | 0 | 0 | 0 | 0 | 0 | 0 | 0 | 0 | 0 | 0 | 0 | 0 | 0 | Normal | 0 | 0 | 0 | 0
Rack Oven_Existing_ | Commercial | Office | Existing | Food Preparation | Natural Gas | Rack Oven | E10 |  | 0 | 0 | 0 | 0 | 0 | 0 | 0 | 0 | 0 | 0 | 0 | 0 | 0 | 0 | 0 | 0 | 0 | Normal | 0 | 0 | 0 | 0
Fryer_Existing_Standard | Commercial | Office | Existing | Food Preparation | Natural Gas | Fryer | E1 | Standard | 1 | 0 | 0 | 0.085744 | 0 | 0 | 0.085744 | 0 | 8 | 14 | 11 | 2023 | 2021 | 1 | 0 | 0 | 0 | Normal | 0 | 0.024497 | 0 | 0 |  | 1 units | 1 | 0 | 3.216e-05 |  | 761.7258 | 2695.9053 | 0 | 0 |  | 2024 | 0.85998
Fryer_Existing_ENERGY STAR (3.0) | Commercial | Office | Existing | Food Preparation | Natural Gas | Fryer | E2 | ENERGY STAR (3.0) | 0.74928 | 0 | 0 | 0.39903 | 0 | 0 | 0.39903 | 0 | 8 | 14 | 11 | 2023 | 2050 | 1 | 0 | 0 | 0 | Normal | 0 | 0.018355 | 0 | 0 |  | 1 units | 1 | 0 | 3.216e-05 |  | 570.7473 | 12546.0625 | 0 | 0 |  | 2024 | 0.85998
Fryer_Existing_ | Commercial | Office | Existing | Food Preparation | Natural Gas | Fryer | E3 |  | 0 | 0 | 0 | 0 | 0 | 0 | 0 | 0 | 0 | 0 | 0 | 0 | 0 | 0 | 0 | 0 | 0 | Normal | 0 | 0 | 0 | 0
Fryer_Existing_ | Commercial | Office | Existing | Food Preparation | Natural Gas | Fryer | E4 |  | 0 | 0 | 0 | 0 | 0 | 0 | 0 | 0 | 0 | 0 | 0 | 0 | 0 | 0 | 0 | 0 | 0 | Normal | 0 | 0 | 0 | 0
Fryer_Existing_ | Commercial | Office | Existing | Food Preparation | Natural Gas | Fryer | E5 |  | 0 | 0 | 0 | 0 | 0 | 0 | 0 | 0 | 0 | 0 | 0 | 0 | 0 | 0 | 0 | 0 | 0 | Normal | 0 | 0 | 0 | 0
Fryer_Existing_ | Commercial | Office | Existing | Food Preparation | Natural Gas | Fryer | E6 |  | 0 | 0 | 0 | 0 | 0 | 0 | 0 | 0 | 0 | 0 | 0 | 0 | 0 | 0 | 0 | 0 | 0 | Normal | 0 | 0 | 0 | 0
Fryer_Existing_ | Commercial | Office | Existing | Food Preparation | Natural Gas | Fryer | E7 |  | 0 | 0 | 0 | 0 | 0 | 0 | 0 | 0 | 0 | 0 | 0 | 0 | 0 | 0 | 0 | 0 | 0 | Normal | 0 | 0 | 0 | 0
Fryer_Existing_ | Commercial | Office | Existing | Food Preparation | Natural Gas | Fryer | E8 |  | 0 | 0 | 0 | 0 | 0 | 0 | 0 | 0 | 0 | 0 | 0 | 0 | 0 | 0 | 0 | 0 | 0 | Normal | 0 | 0 | 0 | 0
Fryer_Existing_ | Commercial | Office | Existing | Food Preparation | Natural Gas | Fryer | E9 |  | 0 | 0 | 0 | 0 | 0 | 0 | 0 | 0 | 0 | 0 | 0 | 0 | 0 | 0 | 0 | 0 | 0 | Normal | 0 | 0 | 0 | 0
Fryer_Existing_ | Commercial | Office | Existing | Food Preparation | Natural Gas | Fryer | E10 |  | 0 | 0 | 0 | 0 | 0 | 0 | 0 | 0 | 0 | 0 | 0 | 0 | 0 | 0 | 0 | 0 | 0 | Normal | 0 | 0 | 0 | 0
Broiler_Existing_Typical | Commercial | Office | Existing | Food Preparation | Natural Gas | Broiler | E1 | Typical | 1 | 0 | 0 | 0.08345 | 0 | 0 | 0.08345 | 0 | 9 | 15 | 12 | 2023 | 2050 | 0.5 | 0 | 0 | 0 | Normal | 0 | 0.019615 | 0 | 0 |  | 1 units | 1 | 0 | 1.7305e-05 |  | 1133.496 | 4687.5 | 0 | 0 |  | 2023 | 0.89459
Broiler_Existing_Infrared Burners | Commercial | Office | Existing | Food Preparation | Natural Gas | Broiler | E2 | Infrared Burners | 0.63295 | 0 | 0 | 0.11639 | 0 | 0 | 0.11639 | 0 | 9 | 15 | 12 | 2023 | 2050 | 0.5 | 0 | 0 | 0 | Normal | 0 | 0.012415 | 0 | 0 |  | 1 units | 1 | 0 | 1.7305e-05 |  | 717.444 | 6537.5 | 0 | 0 |  | 2023 | 0.89459
Broiler_Existing_ | Commercial | Office | Existing | Food Preparation | Natural Gas | Broiler | E3 |  | 0 | 0 | 0 | 0 | 0 | 0 | 0 | 0 | 0 | 0 | 0 | 0 | 0 | 0 | 0 | 0 | 0 | Normal | 0 | 0 | 0 | 0
Broiler_Existing_ | Commercial | Office | Existing | Food Preparation | Natural Gas | Broiler | E4 |  | 0 | 0 | 0 | 0 | 0 | 0 | 0 | 0 | 0 | 0 | 0 | 0 | 0 | 0 | 0 | 0 | 0 | Normal | 0 | 0 | 0 | 0
Broiler_Existing_ | Commercial | Office | Existing | Food Preparation | Natural Gas | Broiler | E5 |  | 0 | 0 | 0 | 0 | 0 | 0 | 0 | 0 | 0 | 0 | 0 | 0 | 0 | 0 | 0 | 0 | 0 | Normal | 0 | 0 | 0 | 0
Broiler_Existing_ | Commercial | Office | Existing | Food Preparation | Natural Gas | Broiler | E6 |  | 0 | 0 | 0 | 0 | 0 | 0 | 0 | 0 | 0 | 0 | 0 | 0 | 0 | 0 | 0 | 0 | 0 | Normal | 0 | 0 | 0 | 0
Broiler_Existing_ | Commercial | Office | Existing | Food Preparation | Natural Gas | Broiler | E7 |  | 0 | 0 | 0 | 0 | 0 | 0 | 0 | 0 | 0 | 0 | 0 | 0 | 0 | 0 | 0 | 0 | 0 | Normal | 0 | 0 | 0 | 0
Broiler_Existing_ | Commercial | Office | Existing | Food Preparation | Natural Gas | Broiler | E8 |  | 0 | 0 | 0 | 0 | 0 | 0 | 0 | 0 | 0 | 0 | 0 | 0 | 0 | 0 | 0 | 0 | 0 | Normal | 0 | 0 | 0 | 0
Broiler_Existing_ | Commercial | Office | Existing | Food Preparation | Natural Gas | Broiler | E9 |  | 0 | 0 | 0 | 0 | 0 | 0 | 0 | 0 | 0 | 0 | 0 | 0 | 0 | 0 | 0 | 0 | 0 | Normal | 0 | 0 | 0 | 0
Broiler_Existing_ | Commercial | Office | Existing | Food Preparation | Natural Gas | Broiler | E10 |  | 0 | 0 | 0 | 0 | 0 | 0 | 0 | 0 | 0 | 0 | 0 | 0 | 0 | 0 | 0 | 0 | 0 | Normal | 0 | 0 | 0 | 0
Griddle_Existing_ | Commercial | Education | Existing | Food Preparation | Natural Gas | Griddle | E4 |  | 0 | 0 | 0 | 0 | 0 | 0 | 0 | 0 | 0 | 0 | 0 | 0 | 0 | 0 | 0 | 0 | 0 | Normal | 0 | 0 | 0 | 0
Griddle_Existing_ | Commercial | Education | Existing | Food Preparation | Natural Gas | Griddle | E5 |  | 0 | 0 | 0 | 0 | 0 | 0 | 0 | 0 | 0 | 0 | 0 | 0 | 0 | 0 | 0 | 0 | 0 | Normal | 0 | 0 | 0 | 0
Griddle_Existing_ | Commercial | Education | Existing | Food Preparation | Natural Gas | Griddle | E6 |  | 0 | 0 | 0 | 0 | 0 | 0 | 0 | 0 | 0 | 0 | 0 | 0 | 0 | 0 | 0 | 0 | 0 | Normal | 0 | 0 | 0 | 0
Griddle_Existing_ | Commercial | Education | Existing | Food Preparation | Natural Gas | Griddle | E7 |  | 0 | 0 | 0 | 0 | 0 | 0 | 0 | 0 | 0 | 0 | 0 | 0 | 0 | 0 | 0 | 0 | 0 | Normal | 0 | 0 | 0 | 0
Griddle_Existing_ | Commercial | Education | Existing | Food Preparation | Natural Gas | Griddle | E8 |  | 0 | 0 | 0 | 0 | 0 | 0 | 0 | 0 | 0 | 0 | 0 | 0 | 0 | 0 | 0 | 0 | 0 | Normal | 0 | 0 | 0 | 0
Griddle_Existing_ | Commercial | Education | Existing | Food Preparation | Natural Gas | Griddle | E9 |  | 0 | 0 | 0 | 0 | 0 | 0 | 0 | 0 | 0 | 0 | 0 | 0 | 0 | 0 | 0 | 0 | 0 | Normal | 0 | 0 | 0 | 0
Griddle_Existing_ | Commercial | Education | Existing | Food Preparation | Natural Gas | Griddle | E10 |  | 0 | 0 | 0 | 0 | 0 | 0 | 0 | 0 | 0 | 0 | 0 | 0 | 0 | 0 | 0 | 0 | 0 | Normal | 0 | 0 | 0 | 0
Griddle_Existing_ | Commercial | Grocery | Existing | Food Preparation | Natural Gas | Griddle | E4 |  | 0 | 0 | 0 | 0 | 0 | 0 | 0 | 0 | 0 | 0 | 0 | 0 | 0 | 0 | 0 | 0 | 0 | Normal | 0 | 0 | 0 | 0
Griddle_Existing_ | Commercial | Grocery | Existing | Food Preparation | Natural Gas | Griddle | E5 |  | 0 | 0 | 0 | 0 | 0 | 0 | 0 | 0 | 0 | 0 | 0 | 0 | 0 | 0 | 0 | 0 | 0 | Normal | 0 | 0 | 0 | 0
Griddle_Existing_ | Commercial | Grocery | Existing | Food Preparation | Natural Gas | Griddle | E6 |  | 0 | 0 | 0 | 0 | 0 | 0 | 0 | 0 | 0 | 0 | 0 | 0 | 0 | 0 | 0 | 0 | 0 | Normal | 0 | 0 | 0 | 0
Range_Existing_Typical | Commercial | Office | Existing | Food Preparation | Natural Gas | Range | E1 | Typical | 1 | 0 | 0 | 0.043573 | 0 | 0 | 0.043573 | 0 | 9 | 15 | 12 | 2023 | 2050 | 1 | 0 | 0 | 0 | Normal | 0 | 0.017172 | 0 | 0 |  | 1 units | 1 | 0 | 2.073e-05 |  | 857.4828 | 2043.1823 | 0 | 0 |  | 2023 | 0.89459
Range_Existing_High Efficiency | Commercial | Office | Existing | Food Preparation | Natural Gas | Range | E2 | High Efficiency | 0.75981 | 0 | 0 | 0.054448 | 0 | 0 | 0.054448 | 0 | 9 | 15 | 12 | 2023 | 2050 | 1 | 0 | 0 | 0 | Normal | 0 | 0.013048 | 0 | 0 |  | 1 units | 1 | 0 | 2.073e-05 |  | 651.5262 | 2553.125 | 0 | 0 |  | 2023 | 0.89459
Range_Existing_ | Commercial | Office | Existing | Food Preparation | Natural Gas | Range | E3 |  | 0 | 0 | 0 | 0 | 0 | 0 | 0 | 0 | 0 | 0 | 0 | 0 | 0 | 0 | 0 | 0 | 0 | Normal | 0 | 0 | 0 | 0
Range_Existing_ | Commercial | Office | Existing | Food Preparation | Natural Gas | Range | E4 |  | 0 | 0 | 0 | 0 | 0 | 0 | 0 | 0 | 0 | 0 | 0 | 0 | 0 | 0 | 0 | 0 | 0 | Normal | 0 | 0 | 0 | 0
Range_Existing_ | Commercial | Office | Existing | Food Preparation | Natural Gas | Range | E5 |  | 0 | 0 | 0 | 0 | 0 | 0 | 0 | 0 | 0 | 0 | 0 | 0 | 0 | 0 | 0 | 0 | 0 | Normal | 0 | 0 | 0 | 0
Range_Existing_ | Commercial | Office | Existing | Food Preparation | Natural Gas | Range | E6 |  | 0 | 0 | 0 | 0 | 0 | 0 | 0 | 0 | 0 | 0 | 0 | 0 | 0 | 0 | 0 | 0 | 0 | Normal | 0 | 0 | 0 | 0
Range_Existing_ | Commercial | Office | Existing | Food Preparation | Natural Gas | Range | E7 |  | 0 | 0 | 0 | 0 | 0 | 0 | 0 | 0 | 0 | 0 | 0 | 0 | 0 | 0 | 0 | 0 | 0 | Normal | 0 | 0 | 0 | 0
Range_Existing_ | Commercial | Office | Existing | Food Preparation | Natural Gas | Range | E8 |  | 0 | 0 | 0 | 0 | 0 | 0 | 0 | 0 | 0 | 0 | 0 | 0 | 0 | 0 | 0 | 0 | 0 | Normal | 0 | 0 | 0 | 0
Range_Existing_ | Commercial | Office | Existing | Food Preparation | Natural Gas | Range | E9 |  | 0 | 0 | 0 | 0 | 0 | 0 | 0 | 0 | 0 | 0 | 0 | 0 | 0 | 0 | 0 | 0 | 0 | Normal | 0 | 0 | 0 | 0
Range_Existing_ | Commercial | Office | Existing | Food Preparation | Natural Gas | Range | E10 |  | 0 | 0 | 0 | 0 | 0 | 0 | 0 | 0 | 0 | 0 | 0 | 0 | 0 | 0 | 0 | 0 | 0 | Normal | 0 | 0 | 0 | 0
Steamer_Existing_Typical | Commercial | Office | Existing | Food Preparation | Natural Gas | Steamer | E1 | Typical | 1 | 0 | 0 | 1.2178 | 0 | 0 | 1.2178 | 0 | 9 | 15 | 12 | 2023 | 2021 | 1 | 0 | 0 | 0 | Normal | 0 | 0.042095 | 0 | 0 |  | 1 units | 1 | 0 | 6.3824e-05 |  | 659.5559 | 19293.381 | 0 | 0 |  | 2024 | 0.85998
Steamer_Existing_ENERGY STAR (1.2) | Commercial | Office | Existing | Food Preparation | Natural Gas | Steamer | E2 | ENERGY STAR (1.2) | 0.37076 | 0 | 0 | 1.0834 | 0 | -0.076224 | 1.0072 | 0 | 9 | 15 | 12 | 2023 | 2050 | 1 | 0 | 0 | 0 | Normal | 0 | 0.015607 | 0 | 0 |  | 1 units | 1 | 0 | 6.3824e-05 |  | 244.5384 | 17164.5079 | 0 | -1388.7391 |  | 2024 | 0.85998
Steamer_Existing_ | Commercial | Office | Existing | Food Preparation | Natural Gas | Steamer | E3 |  | 0 | 0 | 0 | 0 | 0 | 0 | 0 | 0 | 0 | 0 | 0 | 0 | 0 | 0 | 0 | 0 | 0 | Normal | 0 | 0 | 0 | 0
Steamer_Existing_ | Commercial | Office | Existing | Food Preparation | Natural Gas | Steamer | E4 |  | 0 | 0 | 0 | 0 | 0 | 0 | 0 | 0 | 0 | 0 | 0 | 0 | 0 | 0 | 0 | 0 | 0 | Normal | 0 | 0 | 0 | 0
Steamer_Existing_ | Commercial | Office | Existing | Food Preparation | Natural Gas | Steamer | E5 |  | 0 | 0 | 0 | 0 | 0 | 0 | 0 | 0 | 0 | 0 | 0 | 0 | 0 | 0 | 0 | 0 | 0 | Normal | 0 | 0 | 0 | 0
Steamer_Existing_ | Commercial | Office | Existing | Food Preparation | Natural Gas | Steamer | E6 |  | 0 | 0 | 0 | 0 | 0 | 0 | 0 | 0 | 0 | 0 | 0 | 0 | 0 | 0 | 0 | 0 | 0 | Normal | 0 | 0 | 0 | 0
Steamer_Existing_ | Commercial | Office | Existing | Food Preparation | Natural Gas | Steamer | E7 |  | 0 | 0 | 0 | 0 | 0 | 0 | 0 | 0 | 0 | 0 | 0 | 0 | 0 | 0 | 0 | 0 | 0 | Normal | 0 | 0 | 0 | 0
Steamer_Existing_ | Commercial | Office | Existing | Food Preparation | Natural Gas | Steamer | E8 |  | 0 | 0 | 0 | 0 | 0 | 0 | 0 | 0 | 0 | 0 | 0 | 0 | 0 | 0 | 0 | 0 | 0 | Normal | 0 | 0 | 0 | 0
Steamer_Existing_ | Commercial | Office | Existing | Food Preparation | Natural Gas | Steamer | E9 |  | 0 | 0 | 0 | 0 | 0 | 0 | 0 | 0 | 0 | 0 | 0 | 0 | 0 | 0 | 0 | 0 | 0 | Normal | 0 | 0 | 0 | 0
Steamer_Existing_ | Commercial | Office | Existing | Food Preparation | Natural Gas | Steamer | E10 |  | 0 | 0 | 0 | 0 | 0 | 0 | 0 | 0 | 0 | 0 | 0 | 0 | 0 | 0 | 0 | 0 | 0 | Normal | 0 | 0 | 0 | 0
Commercial Food Prep Other_Existing_Standard | Commercial | Office | Existing | Food Preparation | Natural Gas | Commercial Food Prep Other | E1 | Standard | 1 | 0 | 0 | 0.005785 | 0 | 0 | 0.005785 | 0 | 8 | 12 | 10 | 2023 | 2050 | 1 | 0 | 0 | 0 | Normal | 0 | 0.0060578 | 0 | 0 |  | 1 units | 1 | 0 | 4.2565e-06 |  | 1423.18 | 1000 | 0 | 0 |  | 2010 | 1.1818
Commercial Food Prep Other_Existing_Efficient | Commercial | Office | Existing | Food Preparation | Natural Gas | Commercial Food Prep Other | E2 | Efficient | 0.72179 | 0 | 0 | 0.0073067 | 0 | 0 | 0.0073067 | 0 | 8 | 12 | 10 | 2023 | 2050 | 1 | 0 | 0 | 0 | Normal | 0 | 0.0043725 | 0 | 0 |  | 1 units | 1 | 0 | 4.2565e-06 |  | 1027.2384 | 1263.0334 | 0 | 0 |  | 2010 | 1.1818
Commercial Food Prep Other_Existing_ | Commercial | Office | Existing | Food Preparation | Natural Gas | Commercial Food Prep Other | E3 |  | 0 | 0 | 0 | 0 | 0 | 0 | 0 | 0 | 0 | 0 | 0 | 0 | 0 | 0 | 0 | 0 | 0 | Normal | 0 | 0 | 0 | 0
Commercial Food Prep Other_Existing_ | Commercial | Office | Existing | Food Preparation | Natural Gas | Commercial Food Prep Other | E4 |  | 0 | 0 | 0 | 0 | 0 | 0 | 0 | 0 | 0 | 0 | 0 | 0 | 0 | 0 | 0 | 0 | 0 | Normal | 0 | 0 | 0 | 0
Commercial Food Prep Other_Existing_ | Commercial | Office | Existing | Food Preparation | Natural Gas | Commercial Food Prep Other | E5 |  | 0 | 0 | 0 | 0 | 0 | 0 | 0 | 0 | 0 | 0 | 0 | 0 | 0 | 0 | 0 | 0 | 0 | Normal | 0 | 0 | 0 | 0
Commercial Food Prep Other_Existing_ | Commercial | Office | Existing | Food Preparation | Natural Gas | Commercial Food Prep Other | E6 |  | 0 | 0 | 0 | 0 | 0 | 0 | 0 | 0 | 0 | 0 | 0 | 0 | 0 | 0 | 0 | 0 | 0 | Normal | 0 | 0 | 0 | 0
Commercial Food Prep Other_Existing_ | Commercial | Office | Existing | Food Preparation | Natural Gas | Commercial Food Prep Other | E7 |  | 0 | 0 | 0 | 0 | 0 | 0 | 0 | 0 | 0 | 0 | 0 | 0 | 0 | 0 | 0 | 0 | 0 | Normal | 0 | 0 | 0 | 0
Commercial Food Prep Other_Existing_ | Commercial | Office | Existing | Food Preparation | Natural Gas | Commercial Food Prep Other | E8 |  | 0 | 0 | 0 | 0 | 0 | 0 | 0 | 0 | 0 | 0 | 0 | 0 | 0 | 0 | 0 | 0 | 0 | Normal | 0 | 0 | 0 | 0
Commercial Food Prep Other_Existing_ | Commercial | Office | Existing | Food Preparation | Natural Gas | Commercial Food Prep Other | E9 |  | 0 | 0 | 0 | 0 | 0 | 0 | 0 | 0 | 0 | 0 | 0 | 0 | 0 | 0 | 0 | 0 | 0 | Normal | 0 | 0 | 0 | 0
Commercial Food Prep Other_Existing_ | Commercial | Office | Existing | Food Preparation | Natural Gas | Commercial Food Prep Other | E10 |  | 0 | 0 | 0 | 0 | 0 | 0 | 0 | 0 | 0 | 0 | 0 | 0 | 0 | 0 | 0 | 0 | 0 | Normal | 0 | 0 | 0 | 0
Pool Heater_Existing_TE 82% (Standard) | Commercial | Office | Existing | Miscellaneous | Natural Gas | Pool Heater | E1 | TE 82% (Standard) | 1 | 0 | 0 | 0.0096024 | 0.0035036 | 0.00014555 | 0.013252 | 0 | 8 | 14 | 11 | 2023 | 2027 | 1 | 0 | 0 | 0 | Normal | 0 | 0.015869 | 0 | 0 |  | 1 units | 1 | 0 | 1.3382e-06 |  | 11859 | 6239.8015 | 2618.1698 | 108.77 |  | 2021 | 1
Pool Heater_Existing_TE 84% (Standard 2028) | Commercial | Office | Existing | Miscellaneous | Natural Gas | Pool Heater | E2 | TE 84% (Standard 2028) | 0.97622 | 0 | 0 | 0.010582 | 0.0034899 | 0.00014646 | 0.014219 | 0 | 8 | 14 | 11 | 2023 | 2050 | 1 | 0 | 0 | 0 | Normal | 0 | 0.015492 | 0 | 0 |  | 1 units | 1 | 0 | 1.3382e-06 |  | 11577 | 6876.516 | 2607.9824 | 109.45 |  | 2021 | 1
Pool Heater_Existing_TE 95% (Condensing) | Commercial | Office | Existing | Miscellaneous | Natural Gas | Pool Heater | E3 | TE 95% (Condensing) | 0.86323 | 0 | 0 | 0.013835 | 0.0038342 | 0.00016104 | 0.017831 | 0 | 8 | 14 | 11 | 2023 | 2050 | 1 | 0 | 0 | 0 | Normal | 0 | 0.013699 | 0 | 0 |  | 1 units | 1 | 0 | 1.3382e-06 |  | 10237 | 8990.4079 | 2865.215 | 120.34 |  | 2021 | 1
Pool Heater_Existing_ | Commercial | Office | Existing | Miscellaneous | Natural Gas | Pool Heater | E4 |  | 0 | 0 | 0 | 0 | 0 | 0 | 0 | 0 | 0 | 0 | 0 | 0 | 0 | 0 | 0 | 0 | 0 | Normal | 0 | 0 | 0 | 0
Pool Heater_Existing_ | Commercial | Office | Existing | Miscellaneous | Natural Gas | Pool Heater | E5 |  | 0 | 0 | 0 | 0 | 0 | 0 | 0 | 0 | 0 | 0 | 0 | 0 | 0 | 0 | 0 | 0 | 0 | Normal | 0 | 0 | 0 | 0
Pool Heater_Existing_ | Commercial | Office | Existing | Miscellaneous | Natural Gas | Pool Heater | E6 |  | 0 | 0 | 0 | 0 | 0 | 0 | 0 | 0 | 0 | 0 | 0 | 0 | 0 | 0 | 0 | 0 | 0 | Normal | 0 | 0 | 0 | 0
Pool Heater_Existing_ | Commercial | Office | Existing | Miscellaneous | Natural Gas | Pool Heater | E7 |  | 0 | 0 | 0 | 0 | 0 | 0 | 0 | 0 | 0 | 0 | 0 | 0 | 0 | 0 | 0 | 0 | 0 | Normal | 0 | 0 | 0 | 0
Pool Heater_Existing_ | Commercial | Office | Existing | Miscellaneous | Natural Gas | Pool Heater | E8 |  | 0 | 0 | 0 | 0 | 0 | 0 | 0 | 0 | 0 | 0 | 0 | 0 | 0 | 0 | 0 | 0 | 0 | Normal | 0 | 0 | 0 | 0
Pool Heater_Existing_ | Commercial | Office | Existing | Miscellaneous | Natural Gas | Pool Heater | E9 |  | 0 | 0 | 0 | 0 | 0 | 0 | 0 | 0 | 0 | 0 | 0 | 0 | 0 | 0 | 0 | 0 | 0 | Normal | 0 | 0 | 0 | 0
Pool Heater_Existing_ | Commercial | Office | Existing | Miscellaneous | Natural Gas | Pool Heater | E10 |  | 0 | 0 | 0 | 0 | 0 | 0 | 0 | 0 | 0 | 0 | 0 | 0 | 0 | 0 | 0 | 0 | 0 | Normal | 0 | 0 | 0 | 0
Other Miscellaneous_Existing_Miscellaneous | Commercial | Office | Existing | Miscellaneous | Natural Gas | Other Miscellaneous | E1 | Miscellaneous | 1 | 0 | 0 | 2.1041e-05 | 0 | 0 | 2.1041e-05 | 0 | 2 | 8 | 5 | 2023 | 2050 | 1 | 0 | 0 | 0 | Normal | 0 | 1.8054e-05 | 0 | 0 |  | 1 units | 1 | 0 | 1.8054e-05 |  | 1 | 1 | 0 | 0 |  | 2020 | 1.0135
Other Miscellaneous_Existing_ | Commercial | Office | Existing | Miscellaneous | Natural Gas | Other Miscellaneous | E2 |  | 0 | 0 | 0 | 0 | 0 | 0 | 0 | 0 | 0 | 0 | 0 | 0 | 0 | 0 | 0 | 0 | 0 | Normal | 0 | 0 | 0 | 0
Other Miscellaneous_Existing_ | Commercial | Office | Existing | Miscellaneous | Natural Gas | Other Miscellaneous | E3 |  | 0 | 0 | 0 | 0 | 0 | 0 | 0 | 0 | 0 | 0 | 0 | 0 | 0 | 0 | 0 | 0 | 0 | Normal | 0 | 0 | 0 | 0
Other Miscellaneous_Existing_ | Commercial | Office | Existing | Miscellaneous | Natural Gas | Other Miscellaneous | E4 |  | 0 | 0 | 0 | 0 | 0 | 0 | 0 | 0 | 0 | 0 | 0 | 0 | 0 | 0 | 0 | 0 | 0 | Normal | 0 | 0 | 0 | 0
Other Miscellaneous_Existing_ | Commercial | Office | Existing | Miscellaneous | Natural Gas | Other Miscellaneous | E5 |  | 0 | 0 | 0 | 0 | 0 | 0 | 0 | 0 | 0 | 0 | 0 | 0 | 0 | 0 | 0 | 0 | 0 | Normal | 0 | 0 | 0 | 0
Other Miscellaneous_Existing_ | Commercial | Office | Existing | Miscellaneous | Natural Gas | Other Miscellaneous | E6 |  | 0 | 0 | 0 | 0 | 0 | 0 | 0 | 0 | 0 | 0 | 0 | 0 | 0 | 0 | 0 | 0 | 0 | Normal | 0 | 0 | 0 | 0
Other Miscellaneous_Existing_ | Commercial | Office | Existing | Miscellaneous | Natural Gas | Other Miscellaneous | E7 |  | 0 | 0 | 0 | 0 | 0 | 0 | 0 | 0 | 0 | 0 | 0 | 0 | 0 | 0 | 0 | 0 | 0 | Normal | 0 | 0 | 0 | 0
Other Miscellaneous_Existing_ | Commercial | Office | Existing | Miscellaneous | Natural Gas | Other Miscellaneous | E8 |  | 0 | 0 | 0 | 0 | 0 | 0 | 0 | 0 | 0 | 0 | 0 | 0 | 0 | 0 | 0 | 0 | 0 | Normal | 0 | 0 | 0 | 0
Other Miscellaneous_Existing_ | Commercial | Office | Existing | Miscellaneous | Natural Gas | Other Miscellaneous | E9 |  | 0 | 0 | 0 | 0 | 0 | 0 | 0 | 0 | 0 | 0 | 0 | 0 | 0 | 0 | 0 | 0 | 0 | Normal | 0 | 0 | 0 | 0
Other Miscellaneous_Existing_ | Commercial | Office | Existing | Miscellaneous | Natural Gas | Other Miscellaneous | E10 |  | 0 | 0 | 0 | 0 | 0 | 0 | 0 | 0 | 0 | 0 | 0 | 0 | 0 | 0 | 0 | 0 | 0 | Normal | 0 | 0 | 0 | 0
Furnace_New_TE 80% | Commercial | Office | New | Space Heating | Natural Gas | Furnace | E1 | TE 80% | 1 | 0 | 0 | 0.95872 | 0.88789 | 0 | 1.8466 | 0 | 17 | 29 | 23 | 2023 | 2022 | 1 | 0 | 0 | 0 | Normal | 0 | 0.088465 | 0 | 0 |  | 140 kBtu/hr | 140 | 0 | 0.046286 |  | 13868 | 2634.8 | 2806.1691 | 0 |  | 2022 | 0.95704
Furnace_New_TE 81% (2023 Standard) | Commercial | Office | New | Space Heating | Natural Gas | Furnace | E2 | TE 81% (2023 Standard) | 0.89999 | 0 | 0 | 0.9821 | 0.89467 | 0 | 1.8768 | 0 | 17 | 29 | 23 | 2023 | 2050 | 1 | 0 | 0 | 0 | Normal | 0 | 0.079617 | 0 | 0 |  | 140 kBtu/hr | 140 | 0 | 0.046286 |  | 12481 | 2699.0634 | 2827.5902 | 0 |  | 2022 | 0.95704
Furnace_New_TE 90% | Commercial | Office | New | Space Heating | Natural Gas | Furnace | E3 | TE 90% | 0.84374 | 0 | 0 | 1.5734 | 0.89467 | 0 | 2.4681 | 0 | 17 | 29 | 23 | 2023 | 2050 | 1 | 0 | 0 | 0 | Normal | 0 | 0.074641 | 0 | 0 |  | 140 kBtu/hr | 140 | 0 | 0.046286 |  | 11701 | 4324.0866 | 2827.5902 | 0 |  | 2022 | 0.95704
Furnace_New_TE 96% | Commercial | Office | New | Space Heating | Natural Gas | Furnace | E4 | TE 96% | 0.79101 | 0 | 0 | 2.5316 | 1.2286 | 0 | 3.7602 | 0 | 17 | 29 | 23 | 2023 | 2050 | 1 | 0 | 0 | 0 | Normal | 0 | 0.069976 | 0 | 0 |  | 140 kBtu/hr | 140 | 0 | 0.046286 |  | 10969.6875 | 6957.4606 | 3883.0501 | 0 |  | 2022 | 0.95704
Furnace_New_Dual-Fuel Heat Pump - TE 81% | Commercial | Office | New | Space Heating | Natural Gas | Furnace | E5 | Dual-Fuel Heat Pump - TE 81% | 0.28476 | 0 | 0 | 6.0019 | 0.89467 | 0.24 | 7.1366 | 0 | 16 | 26 | 21 | 2023 | 2050 | 1 | 0 | 0 | 0 | Normal | 0 | 0.025191 | 0 | 0 |  | 140 kBtu/hr | 140 | 0 | 0.046286 |  | 3949.0875 | 16494.619 | 2827.5902 | 0 |  | 2022 | 0.95704
Furnace_New_Dual-Fuel Heat Pump - TE 96% | Commercial | Office | New | Space Heating | Natural Gas | Furnace | E6 | Dual-Fuel Heat Pump - TE 96% | 0.094921 | 0 | 0 | 7.5514 | 1.2286 | 0.24 | 9.02 | 0 | 16 | 26 | 21 | 2023 | 2050 | 1 | 0 | 0 | 0 | Normal | 0 | 0.0083971 | 0 | 0 |  | 140 kBtu/hr | 140 | 0 | 0.046286 |  | 1316.3625 | 20753.0162 | 3883.0501 | 0 |  | 2022 | 0.95704
Furnace_New_ | Commercial | Office | New | Space Heating | Natural Gas | Furnace | E7 |  | 0 | 0 | 0 | 0 | 0 | 0 | 0 | 0 | 0 | 0 | 0 | 0 | 0 | 0 | 0 | 0 | 0 | Normal | 0 | 0 | 0 | 0
Furnace_New_ | Commercial | Office | New | Space Heating | Natural Gas | Furnace | E8 |  | 0 | 0 | 0 | 0 | 0 | 0 | 0 | 0 | 0 | 0 | 0 | 0 | 0 | 0 | 0 | 0 | 0 | Normal | 0 | 0 | 0 | 0
Furnace_New_ | Commercial | Office | New | Space Heating | Natural Gas | Furnace | E9 |  | 0 | 0 | 0 | 0 | 0 | 0 | 0 | 0 | 0 | 0 | 0 | 0 | 0 | 0 | 0 | 0 | 0 | Normal | 0 | 0 | 0 | 0
Furnace_New_ | Commercial | Office | New | Space Heating | Natural Gas | Furnace | E10 |  | 0 | 0 | 0 | 0 | 0 | 0 | 0 | 0 | 0 | 0 | 0 | 0 | 0 | 0 | 0 | 0 | 0 | Normal | 0 | 0 | 0 | 0
Boiler_New_TE 80% | Commercial | Office | New | Space Heating | Natural Gas | Boiler | E1 | TE 80% | 1 | 0 | 0 | 1.5842 | 0.79149 | 0 | 2.3757 | 0 | 19 | 31 | 25 | 2023 | 2023 | 1 | 0 | 0 | 0 | Normal | 0 | 0.52961 | 0 | 0 |  | 514 kBtu/hr | 514 | 0 | 0.046286 |  | 93211 | 14115.0337 | 8110 | 0 |  | 2015 | 1.0838
Boiler_New_TE 84% | Commercial | Office | New | Space Heating | Natural Gas | Boiler | E2 | TE 84% | 0.95238 | 0 | 0 | 2.003 | 0.79149 | 0 | 2.7945 | 0 | 19 | 31 | 25 | 2023 | 2023 | 1 | 0 | 0 | 0 | Normal | 0 | 0.50439 | 0 | 0 |  | 514 kBtu/hr | 514 | 0 | 0.046286 |  | 88772 | 17846.3457 | 8110 | 0 |  | 2015 | 1.0838
Boiler_New_TE 90% (2024 WA Standard) | Commercial | Office | New | Space Heating | Natural Gas | Boiler | E3 | TE 90% (2024 WA Standard) | 0.88889 | 0 | 0 | 2.5957 | 0.89061 | 0 | 3.4863 | 0 | 19 | 31 | 25 | 2023 | 2050 | 1 | 0 | 0 | 0 | Normal | 0 | 0.47076 | 0 | 0 |  | 514 kBtu/hr | 514 | 0 | 0.046286 |  | 82854 | 23127.2898 | 9125.5667 | 0 |  | 2015 | 1.0838
Boiler_New_TE 94% (ENERGY STAR 1.0) | Commercial | Office | New | Space Heating | Natural Gas | Boiler | E4 | TE 94% (ENERGY STAR 1.0) | 0.85106 | 0 | 0 | 3.0068 | 0.89061 | 0 | 3.8974 | 0 | 19 | 31 | 25 | 2023 | 2050 | 1 | 0 | 0 | 0 | Normal | 0 | 0.45073 | 0 | 0 |  | 514 kBtu/hr | 514 | 0 | 0.046286 |  | 79328 | 26790.429 | 9125.5667 | 0 |  | 2015 | 1.0838
Boiler_New_TE 98% | Commercial | Office | New | Space Heating | Natural Gas | Boiler | E5 | TE 98% | 0.81632 | 0 | 0 | 3.4179 | 0.89061 | 0 | 4.3085 | 0 | 19 | 31 | 25 | 2023 | 2050 | 1 | 0 | 0 | 0 | Normal | 0 | 0.43233 | 0 | 0 |  | 514 kBtu/hr | 514 | 0 | 0.046286 |  | 76090 | 30453.5682 | 9125.5667 | 0 |  | 2015 | 1.0838
Boiler_New_ | Commercial | Office | New | Space Heating | Natural Gas | Boiler | E6 |  | 0 | 0 | 0 | 0 | 0 | 0 | 0 | 0 | 0 | 0 | 0 | 0 | 0 | 0 | 0 | 0 | 0 | Normal | 0 | 0 | 0 | 0
Boiler_New_ | Commercial | Office | New | Space Heating | Natural Gas | Boiler | E7 |  | 0 | 0 | 0 | 0 | 0 | 0 | 0 | 0 | 0 | 0 | 0 | 0 | 0 | 0 | 0 | 0 | 0 | Normal | 0 | 0 | 0 | 0
Boiler_New_ | Commercial | Office | New | Space Heating | Natural Gas | Boiler | E8 |  | 0 | 0 | 0 | 0 | 0 | 0 | 0 | 0 | 0 | 0 | 0 | 0 | 0 | 0 | 0 | 0 | 0 | Normal | 0 | 0 | 0 | 0
Boiler_New_ | Commercial | Office | New | Space Heating | Natural Gas | Boiler | E9 |  | 0 | 0 | 0 | 0 | 0 | 0 | 0 | 0 | 0 | 0 | 0 | 0 | 0 | 0 | 0 | 0 | 0 | Normal | 0 | 0 | 0 | 0
Boiler_New_ | Commercial | Office | New | Space Heating | Natural Gas | Boiler | E10 |  | 0 | 0 | 0 | 0 | 0 | 0 | 0 | 0 | 0 | 0 | 0 | 0 | 0 | 0 | 0 | 0 | 0 | Normal | 0 | 0 | 0 | 0
Unit Heater_New_Standard (TE 80%) | Commercial | Office | New | Space Heating | Natural Gas | Unit Heater | E1 | Standard (TE 80%) | 1 | 0 | 0 | 0.030368 | 0.025903 | 0 | 0.056271 | 0 | 9 | 15 | 12 | 2023 | 2050 | 1 | 0 | 0 | 0 | Normal | 0 | 0.044784 | 0 | 0 |  | 120 kBtu/hr | 120 | 0 | 1.9798e-05 |  | 2262 | 1274.4 | 1250.082 | 0 |  | 2018 | 1.0466
Unit Heater_New_Condensing (TE 90%) | Commercial | Office | New | Space Heating | Natural Gas | Unit Heater | E2 | Condensing (TE 90%) | 0.86111 | 0 | 0 | 0.097109 | 0.031001 | 0 | 0.12811 | 0 | 9 | 15 | 12 | 2023 | 2050 | 1 | 0 | 0 | 0 | Normal | 0 | 0.038564 | 0 | 0 |  | 120 kBtu/hr | 120 | 0 | 1.9798e-05 |  | 1947.8333 | 4075.2 | 1496.122 | 0 |  | 2018 | 1.0466
Unit Heater_New_Infrared Radiant | Commercial | Office | New | Space Heating | Natural Gas | Unit Heater | E3 | Infrared Radiant | 0.8 | 0 | 0 | 0.041949 | 0.025903 | 0 | 0.067852 | 0 | 9 | 15 | 12 | 2023 | 2050 | 1 | 0 | 0 | 0 | Normal | 0 | 0.035827 | 0 | 0 |  | 120 kBtu/hr | 120 | 0 | 1.9798e-05 |  | 1809.6 | 1760.4 | 1250.082 | 0 |  | 2018 | 1.0466
Unit Heater_New_ | Commercial | Office | New | Space Heating | Natural Gas | Unit Heater | E4 |  | 0 | 0 | 0 | 0 | 0 | 0 | 0 | 0 | 0 | 0 | 0 | 0 | 0 | 0 | 0 | 0 | 0 | Normal | 0 | 0 | 0 | 0
Unit Heater_New_ | Commercial | Office | New | Space Heating | Natural Gas | Unit Heater | E5 |  | 0 | 0 | 0 | 0 | 0 | 0 | 0 | 0 | 0 | 0 | 0 | 0 | 0 | 0 | 0 | 0 | 0 | Normal | 0 | 0 | 0 | 0
Unit Heater_New_ | Commercial | Office | New | Space Heating | Natural Gas | Unit Heater | E6 |  | 0 | 0 | 0 | 0 | 0 | 0 | 0 | 0 | 0 | 0 | 0 | 0 | 0 | 0 | 0 | 0 | 0 | Normal | 0 | 0 | 0 | 0
Unit Heater_New_ | Commercial | Office | New | Space Heating | Natural Gas | Unit Heater | E7 |  | 0 | 0 | 0 | 0 | 0 | 0 | 0 | 0 | 0 | 0 | 0 | 0 | 0 | 0 | 0 | 0 | 0 | Normal | 0 | 0 | 0 | 0
Unit Heater_New_ | Commercial | Office | New | Space Heating | Natural Gas | Unit Heater | E8 |  | 0 | 0 | 0 | 0 | 0 | 0 | 0 | 0 | 0 | 0 | 0 | 0 | 0 | 0 | 0 | 0 | 0 | Normal | 0 | 0 | 0 | 0
Unit Heater_New_ | Commercial | Office | New | Space Heating | Natural Gas | Unit Heater | E9 |  | 0 | 0 | 0 | 0 | 0 | 0 | 0 | 0 | 0 | 0 | 0 | 0 | 0 | 0 | 0 | 0 | 0 | Normal | 0 | 0 | 0 | 0
Unit Heater_New_ | Commercial | Office | New | Space Heating | Natural Gas | Unit Heater | E10 |  | 0 | 0 | 0 | 0 | 0 | 0 | 0 | 0 | 0 | 0 | 0 | 0 | 0 | 0 | 0 | 0 | 0 | Normal | 0 | 0 | 0 | 0
Water Heater_New_TE 80% | Commercial | Office | New | Water Heating | Natural Gas | Water Heater | E1 | TE 80% | 1 | 0 | 0 | 0.017957 | 0 | 0.00079575 | 0.018753 | 0 | 8 | 12 | 10 | 2023 | 2050 | 1 | 0 | 0 | 0 | Normal | 0 | 0.028462 | 0 | 0 |  | 200 kBtu/hr | 200 | 0 | 0.00053375 |  | 2973 | 6113.5678 | 0 | 311.5578 |  | 2022 | 0.95704
Water Heater_New_TE 94% (ENERGY STAR 2.0) | Commercial | Office | New | Water Heating | Natural Gas | Water Heater | E2 | TE 94% (ENERGY STAR 2.0) | 0.85099 | 0 | 0 | 0.022188 | 0 | 0.00081885 | 0.023007 | 0 | 8 | 12 | 10 | 2023 | 2050 | 1 | 0 | 0 | 0 | Normal | 0 | 0.024221 | 0 | 0 |  | 200 kBtu/hr | 200 | 0 | 0.00053375 |  | 2530 | 7554.1856 | 0 | 320.603 |  | 2022 | 0.95704
Water Heater_New_TE 96% (Instantaneous) | Commercial | Office | New | Water Heating | Natural Gas | Water Heater | E3 | TE 96% (Instantaneous) | 0.83317 | 0 | 0 | 0.031717 | 0 | 0.0014192 | 0.033137 | 0 | 13 | 21 | 17 | 2023 | 2050 | 1 | 0 | 0 | 0 | Normal | 0 | 0.023714 | 0 | 0 |  | 200 kBtu/hr | 200 | 0 | 0.00053375 |  | 2477 | 10798.4962 | 0 | 555.6391 |  | 2022 | 0.95704
Water Heater_New_ | Commercial | Office | New | Water Heating | Natural Gas | Water Heater | E4 |  | 0 | 0 | 0 | 0 | 0 | 0 | 0 | 0 | 0 | 0 | 0 | 0 | 0 | 0 | 0 | 0 | 0 | Normal | 0 | 0 | 0 | 0
Water Heater_New_ | Commercial | Office | New | Water Heating | Natural Gas | Water Heater | E5 |  | 0 | 0 | 0 | 0 | 0 | 0 | 0 | 0 | 0 | 0 | 0 | 0 | 0 | 0 | 0 | 0 | 0 | Normal | 0 | 0 | 0 | 0
Water Heater_New_ | Commercial | Office | New | Water Heating | Natural Gas | Water Heater | E6 |  | 0 | 0 | 0 | 0 | 0 | 0 | 0 | 0 | 0 | 0 | 0 | 0 | 0 | 0 | 0 | 0 | 0 | Normal | 0 | 0 | 0 | 0
Water Heater_New_ | Commercial | Office | New | Water Heating | Natural Gas | Water Heater | E7 |  | 0 | 0 | 0 | 0 | 0 | 0 | 0 | 0 | 0 | 0 | 0 | 0 | 0 | 0 | 0 | 0 | 0 | Normal | 0 | 0 | 0 | 0
Water Heater_New_ | Commercial | Office | New | Water Heating | Natural Gas | Water Heater | E8 |  | 0 | 0 | 0 | 0 | 0 | 0 | 0 | 0 | 0 | 0 | 0 | 0 | 0 | 0 | 0 | 0 | 0 | Normal | 0 | 0 | 0 | 0
Water Heater_New_ | Commercial | Office | New | Water Heating | Natural Gas | Water Heater | E9 |  | 0 | 0 | 0 | 0 | 0 | 0 | 0 | 0 | 0 | 0 | 0 | 0 | 0 | 0 | 0 | 0 | 0 | Normal | 0 | 0 | 0 | 0
Water Heater_New_ | Commercial | Office | New | Water Heating | Natural Gas | Water Heater | E10 |  | 0 | 0 | 0 | 0 | 0 | 0 | 0 | 0 | 0 | 0 | 0 | 0 | 0 | 0 | 0 | 0 | 0 | Normal | 0 | 0 | 0 | 0
Oven_New_Standard | Commercial | Office | New | Food Preparation | Natural Gas | Oven | E1 | Standard | 1 | 0 | 0 | 0.3229 | 0 | 0 | 0.3229 | 0 | 9 | 15 | 12 | 2023 | 2050 | 1 | 0 | 0 | 0 | Normal | 0 | 0.015456 | 0 | 0 |  | 1 units | 1 | 0 | 1.2922e-05 |  | 1196.0712 | 20292 | 0 | 0 |  | 2016 | 1.0708
Oven_New_ENERGY STAR (3.0) | Commercial | Office | New | Food Preparation | Natural Gas | Oven | E2 | ENERGY STAR (3.0) | 0.5676 | 0 | 0 | 0.39 | 0 | 0 | 0.39 | 0 | 9 | 15 | 12 | 2023 | 2050 | 1 | 0 | 0 | 0 | Normal | 0 | 0.0087729 | 0 | 0 |  | 1 units | 1 | 0 | 1.2922e-05 |  | 678.8891 | 24509 | 0 | 0 |  | 2016 | 1.0708
Oven_New_ | Commercial | Office | New | Food Preparation | Natural Gas | Oven | E3 |  | 0 | 0 | 0 | 0 | 0 | 0 | 0 | 0 | 0 | 0 | 0 | 0 | 0 | 0 | 0 | 0 | 0 | Normal | 0 | 0 | 0 | 0
Oven_New_ | Commercial | Office | New | Food Preparation | Natural Gas | Oven | E4 |  | 0 | 0 | 0 | 0 | 0 | 0 | 0 | 0 | 0 | 0 | 0 | 0 | 0 | 0 | 0 | 0 | 0 | Normal | 0 | 0 | 0 | 0
Oven_New_ | Commercial | Office | New | Food Preparation | Natural Gas | Oven | E5 |  | 0 | 0 | 0 | 0 | 0 | 0 | 0 | 0 | 0 | 0 | 0 | 0 | 0 | 0 | 0 | 0 | 0 | Normal | 0 | 0 | 0 | 0
Oven_New_ | Commercial | Office | New | Food Preparation | Natural Gas | Oven | E6 |  | 0 | 0 | 0 | 0 | 0 | 0 | 0 | 0 | 0 | 0 | 0 | 0 | 0 | 0 | 0 | 0 | 0 | Normal | 0 | 0 | 0 | 0
Oven_New_ | Commercial | Office | New | Food Preparation | Natural Gas | Oven | E7 |  | 0 | 0 | 0 | 0 | 0 | 0 | 0 | 0 | 0 | 0 | 0 | 0 | 0 | 0 | 0 | 0 | 0 | Normal | 0 | 0 | 0 | 0
Oven_New_ | Commercial | Office | New | Food Preparation | Natural Gas | Oven | E8 |  | 0 | 0 | 0 | 0 | 0 | 0 | 0 | 0 | 0 | 0 | 0 | 0 | 0 | 0 | 0 | 0 | 0 | Normal | 0 | 0 | 0 | 0
Oven_New_ | Commercial | Office | New | Food Preparation | Natural Gas | Oven | E9 |  | 0 | 0 | 0 | 0 | 0 | 0 | 0 | 0 | 0 | 0 | 0 | 0 | 0 | 0 | 0 | 0 | 0 | Normal | 0 | 0 | 0 | 0
Oven_New_ | Commercial | Office | New | Food Preparation | Natural Gas | Oven | E10 |  | 0 | 0 | 0 | 0 | 0 | 0 | 0 | 0 | 0 | 0 | 0 | 0 | 0 | 0 | 0 | 0 | 0 | Normal | 0 | 0 | 0 | 0
Conveyor Oven_New_Standard | Commercial | Office | New | Food Preparation | Natural Gas | Conveyor Oven | E1 | Standard | 1 | 0 | 0 | 0.16073 | 0 | 0 | 0.16073 | 0 | 9 | 15 | 12 | 2023 | 2050 | 1 | 0 | 0 | 0 | Normal | 0 | 0.013415 | 0 | 0 |  | 1 units | 1 | 0 | 5.8075e-06 |  | 2310 | 27984.53 | 0 | 0 |  | 2024 | 0.85998
Conveyor Oven_New_Efficient (>42% Baking Efficiency) | Commercial | Office | New | Food Preparation | Natural Gas | Conveyor Oven | E2 | Efficient (>42% Baking Efficiency) | 0.78355 | 0 | 0 | 0.17271 | 0 | 0 | 0.17271 | 0 | 9 | 15 | 12 | 2023 | 2050 | 1 | 0 | 0 | 0 | Normal | 0 | 0.010512 | 0 | 0 |  | 1 units | 1 | 0 | 5.8075e-06 |  | 1810 | 30069.91 | 0 | 0 |  | 2024 | 0.85998
Conveyor Oven_New_ | Commercial | Office | New | Food Preparation | Natural Gas | Conveyor Oven | E3 |  | 0 | 0 | 0 | 0 | 0 | 0 | 0 | 0 | 0 | 0 | 0 | 0 | 0 | 0 | 0 | 0 | 0 | Normal | 0 | 0 | 0 | 0
Conveyor Oven_New_ | Commercial | Office | New | Food Preparation | Natural Gas | Conveyor Oven | E4 |  | 0 | 0 | 0 | 0 | 0 | 0 | 0 | 0 | 0 | 0 | 0 | 0 | 0 | 0 | 0 | 0 | 0 | Normal | 0 | 0 | 0 | 0
Conveyor Oven_New_ | Commercial | Office | New | Food Preparation | Natural Gas | Conveyor Oven | E5 |  | 0 | 0 | 0 | 0 | 0 | 0 | 0 | 0 | 0 | 0 | 0 | 0 | 0 | 0 | 0 | 0 | 0 | Normal | 0 | 0 | 0 | 0
Conveyor Oven_New_ | Commercial | Office | New | Food Preparation | Natural Gas | Conveyor Oven | E6 |  | 0 | 0 | 0 | 0 | 0 | 0 | 0 | 0 | 0 | 0 | 0 | 0 | 0 | 0 | 0 | 0 | 0 | Normal | 0 | 0 | 0 | 0
Conveyor Oven_New_ | Commercial | Office | New | Food Preparation | Natural Gas | Conveyor Oven | E7 |  | 0 | 0 | 0 | 0 | 0 | 0 | 0 | 0 | 0 | 0 | 0 | 0 | 0 | 0 | 0 | 0 | 0 | Normal | 0 | 0 | 0 | 0
Conveyor Oven_New_ | Commercial | Office | New | Food Preparation | Natural Gas | Conveyor Oven | E8 |  | 0 | 0 | 0 | 0 | 0 | 0 | 0 | 0 | 0 | 0 | 0 | 0 | 0 | 0 | 0 | 0 | 0 | Normal | 0 | 0 | 0 | 0
Conveyor Oven_New_ | Commercial | Office | New | Food Preparation | Natural Gas | Conveyor Oven | E9 |  | 0 | 0 | 0 | 0 | 0 | 0 | 0 | 0 | 0 | 0 | 0 | 0 | 0 | 0 | 0 | 0 | 0 | Normal | 0 | 0 | 0 | 0
Conveyor Oven_New_ | Commercial | Office | New | Food Preparation | Natural Gas | Conveyor Oven | E10 |  | 0 | 0 | 0 | 0 | 0 | 0 | 0 | 0 | 0 | 0 | 0 | 0 | 0 | 0 | 0 | 0 | 0 | Normal | 0 | 0 | 0 | 0
Rack Oven_New_Standard | Commercial | Office | New | Food Preparation | Natural Gas | Rack Oven | E1 | Standard | 1 | 0 | 0 | 0.10754 | 0 | 0 | 0.10754 | 0 | 10 | 17 | 13.5 | 2023 | 2050 | 1 | 0 | 0 | 0 | Normal | 0 | 0.012912 | 0 | 0 |  | 1 units | 1 | 0 | 5.8036e-06 |  | 2224.7707 | 18736.2411 | 0 | 0 |  | 2024 | 0.85998
Rack Oven_New_ENERGY STAR (3.0) | Commercial | Office | New | Food Preparation | Natural Gas | Rack Oven | E2 | ENERGY STAR (3.0) | 0.84734 | 0 | 0 | 0.11642 | 0 | 0 | 0.11642 | 0 | 10 | 17 | 13.5 | 2023 | 2050 | 1 | 0 | 0 | 0 | Normal | 0 | 0.010941 | 0 | 0 |  | 1 units | 1 | 0 | 5.8036e-06 |  | 1885.1273 | 20284.2411 | 0 | 0 |  | 2024 | 0.85998
Rack Oven_New_ | Commercial | Office | New | Food Preparation | Natural Gas | Rack Oven | E3 |  | 0 | 0 | 0 | 0 | 0 | 0 | 0 | 0 | 0 | 0 | 0 | 0 | 0 | 0 | 0 | 0 | 0 | Normal | 0 | 0 | 0 | 0
Rack Oven_New_ | Commercial | Office | New | Food Preparation | Natural Gas | Rack Oven | E4 |  | 0 | 0 | 0 | 0 | 0 | 0 | 0 | 0 | 0 | 0 | 0 | 0 | 0 | 0 | 0 | 0 | 0 | Normal | 0 | 0 | 0 | 0
Rack Oven_New_ | Commercial | Office | New | Food Preparation | Natural Gas | Rack Oven | E5 |  | 0 | 0 | 0 | 0 | 0 | 0 | 0 | 0 | 0 | 0 | 0 | 0 | 0 | 0 | 0 | 0 | 0 | Normal | 0 | 0 | 0 | 0
Rack Oven_New_ | Commercial | Office | New | Food Preparation | Natural Gas | Rack Oven | E6 |  | 0 | 0 | 0 | 0 | 0 | 0 | 0 | 0 | 0 | 0 | 0 | 0 | 0 | 0 | 0 | 0 | 0 | Normal | 0 | 0 | 0 | 0
Rack Oven_New_ | Commercial | Office | New | Food Preparation | Natural Gas | Rack Oven | E7 |  | 0 | 0 | 0 | 0 | 0 | 0 | 0 | 0 | 0 | 0 | 0 | 0 | 0 | 0 | 0 | 0 | 0 | Normal | 0 | 0 | 0 | 0
Rack Oven_New_ | Commercial | Office | New | Food Preparation | Natural Gas | Rack Oven | E8 |  | 0 | 0 | 0 | 0 | 0 | 0 | 0 | 0 | 0 | 0 | 0 | 0 | 0 | 0 | 0 | 0 | 0 | Normal | 0 | 0 | 0 | 0
Rack Oven_New_ | Commercial | Office | New | Food Preparation | Natural Gas | Rack Oven | E9 |  | 0 | 0 | 0 | 0 | 0 | 0 | 0 | 0 | 0 | 0 | 0 | 0 | 0 | 0 | 0 | 0 | 0 | Normal | 0 | 0 | 0 | 0
Rack Oven_New_ | Commercial | Office | New | Food Preparation | Natural Gas | Rack Oven | E10 |  | 0 | 0 | 0 | 0 | 0 | 0 | 0 | 0 | 0 | 0 | 0 | 0 | 0 | 0 | 0 | 0 | 0 | Normal | 0 | 0 | 0 | 0
Fryer_New_Standard | Commercial | Office | New | Food Preparation | Natural Gas | Fryer | E1 | Standard | 1 | 0 | 0 | 0.085744 | 0 | 0 | 0.085744 | 0 | 8 | 14 | 11 | 2023 | 2021 | 1 | 0 | 0 | 0 | Normal | 0 | 0.024497 | 0 | 0 |  | 1 units | 1 | 0 | 3.216e-05 |  | 761.7258 | 2695.9053 | 0 | 0 |  | 2024 | 0.85998
Fryer_New_ENERGY STAR (3.0) | Commercial | Office | New | Food Preparation | Natural Gas | Fryer | E2 | ENERGY STAR (3.0) | 0.74928 | 0 | 0 | 0.39903 | 0 | 0 | 0.39903 | 0 | 8 | 14 | 11 | 2023 | 2050 | 1 | 0 | 0 | 0 | Normal | 0 | 0.018355 | 0 | 0 |  | 1 units | 1 | 0 | 3.216e-05 |  | 570.7473 | 12546.0625 | 0 | 0 |  | 2024 | 0.85998
Fryer_New_ | Commercial | Office | New | Food Preparation | Natural Gas | Fryer | E3 |  | 0 | 0 | 0 | 0 | 0 | 0 | 0 | 0 | 0 | 0 | 0 | 0 | 0 | 0 | 0 | 0 | 0 | Normal | 0 | 0 | 0 | 0
Fryer_New_ | Commercial | Office | New | Food Preparation | Natural Gas | Fryer | E4 |  | 0 | 0 | 0 | 0 | 0 | 0 | 0 | 0 | 0 | 0 | 0 | 0 | 0 | 0 | 0 | 0 | 0 | Normal | 0 | 0 | 0 | 0
Fryer_New_ | Commercial | Office | New | Food Preparation | Natural Gas | Fryer | E5 |  | 0 | 0 | 0 | 0 | 0 | 0 | 0 | 0 | 0 | 0 | 0 | 0 | 0 | 0 | 0 | 0 | 0 | Normal | 0 | 0 | 0 | 0
Fryer_New_ | Commercial | Office | New | Food Preparation | Natural Gas | Fryer | E6 |  | 0 | 0 | 0 | 0 | 0 | 0 | 0 | 0 | 0 | 0 | 0 | 0 | 0 | 0 | 0 | 0 | 0 | Normal | 0 | 0 | 0 | 0
Fryer_New_ | Commercial | Office | New | Food Preparation | Natural Gas | Fryer | E7 |  | 0 | 0 | 0 | 0 | 0 | 0 | 0 | 0 | 0 | 0 | 0 | 0 | 0 | 0 | 0 | 0 | 0 | Normal | 0 | 0 | 0 | 0
Fryer_New_ | Commercial | Office | New | Food Preparation | Natural Gas | Fryer | E8 |  | 0 | 0 | 0 | 0 | 0 | 0 | 0 | 0 | 0 | 0 | 0 | 0 | 0 | 0 | 0 | 0 | 0 | Normal | 0 | 0 | 0 | 0
Fryer_New_ | Commercial | Office | New | Food Preparation | Natural Gas | Fryer | E9 |  | 0 | 0 | 0 | 0 | 0 | 0 | 0 | 0 | 0 | 0 | 0 | 0 | 0 | 0 | 0 | 0 | 0 | Normal | 0 | 0 | 0 | 0
Fryer_New_ | Commercial | Office | New | Food Preparation | Natural Gas | Fryer | E10 |  | 0 | 0 | 0 | 0 | 0 | 0 | 0 | 0 | 0 | 0 | 0 | 0 | 0 | 0 | 0 | 0 | 0 | Normal | 0 | 0 | 0 | 0
Broiler_New_Typical | Commercial | Office | New | Food Preparation | Natural Gas | Broiler | E1 | Typical | 1 | 0 | 0 | 0.08345 | 0 | 0 | 0.08345 | 0 | 9 | 15 | 12 | 2023 | 2050 | 0.5 | 0 | 0 | 0 | Normal | 0 | 0.019615 | 0 | 0 |  | 1 units | 1 | 0 | 1.7305e-05 |  | 1133.496 | 4687.5 | 0 | 0 |  | 2023 | 0.89459
Broiler_New_Infrared Burners | Commercial | Office | New | Food Preparation | Natural Gas | Broiler | E2 | Infrared Burners | 0.63295 | 0 | 0 | 0.11639 | 0 | 0 | 0.11639 | 0 | 9 | 15 | 12 | 2023 | 2050 | 0.5 | 0 | 0 | 0 | Normal | 0 | 0.012415 | 0 | 0 |  | 1 units | 1 | 0 | 1.7305e-05 |  | 717.444 | 6537.5 | 0 | 0 |  | 2023 | 0.89459
Broiler_New_ | Commercial | Office | New | Food Preparation | Natural Gas | Broiler | E3 |  | 0 | 0 | 0 | 0 | 0 | 0 | 0 | 0 | 0 | 0 | 0 | 0 | 0 | 0 | 0 | 0 | 0 | Normal | 0 | 0 | 0 | 0
Broiler_New_ | Commercial | Office | New | Food Preparation | Natural Gas | Broiler | E4 |  | 0 | 0 | 0 | 0 | 0 | 0 | 0 | 0 | 0 | 0 | 0 | 0 | 0 | 0 | 0 | 0 | 0 | Normal | 0 | 0 | 0 | 0
Broiler_New_ | Commercial | Office | New | Food Preparation | Natural Gas | Broiler | E5 |  | 0 | 0 | 0 | 0 | 0 | 0 | 0 | 0 | 0 | 0 | 0 | 0 | 0 | 0 | 0 | 0 | 0 | Normal | 0 | 0 | 0 | 0
Broiler_New_ | Commercial | Office | New | Food Preparation | Natural Gas | Broiler | E6 |  | 0 | 0 | 0 | 0 | 0 | 0 | 0 | 0 | 0 | 0 | 0 | 0 | 0 | 0 | 0 | 0 | 0 | Normal | 0 | 0 | 0 | 0
Broiler_New_ | Commercial | Office | New | Food Preparation | Natural Gas | Broiler | E7 |  | 0 | 0 | 0 | 0 | 0 | 0 | 0 | 0 | 0 | 0 | 0 | 0 | 0 | 0 | 0 | 0 | 0 | Normal | 0 | 0 | 0 | 0
Broiler_New_ | Commercial | Office | New | Food Preparation | Natural Gas | Broiler | E8 |  | 0 | 0 | 0 | 0 | 0 | 0 | 0 | 0 | 0 | 0 | 0 | 0 | 0 | 0 | 0 | 0 | 0 | Normal | 0 | 0 | 0 | 0
Broiler_New_ | Commercial | Office | New | Food Preparation | Natural Gas | Broiler | E9 |  | 0 | 0 | 0 | 0 | 0 | 0 | 0 | 0 | 0 | 0 | 0 | 0 | 0 | 0 | 0 | 0 | 0 | Normal | 0 | 0 | 0 | 0
Broiler_New_ | Commercial | Office | New | Food Preparation | Natural Gas | Broiler | E10 |  | 0 | 0 | 0 | 0 | 0 | 0 | 0 | 0 | 0 | 0 | 0 | 0 | 0 | 0 | 0 | 0 | 0 | Normal | 0 | 0 | 0 | 0
Griddle_New_Standard | Commercial | Office | New | Food Preparation | Natural Gas | Griddle | E1 | Standard | 1 | 0 | 0 | 0.027142 | 0 | 0 | 0.027142 | 0 | 6 | 10 | 8 | 2023 | 2050 | 1 | 0 | 0 | 0 | Normal | 0 | 0.014109 | 0 | 0 |  | 1 units | 1 | 0 | 1.4767e-05 |  | 955.4673 | 1492.6579 | 0 | 0 |  | 2016 | 1.0708
Griddle_New_ENERGY STAR (1.2) | Commercial | Office | New | Food Preparation | Natural Gas | Griddle | E2 | ENERGY STAR (1.2) | 0.82738 | 0 | 0 | 0.14524 | 0 | 0 | 0.14524 | 0 | 6 | 10 | 8 | 2023 | 2050 | 1 | 0 | 0 | 0 | Normal | 0 | 0.011674 | 0 | 0 |  | 1 units | 1 | 0 | 1.4767e-05 |  | 790.5366 | 7987.3516 | 0 | 0 |  | 2016 | 1.0708
Griddle_New_High-Efficiency | Commercial | Office | New | Food Preparation | Natural Gas | Griddle | E3 | High-Efficiency | 0.65939 | 0 | 0 | 0.19482 | 0 | 0 | 0.19482 | 0 | 6 | 10 | 8 | 2023 | 2050 | 1 | 0 | 0 | 0 | Normal | 0 | 0.0093036 | 0 | 0 |  | 1 units | 1 | 0 | 1.4767e-05 |  | 630.0257 | 10713.9283 | 0 | 0 |  | 2016 | 1.0708
Griddle_New_ | Commercial | Office | New | Food Preparation | Natural Gas | Griddle | E4 |  | 0 | 0 | 0 | 0 | 0 | 0 | 0 | 0 | 0 | 0 | 0 | 0 | 0 | 0 | 0 | 0 | 0 | Normal | 0 | 0 | 0 | 0
Griddle_New_ | Commercial | Office | New | Food Preparation | Natural Gas | Griddle | E5 |  | 0 | 0 | 0 | 0 | 0 | 0 | 0 | 0 | 0 | 0 | 0 | 0 | 0 | 0 | 0 | 0 | 0 | Normal | 0 | 0 | 0 | 0
Griddle_New_ | Commercial | Office | New | Food Preparation | Natural Gas | Griddle | E6 |  | 0 | 0 | 0 | 0 | 0 | 0 | 0 | 0 | 0 | 0 | 0 | 0 | 0 | 0 | 0 | 0 | 0 | Normal | 0 | 0 | 0 | 0
Griddle_New_ | Commercial | Office | New | Food Preparation | Natural Gas | Griddle | E7 |  | 0 | 0 | 0 | 0 | 0 | 0 | 0 | 0 | 0 | 0 | 0 | 0 | 0 | 0 | 0 | 0 | 0 | Normal | 0 | 0 | 0 | 0
Griddle_New_ | Commercial | Office | New | Food Preparation | Natural Gas | Griddle | E8 |  | 0 | 0 | 0 | 0 | 0 | 0 | 0 | 0 | 0 | 0 | 0 | 0 | 0 | 0 | 0 | 0 | 0 | Normal | 0 | 0 | 0 | 0
Griddle_New_ | Commercial | Office | New | Food Preparation | Natural Gas | Griddle | E9 |  | 0 | 0 | 0 | 0 | 0 | 0 | 0 | 0 | 0 | 0 | 0 | 0 | 0 | 0 | 0 | 0 | 0 | Normal | 0 | 0 | 0 | 0
Griddle_New_ | Commercial | Office | New | Food Preparation | Natural Gas | Griddle | E10 |  | 0 | 0 | 0 | 0 | 0 | 0 | 0 | 0 | 0 | 0 | 0 | 0 | 0 | 0 | 0 | 0 | 0 | Normal | 0 | 0 | 0 | 0
Range_New_Typical | Commercial | Office | New | Food Preparation | Natural Gas | Range | E1 | Typical | 1 | 0 | 0 | 0.043573 | 0 | 0 | 0.043573 | 0 | 9 | 15 | 12 | 2023 | 2050 | 1 | 0 | 0 | 0 | Normal | 0 | 0.017172 | 0 | 0 |  | 1 units | 1 | 0 | 2.073e-05 |  | 857.4828 | 2043.1823 | 0 | 0 |  | 2023 | 0.89459
Range_New_High Efficiency | Commercial | Office | New | Food Preparation | Natural Gas | Range | E2 | High Efficiency | 0.75981 | 0 | 0 | 0.054448 | 0 | 0 | 0.054448 | 0 | 9 | 15 | 12 | 2023 | 2050 | 1 | 0 | 0 | 0 | Normal | 0 | 0.013048 | 0 | 0 |  | 1 units | 1 | 0 | 2.073e-05 |  | 651.5262 | 2553.125 | 0 | 0 |  | 2023 | 0.89459
Range_New_ | Commercial | Office | New | Food Preparation | Natural Gas | Range | E3 |  | 0 | 0 | 0 | 0 | 0 | 0 | 0 | 0 | 0 | 0 | 0 | 0 | 0 | 0 | 0 | 0 | 0 | Normal | 0 | 0 | 0 | 0
Range_New_ | Commercial | Office | New | Food Preparation | Natural Gas | Range | E4 |  | 0 | 0 | 0 | 0 | 0 | 0 | 0 | 0 | 0 | 0 | 0 | 0 | 0 | 0 | 0 | 0 | 0 | Normal | 0 | 0 | 0 | 0
Range_New_ | Commercial | Office | New | Food Preparation | Natural Gas | Range | E5 |  | 0 | 0 | 0 | 0 | 0 | 0 | 0 | 0 | 0 | 0 | 0 | 0 | 0 | 0 | 0 | 0 | 0 | Normal | 0 | 0 | 0 | 0
Range_New_ | Commercial | Office | New | Food Preparation | Natural Gas | Range | E6 |  | 0 | 0 | 0 | 0 | 0 | 0 | 0 | 0 | 0 | 0 | 0 | 0 | 0 | 0 | 0 | 0 | 0 | Normal | 0 | 0 | 0 | 0
Range_New_ | Commercial | Office | New | Food Preparation | Natural Gas | Range | E7 |  | 0 | 0 | 0 | 0 | 0 | 0 | 0 | 0 | 0 | 0 | 0 | 0 | 0 | 0 | 0 | 0 | 0 | Normal | 0 | 0 | 0 | 0
Range_New_ | Commercial | Office | New | Food Preparation | Natural Gas | Range | E8 |  | 0 | 0 | 0 | 0 | 0 | 0 | 0 | 0 | 0 | 0 | 0 | 0 | 0 | 0 | 0 | 0 | 0 | Normal | 0 | 0 | 0 | 0
Range_New_ | Commercial | Office | New | Food Preparation | Natural Gas | Range | E9 |  | 0 | 0 | 0 | 0 | 0 | 0 | 0 | 0 | 0 | 0 | 0 | 0 | 0 | 0 | 0 | 0 | 0 | Normal | 0 | 0 | 0 | 0
Range_New_ | Commercial | Office | New | Food Preparation | Natural Gas | Range | E10 |  | 0 | 0 | 0 | 0 | 0 | 0 | 0 | 0 | 0 | 0 | 0 | 0 | 0 | 0 | 0 | 0 | 0 | Normal | 0 | 0 | 0 | 0
Steamer_New_Typical | Commercial | Office | New | Food Preparation | Natural Gas | Steamer | E1 | Typical | 1 | 0 | 0 | 1.2178 | 0 | 0 | 1.2178 | 0 | 9 | 15 | 12 | 2023 | 2021 | 1 | 0 | 0 | 0 | Normal | 0 | 0.042095 | 0 | 0 |  | 1 units | 1 | 0 | 6.3824e-05 |  | 659.5559 | 19293.381 | 0 | 0 |  | 2024 | 0.85998
Steamer_New_ENERGY STAR (1.2) | Commercial | Office | New | Food Preparation | Natural Gas | Steamer | E2 | ENERGY STAR (1.2) | 0.37076 | 0 | 0 | 1.0834 | 0 | -0.076224 | 1.0072 | 0 | 9 | 15 | 12 | 2023 | 2050 | 1 | 0 | 0 | 0 | Normal | 0 | 0.015607 | 0 | 0 |  | 1 units | 1 | 0 | 6.3824e-05 |  | 244.5384 | 17164.5079 | 0 | -1388.7391 |  | 2024 | 0.85998
Steamer_New_ | Commercial | Office | New | Food Preparation | Natural Gas | Steamer | E3 |  | 0 | 0 | 0 | 0 | 0 | 0 | 0 | 0 | 0 | 0 | 0 | 0 | 0 | 0 | 0 | 0 | 0 | Normal | 0 | 0 | 0 | 0
Steamer_New_ | Commercial | Office | New | Food Preparation | Natural Gas | Steamer | E4 |  | 0 | 0 | 0 | 0 | 0 | 0 | 0 | 0 | 0 | 0 | 0 | 0 | 0 | 0 | 0 | 0 | 0 | Normal | 0 | 0 | 0 | 0
Steamer_New_ | Commercial | Office | New | Food Preparation | Natural Gas | Steamer | E5 |  | 0 | 0 | 0 | 0 | 0 | 0 | 0 | 0 | 0 | 0 | 0 | 0 | 0 | 0 | 0 | 0 | 0 | Normal | 0 | 0 | 0 | 0
Steamer_New_ | Commercial | Office | New | Food Preparation | Natural Gas | Steamer | E6 |  | 0 | 0 | 0 | 0 | 0 | 0 | 0 | 0 | 0 | 0 | 0 | 0 | 0 | 0 | 0 | 0 | 0 | Normal | 0 | 0 | 0 | 0
Steamer_New_ | Commercial | Office | New | Food Preparation | Natural Gas | Steamer | E7 |  | 0 | 0 | 0 | 0 | 0 | 0 | 0 | 0 | 0 | 0 | 0 | 0 | 0 | 0 | 0 | 0 | 0 | Normal | 0 | 0 | 0 | 0
Steamer_New_ | Commercial | Office | New | Food Preparation | Natural Gas | Steamer | E8 |  | 0 | 0 | 0 | 0 | 0 | 0 | 0 | 0 | 0 | 0 | 0 | 0 | 0 | 0 | 0 | 0 | 0 | Normal | 0 | 0 | 0 | 0
Steamer_New_ | Commercial | Office | New | Food Preparation | Natural Gas | Steamer | E9 |  | 0 | 0 | 0 | 0 | 0 | 0 | 0 | 0 | 0 | 0 | 0 | 0 | 0 | 0 | 0 | 0 | 0 | Normal | 0 | 0 | 0 | 0
Steamer_New_ | Commercial | Office | New | Food Preparation | Natural Gas | Steamer | E10 |  | 0 | 0 | 0 | 0 | 0 | 0 | 0 | 0 | 0 | 0 | 0 | 0 | 0 | 0 | 0 | 0 | 0 | Normal | 0 | 0 | 0 | 0
Commercial Food Prep Other_New_Standard | Commercial | Office | New | Food Preparation | Natural Gas | Commercial Food Prep Other | E1 | Standard | 1 | 0 | 0 | 0.005785 | 0 | 0 | 0.005785 | 0 | 8 | 12 | 10 | 2023 | 2050 | 1 | 0 | 0 | 0 | Normal | 0 | 0.0060578 | 0 | 0 |  | 1 units | 1 | 0 | 4.2565e-06 |  | 1423.18 | 1000 | 0 | 0 |  | 2010 | 1.1818
Commercial Food Prep Other_New_Efficient | Commercial | Office | New | Food Preparation | Natural Gas | Commercial Food Prep Other | E2 | Efficient | 0.72179 | 0 | 0 | 0.0073067 | 0 | 0 | 0.0073067 | 0 | 8 | 12 | 10 | 2023 | 2050 | 1 | 0 | 0 | 0 | Normal | 0 | 0.0043725 | 0 | 0 |  | 1 units | 1 | 0 | 4.2565e-06 |  | 1027.2384 | 1263.0334 | 0 | 0 |  | 2010 | 1.1818
Commercial Food Prep Other_New_ | Commercial | Office | New | Food Preparation | Natural Gas | Commercial Food Prep Other | E3 |  | 0 | 0 | 0 | 0 | 0 | 0 | 0 | 0 | 0 | 0 | 0 | 0 | 0 | 0 | 0 | 0 | 0 | Normal | 0 | 0 | 0 | 0
Commercial Food Prep Other_New_ | Commercial | Office | New | Food Preparation | Natural Gas | Commercial Food Prep Other | E4 |  | 0 | 0 | 0 | 0 | 0 | 0 | 0 | 0 | 0 | 0 | 0 | 0 | 0 | 0 | 0 | 0 | 0 | Normal | 0 | 0 | 0 | 0
Commercial Food Prep Other_New_ | Commercial | Office | New | Food Preparation | Natural Gas | Commercial Food Prep Other | E5 |  | 0 | 0 | 0 | 0 | 0 | 0 | 0 | 0 | 0 | 0 | 0 | 0 | 0 | 0 | 0 | 0 | 0 | Normal | 0 | 0 | 0 | 0
Commercial Food Prep Other_New_ | Commercial | Office | New | Food Preparation | Natural Gas | Commercial Food Prep Other | E6 |  | 0 | 0 | 0 | 0 | 0 | 0 | 0 | 0 | 0 | 0 | 0 | 0 | 0 | 0 | 0 | 0 | 0 | Normal | 0 | 0 | 0 | 0
Commercial Food Prep Other_New_ | Commercial | Office | New | Food Preparation | Natural Gas | Commercial Food Prep Other | E7 |  | 0 | 0 | 0 | 0 | 0 | 0 | 0 | 0 | 0 | 0 | 0 | 0 | 0 | 0 | 0 | 0 | 0 | Normal | 0 | 0 | 0 | 0
Commercial Food Prep Other_New_ | Commercial | Office | New | Food Preparation | Natural Gas | Commercial Food Prep Other | E8 |  | 0 | 0 | 0 | 0 | 0 | 0 | 0 | 0 | 0 | 0 | 0 | 0 | 0 | 0 | 0 | 0 | 0 | Normal | 0 | 0 | 0 | 0
Commercial Food Prep Other_New_ | Commercial | Office | New | Food Preparation | Natural Gas | Commercial Food Prep Other | E9 |  | 0 | 0 | 0 | 0 | 0 | 0 | 0 | 0 | 0 | 0 | 0 | 0 | 0 | 0 | 0 | 0 | 0 | Normal | 0 | 0 | 0 | 0
Commercial Food Prep Other_New_ | Commercial | Office | New | Food Preparation | Natural Gas | Commercial Food Prep Other | E10 |  | 0 | 0 | 0 | 0 | 0 | 0 | 0 | 0 | 0 | 0 | 0 | 0 | 0 | 0 | 0 | 0 | 0 | Normal | 0 | 0 | 0 | 0
Pool Heater_New_TE 82% (Standard) | Commercial | Office | New | Miscellaneous | Natural Gas | Pool Heater | E1 | TE 82% (Standard) | 1 | 0 | 0 | 0.0096024 | 0.0035036 | 0.00014555 | 0.013252 | 0 | 8 | 14 | 11 | 2023 | 2027 | 1 | 0 | 0 | 0 | Normal | 0 | 0.015869 | 0 | 0 |  | 1 units | 1 | 0 | 1.3382e-06 |  | 11859 | 6239.8015 | 2618.1698 | 108.77 |  | 2021 | 1
Pool Heater_New_TE 84% (Standard 2028) | Commercial | Office | New | Miscellaneous | Natural Gas | Pool Heater | E2 | TE 84% (Standard 2028) | 0.97622 | 0 | 0 | 0.010582 | 0.0034899 | 0.00014646 | 0.014219 | 0 | 8 | 14 | 11 | 2023 | 2050 | 1 | 0 | 0 | 0 | Normal | 0 | 0.015492 | 0 | 0 |  | 1 units | 1 | 0 | 1.3382e-06 |  | 11577 | 6876.516 | 2607.9824 | 109.45 |  | 2021 | 1
Pool Heater_New_TE 95% (Condensing) | Commercial | Office | New | Miscellaneous | Natural Gas | Pool Heater | E3 | TE 95% (Condensing) | 0.86323 | 0 | 0 | 0.013835 | 0.0038342 | 0.00016104 | 0.017831 | 0 | 8 | 14 | 11 | 2023 | 2050 | 1 | 0 | 0 | 0 | Normal | 0 | 0.013699 | 0 | 0 |  | 1 units | 1 | 0 | 1.3382e-06 |  | 10237 | 8990.4079 | 2865.215 | 120.34 |  | 2021 | 1
Pool Heater_New_ | Commercial | Office | New | Miscellaneous | Natural Gas | Pool Heater | E4 |  | 0 | 0 | 0 | 0 | 0 | 0 | 0 | 0 | 0 | 0 | 0 | 0 | 0 | 0 | 0 | 0 | 0 | Normal | 0 | 0 | 0 | 0
Pool Heater_New_ | Commercial | Office | New | Miscellaneous | Natural Gas | Pool Heater | E5 |  | 0 | 0 | 0 | 0 | 0 | 0 | 0 | 0 | 0 | 0 | 0 | 0 | 0 | 0 | 0 | 0 | 0 | Normal | 0 | 0 | 0 | 0
Pool Heater_New_ | Commercial | Office | New | Miscellaneous | Natural Gas | Pool Heater | E6 |  | 0 | 0 | 0 | 0 | 0 | 0 | 0 | 0 | 0 | 0 | 0 | 0 | 0 | 0 | 0 | 0 | 0 | Normal | 0 | 0 | 0 | 0
Pool Heater_New_ | Commercial | Office | New | Miscellaneous | Natural Gas | Pool Heater | E7 |  | 0 | 0 | 0 | 0 | 0 | 0 | 0 | 0 | 0 | 0 | 0 | 0 | 0 | 0 | 0 | 0 | 0 | Normal | 0 | 0 | 0 | 0
Pool Heater_New_ | Commercial | Office | New | Miscellaneous | Natural Gas | Pool Heater | E8 |  | 0 | 0 | 0 | 0 | 0 | 0 | 0 | 0 | 0 | 0 | 0 | 0 | 0 | 0 | 0 | 0 | 0 | Normal | 0 | 0 | 0 | 0
Pool Heater_New_ | Commercial | Office | New | Miscellaneous | Natural Gas | Pool Heater | E9 |  | 0 | 0 | 0 | 0 | 0 | 0 | 0 | 0 | 0 | 0 | 0 | 0 | 0 | 0 | 0 | 0 | 0 | Normal | 0 | 0 | 0 | 0
Pool Heater_New_ | Commercial | Office | New | Miscellaneous | Natural Gas | Pool Heater | E10 |  | 0 | 0 | 0 | 0 | 0 | 0 | 0 | 0 | 0 | 0 | 0 | 0 | 0 | 0 | 0 | 0 | 0 | Normal | 0 | 0 | 0 | 0
Other Miscellaneous_New_Miscellaneous | Commercial | Office | New | Miscellaneous | Natural Gas | Other Miscellaneous | E1 | Miscellaneous | 1 | 0 | 0 | 2.1041e-05 | 0 | 0 | 2.1041e-05 | 0 | 2 | 8 | 5 | 2023 | 2050 | 1 | 0 | 0 | 0 | Normal | 0 | 1.8054e-05 | 0 | 0 |  | 1 units | 1 | 0 | 1.8054e-05 |  | 1 | 1 | 0 | 0 |  | 2020 | 1.0135
Other Miscellaneous_New_ | Commercial | Office | New | Miscellaneous | Natural Gas | Other Miscellaneous | E2 |  | 0 | 0 | 0 | 0 | 0 | 0 | 0 | 0 | 0 | 0 | 0 | 0 | 0 | 0 | 0 | 0 | 0 | Normal | 0 | 0 | 0 | 0
Other Miscellaneous_New_ | Commercial | Office | New | Miscellaneous | Natural Gas | Other Miscellaneous | E3 |  | 0 | 0 | 0 | 0 | 0 | 0 | 0 | 0 | 0 | 0 | 0 | 0 | 0 | 0 | 0 | 0 | 0 | Normal | 0 | 0 | 0 | 0
Other Miscellaneous_New_ | Commercial | Office | New | Miscellaneous | Natural Gas | Other Miscellaneous | E4 |  | 0 | 0 | 0 | 0 | 0 | 0 | 0 | 0 | 0 | 0 | 0 | 0 | 0 | 0 | 0 | 0 | 0 | Normal | 0 | 0 | 0 | 0
Other Miscellaneous_New_ | Commercial | Office | New | Miscellaneous | Natural Gas | Other Miscellaneous | E5 |  | 0 | 0 | 0 | 0 | 0 | 0 | 0 | 0 | 0 | 0 | 0 | 0 | 0 | 0 | 0 | 0 | 0 | Normal | 0 | 0 | 0 | 0
Other Miscellaneous_New_ | Commercial | Office | New | Miscellaneous | Natural Gas | Other Miscellaneous | E6 |  | 0 | 0 | 0 | 0 | 0 | 0 | 0 | 0 | 0 | 0 | 0 | 0 | 0 | 0 | 0 | 0 | 0 | Normal | 0 | 0 | 0 | 0
Other Miscellaneous_New_ | Commercial | Office | New | Miscellaneous | Natural Gas | Other Miscellaneous | E7 |  | 0 | 0 | 0 | 0 | 0 | 0 | 0 | 0 | 0 | 0 | 0 | 0 | 0 | 0 | 0 | 0 | 0 | Normal | 0 | 0 | 0 | 0
Other Miscellaneous_New_ | Commercial | Office | New | Miscellaneous | Natural Gas | Other Miscellaneous | E8 |  | 0 | 0 | 0 | 0 | 0 | 0 | 0 | 0 | 0 | 0 | 0 | 0 | 0 | 0 | 0 | 0 | 0 | Normal | 0 | 0 | 0 | 0
Other Miscellaneous_New_ | Commercial | Office | New | Miscellaneous | Natural Gas | Other Miscellaneous | E9 |  | 0 | 0 | 0 | 0 | 0 | 0 | 0 | 0 | 0 | 0 | 0 | 0 | 0 | 0 | 0 | 0 | 0 | Normal | 0 | 0 | 0 | 0
Other Miscellaneous_New_ | Commercial | Office | New | Miscellaneous | Natural Gas | Other Miscellaneous | E10 |  | 0 | 0 | 0 | 0 | 0 | 0 | 0 | 0 | 0 | 0 | 0 | 0 | 0 | 0 | 0 | 0 | 0 | Normal | 0 | 0 | 0 | 0
Furnace_Existing_TE 80% | Commercial | Retail | Existing | Space Heating | Natural Gas | Furnace | E1 | TE 80% | 1 | 0 | 0 | 1.3422 | 1.2431 | 0 | 2.5853 | 0 | 17 | 29 | 23 | 2023 | 2022 | 1 | 0 | 0 | 0 | Normal | 0 | 0.18759 | 0 | 0 |  | 140 kBtu/hr | 140 | 0 | 0.0648 |  | 9482 | 2634.8 | 2806.1691 | 0 |  | 2022 | 0.95704
Furnace_Existing_TE 81% (2023 Standard) | Commercial | Restaurant | Existing | Space Heating | Natural Gas | Furnace | E2 | TE 81% (2023 Standard) | 0.89955 | 0 | 0 | 1.9642 | 1.7893 | 0 | 3.7536 | 0 | 17 | 29 | 23 | 2023 | 2050 | 1 | 0 | 0 | 0 | Normal | 0 | 0.14718 | 0 | 0 |  | 140 kBtu/hr | 140 | 0 | 0.092571 |  | 994 | 2699.0634 | 2827.5902 | 0 |  | 2022 | 0.95704
Furnace_Existing_TE 80% | Commercial | Grocery | Existing | Space Heating | Natural Gas | Furnace | E1 | TE 80% | 1 | 0 | 0 | 1.1185 | 1.0359 | 0 | 2.1544 | 0 | 17 | 29 | 23 | 2023 | 2022 | 1 | 0 | 0 | 0 | Normal | 0 | 0.0572 | 0 | 0 |  | 140 kBtu/hr | 140 | 0 | 0.054 |  | 16856 | 2634.8 | 2806.1691 | 0 |  | 2022 | 0.95704
Furnace_Existing_TE 96% | Commercial | Restaurant | Existing | Space Heating | Natural Gas | Furnace | E4 | TE 96% | 0.79072 | 0 | 0 | 5.0632 | 2.4573 | 0 | 7.5205 | 0 | 17 | 29 | 23 | 2023 | 2050 | 1 | 0 | 0 | 0 | Normal | 0 | 0.12937 | 0 | 0 |  | 140 kBtu/hr | 140 | 0 | 0.092571 |  | 873.75 | 6957.4606 | 3883.0501 | 0 |  | 2022 | 0.95704
Furnace_Existing_Dual-Fuel Heat Pump - TE 81% | Commercial | Restaurant | Existing | Space Heating | Natural Gas | Furnace | E5 | Dual-Fuel Heat Pump - TE 81% | 0.32 | 0 | 0 | 12.0038 | 1.7893 | 0.24421 | 14.0373 | 0 | 16 | 26 | 21 | 2023 | 2050 | 1 | 0 | 0 | 0 | Normal | 0 | 0.052356 | 0 | 0 |  | 140 kBtu/hr | 140 | 0 | 0.092571 |  | 353.6 | 16494.619 | 2827.5902 | 0 |  | 2022 | 0.95704
Furnace_Existing_Dual-Fuel Heat Pump - TE 96% | Commercial | Restaurant | Existing | Space Heating | Natural Gas | Furnace | E6 | Dual-Fuel Heat Pump - TE 96% | 0.2963 | 0 | 0 | 15.1027 | 2.4573 | 0.24421 | 17.8042 | 0 | 16 | 26 | 21 | 2023 | 2050 | 1 | 0 | 0 | 0 | Normal | 0 | 0.048478 | 0 | 0 |  | 140 kBtu/hr | 140 | 0 | 0.092571 |  | 327.4074 | 20753.0162 | 3883.0501 | 0 |  | 2022 | 0.95704
Furnace_Existing_ | Commercial | Restaurant | Existing | Space Heating | Natural Gas | Furnace | E7 |  | 0 | 0 | 0 | 0 | 0 | 0 | 0 | 0 | 0 | 0 | 0 | 0 | 0 | 0 | 0 | 0 | 0 | Normal | 0 | 0 | 0 | 0
Furnace_Existing_ | Commercial | Restaurant | Existing | Space Heating | Natural Gas | Furnace | E8 |  | 0 | 0 | 0 | 0 | 0 | 0 | 0 | 0 | 0 | 0 | 0 | 0 | 0 | 0 | 0 | 0 | 0 | Normal | 0 | 0 | 0 | 0
Furnace_Existing_ | Commercial | Restaurant | Existing | Space Heating | Natural Gas | Furnace | E9 |  | 0 | 0 | 0 | 0 | 0 | 0 | 0 | 0 | 0 | 0 | 0 | 0 | 0 | 0 | 0 | 0 | 0 | Normal | 0 | 0 | 0 | 0
Furnace_Existing_ | Commercial | Restaurant | Existing | Space Heating | Natural Gas | Furnace | E10 |  | 0 | 0 | 0 | 0 | 0 | 0 | 0 | 0 | 0 | 0 | 0 | 0 | 0 | 0 | 0 | 0 | 0 | Normal | 0 | 0 | 0 | 0
Boiler_Existing_TE 80% | Commercial | Restaurant | Existing | Space Heating | Natural Gas | Boiler | E1 | TE 80% | 1 | 0 | 0 | 3.1684 | 1.583 | 0 | 4.7514 | 0 | 19 | 31 | 25 | 2023 | 2023 | 1 | 0 | 0 | 0 | Normal | 0 | 0.97883 | 0 | 0 |  | 514 kBtu/hr | 514 | 0 | 0.092571 |  | 3930 | 14115.0337 | 8110 | 0 |  | 2015 | 1.0838
Boiler_Existing_TE 84% | Commercial | Restaurant | Existing | Space Heating | Natural Gas | Boiler | E2 | TE 84% | 0.95242 | 0 | 0 | 4.0059 | 1.583 | 0 | 5.5889 | 0 | 19 | 31 | 25 | 2023 | 2023 | 1 | 0 | 0 | 0 | Normal | 0 | 0.93226 | 0 | 0 |  | 514 kBtu/hr | 514 | 0 | 0.092571 |  | 3743 | 17846.3457 | 8110 | 0 |  | 2015 | 1.0838
Boiler_Existing_TE 90% (2024 WA Standard) | Commercial | Restaurant | Existing | Space Heating | Natural Gas | Boiler | E3 | TE 90% (2024 WA Standard) | 0.8888 | 0 | 0 | 5.1913 | 1.7812 | 0 | 6.9725 | 0 | 19 | 31 | 25 | 2023 | 2050 | 1 | 0 | 0 | 0 | Normal | 0 | 0.86999 | 0 | 0 |  | 514 kBtu/hr | 514 | 0 | 0.092571 |  | 3493 | 23127.2898 | 9125.5667 | 0 |  | 2015 | 1.0838
Boiler_Existing_TE 94% (ENERGY STAR 1.0) | Commercial | Restaurant | Existing | Space Heating | Natural Gas | Boiler | E4 | TE 94% (ENERGY STAR 1.0) | 0.85089 | 0 | 0 | 6.0136 | 1.7812 | 0 | 7.7948 | 0 | 19 | 31 | 25 | 2023 | 2050 | 1 | 0 | 0 | 0 | Normal | 0 | 0.83288 | 0 | 0 |  | 514 kBtu/hr | 514 | 0 | 0.092571 |  | 3344 | 26790.429 | 9125.5667 | 0 |  | 2015 | 1.0838
Boiler_Existing_TE 98% | Commercial | Restaurant | Existing | Space Heating | Natural Gas | Boiler | E5 | TE 98% | 0.81628 | 0 | 0 | 6.8358 | 1.7812 | 0 | 8.6171 | 0 | 19 | 31 | 25 | 2023 | 2050 | 1 | 0 | 0 | 0 | Normal | 0 | 0.79901 | 0 | 0 |  | 514 kBtu/hr | 514 | 0 | 0.092571 |  | 3208 | 30453.5682 | 9125.5667 | 0 |  | 2015 | 1.0838
Boiler_Existing_ | Commercial | Restaurant | Existing | Space Heating | Natural Gas | Boiler | E6 |  | 0 | 0 | 0 | 0 | 0 | 0 | 0 | 0 | 0 | 0 | 0 | 0 | 0 | 0 | 0 | 0 | 0 | Normal | 0 | 0 | 0 | 0
Boiler_Existing_ | Commercial | Restaurant | Existing | Space Heating | Natural Gas | Boiler | E7 |  | 0 | 0 | 0 | 0 | 0 | 0 | 0 | 0 | 0 | 0 | 0 | 0 | 0 | 0 | 0 | 0 | 0 | Normal | 0 | 0 | 0 | 0
Boiler_Existing_ | Commercial | Restaurant | Existing | Space Heating | Natural Gas | Boiler | E8 |  | 0 | 0 | 0 | 0 | 0 | 0 | 0 | 0 | 0 | 0 | 0 | 0 | 0 | 0 | 0 | 0 | 0 | Normal | 0 | 0 | 0 | 0
Boiler_Existing_ | Commercial | Restaurant | Existing | Space Heating | Natural Gas | Boiler | E9 |  | 0 | 0 | 0 | 0 | 0 | 0 | 0 | 0 | 0 | 0 | 0 | 0 | 0 | 0 | 0 | 0 | 0 | Normal | 0 | 0 | 0 | 0
Boiler_Existing_ | Commercial | Restaurant | Existing | Space Heating | Natural Gas | Boiler | E10 |  | 0 | 0 | 0 | 0 | 0 | 0 | 0 | 0 | 0 | 0 | 0 | 0 | 0 | 0 | 0 | 0 | 0 | Normal | 0 | 0 | 0 | 0
Unit Heater_Existing_Standard (TE 80%) | Commercial | Restaurant | Existing | Space Heating | Natural Gas | Unit Heater | E1 | Standard (TE 80%) | 1 | 0 | 0 | 0.056126 | 0.047874 | 0 | 0.104 | 0 | 9 | 15 | 12 | 2023 | 2050 | 1 | 0 | 0 | 0 | Normal | 0 | 0.082769 | 0 | 0 |  | 120 kBtu/hr | 120 | 0 | 3.6591e-05 |  | 2262 | 1274.4 | 1250.082 | 0 |  | 2018 | 1.0466
Unit Heater_Existing_Condensing (TE 90%) | Commercial | Restaurant | Existing | Space Heating | Natural Gas | Unit Heater | E2 | Condensing (TE 90%) | 0.86111 | 0 | 0 | 0.17948 | 0.057296 | 0 | 0.23677 | 0 | 9 | 15 | 12 | 2023 | 2050 | 1 | 0 | 0 | 0 | Normal | 0 | 0.071273 | 0 | 0 |  | 120 kBtu/hr | 120 | 0 | 3.6591e-05 |  | 1947.8333 | 4075.2 | 1496.122 | 0 |  | 2018 | 1.0466
Unit Heater_Existing_Infrared Radiant | Commercial | Restaurant | Existing | Space Heating | Natural Gas | Unit Heater | E3 | Infrared Radiant | 0.8 | 0 | 0 | 0.07753 | 0.047874 | 0 | 0.1254 | 0 | 9 | 15 | 12 | 2023 | 2050 | 1 | 0 | 0 | 0 | Normal | 0 | 0.066215 | 0 | 0 |  | 120 kBtu/hr | 120 | 0 | 3.6591e-05 |  | 1809.6 | 1760.4 | 1250.082 | 0 |  | 2018 | 1.0466
Unit Heater_Existing_ | Commercial | Restaurant | Existing | Space Heating | Natural Gas | Unit Heater | E4 |  | 0 | 0 | 0 | 0 | 0 | 0 | 0 | 0 | 0 | 0 | 0 | 0 | 0 | 0 | 0 | 0 | 0 | Normal | 0 | 0 | 0 | 0
Unit Heater_Existing_ | Commercial | Restaurant | Existing | Space Heating | Natural Gas | Unit Heater | E5 |  | 0 | 0 | 0 | 0 | 0 | 0 | 0 | 0 | 0 | 0 | 0 | 0 | 0 | 0 | 0 | 0 | 0 | Normal | 0 | 0 | 0 | 0
Unit Heater_Existing_ | Commercial | Restaurant | Existing | Space Heating | Natural Gas | Unit Heater | E6 |  | 0 | 0 | 0 | 0 | 0 | 0 | 0 | 0 | 0 | 0 | 0 | 0 | 0 | 0 | 0 | 0 | 0 | Normal | 0 | 0 | 0 | 0
Unit Heater_Existing_ | Commercial | Restaurant | Existing | Space Heating | Natural Gas | Unit Heater | E7 |  | 0 | 0 | 0 | 0 | 0 | 0 | 0 | 0 | 0 | 0 | 0 | 0 | 0 | 0 | 0 | 0 | 0 | Normal | 0 | 0 | 0 | 0
Unit Heater_Existing_ | Commercial | Restaurant | Existing | Space Heating | Natural Gas | Unit Heater | E8 |  | 0 | 0 | 0 | 0 | 0 | 0 | 0 | 0 | 0 | 0 | 0 | 0 | 0 | 0 | 0 | 0 | 0 | Normal | 0 | 0 | 0 | 0
Unit Heater_Existing_ | Commercial | Restaurant | Existing | Space Heating | Natural Gas | Unit Heater | E9 |  | 0 | 0 | 0 | 0 | 0 | 0 | 0 | 0 | 0 | 0 | 0 | 0 | 0 | 0 | 0 | 0 | 0 | Normal | 0 | 0 | 0 | 0
Unit Heater_Existing_ | Commercial | Restaurant | Existing | Space Heating | Natural Gas | Unit Heater | E10 |  | 0 | 0 | 0 | 0 | 0 | 0 | 0 | 0 | 0 | 0 | 0 | 0 | 0 | 0 | 0 | 0 | 0 | Normal | 0 | 0 | 0 | 0
Water Heater_Existing_TE 80% | Commercial | Restaurant | Existing | Water Heating | Natural Gas | Water Heater | E1 | TE 80% | 1 | 0 | 0 | 0.12247 | 0 | 0.005427 | 0.12789 | 0 | 8 | 12 | 10 | 2023 | 2050 | 1 | 0 | 0 | 0 | Normal | 0 | 0.19399 | 0 | 0 |  | 200 kBtu/hr | 200 | 0 | 0.0036402 |  | 762 | 6113.5678 | 0 | 311.5578 |  | 2022 | 0.95704
Water Heater_Existing_TE 94% (ENERGY STAR 2.0) | Commercial | Restaurant | Existing | Water Heating | Natural Gas | Water Heater | E2 | TE 94% (ENERGY STAR 2.0) | 0.85171 | 0 | 0 | 0.15132 | 0 | 0.0055846 | 0.15691 | 0 | 8 | 12 | 10 | 2023 | 2050 | 1 | 0 | 0 | 0 | Normal | 0 | 0.16522 | 0 | 0 |  | 200 kBtu/hr | 200 | 0 | 0.0036402 |  | 649 | 7554.1856 | 0 | 320.603 |  | 2022 | 0.95704
Water Heater_Existing_TE 96% (Instantaneous) | Commercial | Restaurant | Existing | Water Heating | Natural Gas | Water Heater | E3 | TE 96% (Instantaneous) | 0.83333 | 0 | 0 | 0.21631 | 0 | 0.0096787 | 0.22599 | 0 | 13 | 21 | 17 | 2023 | 2050 | 1 | 0 | 0 | 0 | Normal | 0 | 0.16166 | 0 | 0 |  | 200 kBtu/hr | 200 | 0 | 0.0036402 |  | 635 | 10798.4962 | 0 | 555.6391 |  | 2022 | 0.95704
Water Heater_Existing_ | Commercial | Restaurant | Existing | Water Heating | Natural Gas | Water Heater | E4 |  | 0 | 0 | 0 | 0 | 0 | 0 | 0 | 0 | 0 | 0 | 0 | 0 | 0 | 0 | 0 | 0 | 0 | Normal | 0 | 0 | 0 | 0
Water Heater_Existing_ | Commercial | Restaurant | Existing | Water Heating | Natural Gas | Water Heater | E5 |  | 0 | 0 | 0 | 0 | 0 | 0 | 0 | 0 | 0 | 0 | 0 | 0 | 0 | 0 | 0 | 0 | 0 | Normal | 0 | 0 | 0 | 0
Water Heater_Existing_ | Commercial | Restaurant | Existing | Water Heating | Natural Gas | Water Heater | E6 |  | 0 | 0 | 0 | 0 | 0 | 0 | 0 | 0 | 0 | 0 | 0 | 0 | 0 | 0 | 0 | 0 | 0 | Normal | 0 | 0 | 0 | 0
Water Heater_Existing_ | Commercial | Restaurant | Existing | Water Heating | Natural Gas | Water Heater | E7 |  | 0 | 0 | 0 | 0 | 0 | 0 | 0 | 0 | 0 | 0 | 0 | 0 | 0 | 0 | 0 | 0 | 0 | Normal | 0 | 0 | 0 | 0
Water Heater_Existing_ | Commercial | Restaurant | Existing | Water Heating | Natural Gas | Water Heater | E8 |  | 0 | 0 | 0 | 0 | 0 | 0 | 0 | 0 | 0 | 0 | 0 | 0 | 0 | 0 | 0 | 0 | 0 | Normal | 0 | 0 | 0 | 0
Water Heater_Existing_ | Commercial | Restaurant | Existing | Water Heating | Natural Gas | Water Heater | E9 |  | 0 | 0 | 0 | 0 | 0 | 0 | 0 | 0 | 0 | 0 | 0 | 0 | 0 | 0 | 0 | 0 | 0 | Normal | 0 | 0 | 0 | 0
Water Heater_Existing_ | Commercial | Restaurant | Existing | Water Heating | Natural Gas | Water Heater | E10 |  | 0 | 0 | 0 | 0 | 0 | 0 | 0 | 0 | 0 | 0 | 0 | 0 | 0 | 0 | 0 | 0 | 0 | Normal | 0 | 0 | 0 | 0
Oven_Existing_Standard | Commercial | Restaurant | Existing | Food Preparation | Natural Gas | Oven | E1 | Standard | 1 | 0 | 0 | 18.9821 | 0 | 0 | 18.9821 | 0 | 9 | 15 | 12 | 2023 | 2050 | 1 | 0 | 0 | 0 | Normal | 0 | 0.90862 | 0 | 0 |  | 1 units | 1 | 0 | 0.00075967 |  | 1196.0712 | 20292 | 0 | 0 |  | 2016 | 1.0708
Oven_Existing_ENERGY STAR (3.0) | Commercial | Restaurant | Existing | Food Preparation | Natural Gas | Oven | E2 | ENERGY STAR (3.0) | 0.5676 | 0 | 0 | 22.9269 | 0 | 0 | 22.9269 | 0 | 9 | 15 | 12 | 2023 | 2050 | 1 | 0 | 0 | 0 | Normal | 0 | 0.51573 | 0 | 0 |  | 1 units | 1 | 0 | 0.00075967 |  | 678.8891 | 24509 | 0 | 0 |  | 2016 | 1.0708
Oven_Existing_ | Commercial | Restaurant | Existing | Food Preparation | Natural Gas | Oven | E3 |  | 0 | 0 | 0 | 0 | 0 | 0 | 0 | 0 | 0 | 0 | 0 | 0 | 0 | 0 | 0 | 0 | 0 | Normal | 0 | 0 | 0 | 0
Oven_Existing_ | Commercial | Restaurant | Existing | Food Preparation | Natural Gas | Oven | E4 |  | 0 | 0 | 0 | 0 | 0 | 0 | 0 | 0 | 0 | 0 | 0 | 0 | 0 | 0 | 0 | 0 | 0 | Normal | 0 | 0 | 0 | 0
Oven_Existing_ | Commercial | Restaurant | Existing | Food Preparation | Natural Gas | Oven | E5 |  | 0 | 0 | 0 | 0 | 0 | 0 | 0 | 0 | 0 | 0 | 0 | 0 | 0 | 0 | 0 | 0 | 0 | Normal | 0 | 0 | 0 | 0
Oven_Existing_ | Commercial | Restaurant | Existing | Food Preparation | Natural Gas | Oven | E6 |  | 0 | 0 | 0 | 0 | 0 | 0 | 0 | 0 | 0 | 0 | 0 | 0 | 0 | 0 | 0 | 0 | 0 | Normal | 0 | 0 | 0 | 0
Oven_Existing_ | Commercial | Restaurant | Existing | Food Preparation | Natural Gas | Oven | E7 |  | 0 | 0 | 0 | 0 | 0 | 0 | 0 | 0 | 0 | 0 | 0 | 0 | 0 | 0 | 0 | 0 | 0 | Normal | 0 | 0 | 0 | 0
Oven_Existing_ | Commercial | Restaurant | Existing | Food Preparation | Natural Gas | Oven | E8 |  | 0 | 0 | 0 | 0 | 0 | 0 | 0 | 0 | 0 | 0 | 0 | 0 | 0 | 0 | 0 | 0 | 0 | Normal | 0 | 0 | 0 | 0
Oven_Existing_ | Commercial | Restaurant | Existing | Food Preparation | Natural Gas | Oven | E9 |  | 0 | 0 | 0 | 0 | 0 | 0 | 0 | 0 | 0 | 0 | 0 | 0 | 0 | 0 | 0 | 0 | 0 | Normal | 0 | 0 | 0 | 0
Oven_Existing_ | Commercial | Restaurant | Existing | Food Preparation | Natural Gas | Oven | E10 |  | 0 | 0 | 0 | 0 | 0 | 0 | 0 | 0 | 0 | 0 | 0 | 0 | 0 | 0 | 0 | 0 | 0 | Normal | 0 | 0 | 0 | 0
Conveyor Oven_Existing_Standard | Commercial | Restaurant | Existing | Food Preparation | Natural Gas | Conveyor Oven | E1 | Standard | 1 | 0 | 0 | 9.4487 | 0 | 0 | 9.4487 | 0 | 9 | 15 | 12 | 2023 | 2050 | 1 | 0 | 0 | 0 | Normal | 0 | 0.78864 | 0 | 0 |  | 1 units | 1 | 0 | 0.0003414 |  | 2310 | 27984.53 | 0 | 0 |  | 2024 | 0.85998
Conveyor Oven_Existing_Efficient (>42% Baking Efficiency) | Commercial | Restaurant | Existing | Food Preparation | Natural Gas | Conveyor Oven | E2 | Efficient (>42% Baking Efficiency) | 0.78355 | 0 | 0 | 10.1528 | 0 | 0 | 10.1528 | 0 | 9 | 15 | 12 | 2023 | 2050 | 1 | 0 | 0 | 0 | Normal | 0 | 0.61794 | 0 | 0 |  | 1 units | 1 | 0 | 0.0003414 |  | 1810 | 30069.91 | 0 | 0 |  | 2024 | 0.85998
Conveyor Oven_Existing_ | Commercial | Restaurant | Existing | Food Preparation | Natural Gas | Conveyor Oven | E3 |  | 0 | 0 | 0 | 0 | 0 | 0 | 0 | 0 | 0 | 0 | 0 | 0 | 0 | 0 | 0 | 0 | 0 | Normal | 0 | 0 | 0 | 0
Conveyor Oven_Existing_ | Commercial | Restaurant | Existing | Food Preparation | Natural Gas | Conveyor Oven | E4 |  | 0 | 0 | 0 | 0 | 0 | 0 | 0 | 0 | 0 | 0 | 0 | 0 | 0 | 0 | 0 | 0 | 0 | Normal | 0 | 0 | 0 | 0
Conveyor Oven_Existing_ | Commercial | Restaurant | Existing | Food Preparation | Natural Gas | Conveyor Oven | E5 |  | 0 | 0 | 0 | 0 | 0 | 0 | 0 | 0 | 0 | 0 | 0 | 0 | 0 | 0 | 0 | 0 | 0 | Normal | 0 | 0 | 0 | 0
Conveyor Oven_Existing_ | Commercial | Restaurant | Existing | Food Preparation | Natural Gas | Conveyor Oven | E6 |  | 0 | 0 | 0 | 0 | 0 | 0 | 0 | 0 | 0 | 0 | 0 | 0 | 0 | 0 | 0 | 0 | 0 | Normal | 0 | 0 | 0 | 0
Conveyor Oven_Existing_ | Commercial | Restaurant | Existing | Food Preparation | Natural Gas | Conveyor Oven | E7 |  | 0 | 0 | 0 | 0 | 0 | 0 | 0 | 0 | 0 | 0 | 0 | 0 | 0 | 0 | 0 | 0 | 0 | Normal | 0 | 0 | 0 | 0
Conveyor Oven_Existing_ | Commercial | Restaurant | Existing | Food Preparation | Natural Gas | Conveyor Oven | E8 |  | 0 | 0 | 0 | 0 | 0 | 0 | 0 | 0 | 0 | 0 | 0 | 0 | 0 | 0 | 0 | 0 | 0 | Normal | 0 | 0 | 0 | 0
Conveyor Oven_Existing_ | Commercial | Restaurant | Existing | Food Preparation | Natural Gas | Conveyor Oven | E9 |  | 0 | 0 | 0 | 0 | 0 | 0 | 0 | 0 | 0 | 0 | 0 | 0 | 0 | 0 | 0 | 0 | 0 | Normal | 0 | 0 | 0 | 0
Conveyor Oven_Existing_ | Commercial | Restaurant | Existing | Food Preparation | Natural Gas | Conveyor Oven | E10 |  | 0 | 0 | 0 | 0 | 0 | 0 | 0 | 0 | 0 | 0 | 0 | 0 | 0 | 0 | 0 | 0 | 0 | Normal | 0 | 0 | 0 | 0
Rack Oven_Existing_Standard | Commercial | Restaurant | Existing | Food Preparation | Natural Gas | Rack Oven | E1 | Standard | 1 | 0 | 0 | 6.3219 | 0 | 0 | 6.3219 | 0 | 10 | 17 | 13.5 | 2023 | 2050 | 1 | 0 | 0 | 0 | Normal | 0 | 0.75903 | 0 | 0 |  | 1 units | 1 | 0 | 0.00034117 |  | 2224.7707 | 18736.2411 | 0 | 0 |  | 2024 | 0.85998
Rack Oven_Existing_ENERGY STAR (3.0) | Commercial | Restaurant | Existing | Food Preparation | Natural Gas | Rack Oven | E2 | ENERGY STAR (3.0) | 0.84734 | 0 | 0 | 6.8442 | 0 | 0 | 6.8442 | 0 | 10 | 17 | 13.5 | 2023 | 2050 | 1 | 0 | 0 | 0 | Normal | 0 | 0.64316 | 0 | 0 |  | 1 units | 1 | 0 | 0.00034117 |  | 1885.1273 | 20284.2411 | 0 | 0 |  | 2024 | 0.85998
Rack Oven_Existing_ | Commercial | Restaurant | Existing | Food Preparation | Natural Gas | Rack Oven | E3 |  | 0 | 0 | 0 | 0 | 0 | 0 | 0 | 0 | 0 | 0 | 0 | 0 | 0 | 0 | 0 | 0 | 0 | Normal | 0 | 0 | 0 | 0
Rack Oven_Existing_ | Commercial | Restaurant | Existing | Food Preparation | Natural Gas | Rack Oven | E4 |  | 0 | 0 | 0 | 0 | 0 | 0 | 0 | 0 | 0 | 0 | 0 | 0 | 0 | 0 | 0 | 0 | 0 | Normal | 0 | 0 | 0 | 0
Rack Oven_Existing_ | Commercial | Restaurant | Existing | Food Preparation | Natural Gas | Rack Oven | E5 |  | 0 | 0 | 0 | 0 | 0 | 0 | 0 | 0 | 0 | 0 | 0 | 0 | 0 | 0 | 0 | 0 | 0 | Normal | 0 | 0 | 0 | 0
Rack Oven_Existing_ | Commercial | Restaurant | Existing | Food Preparation | Natural Gas | Rack Oven | E6 |  | 0 | 0 | 0 | 0 | 0 | 0 | 0 | 0 | 0 | 0 | 0 | 0 | 0 | 0 | 0 | 0 | 0 | Normal | 0 | 0 | 0 | 0
Rack Oven_Existing_ | Commercial | Restaurant | Existing | Food Preparation | Natural Gas | Rack Oven | E7 |  | 0 | 0 | 0 | 0 | 0 | 0 | 0 | 0 | 0 | 0 | 0 | 0 | 0 | 0 | 0 | 0 | 0 | Normal | 0 | 0 | 0 | 0
Rack Oven_Existing_ | Commercial | Restaurant | Existing | Food Preparation | Natural Gas | Rack Oven | E8 |  | 0 | 0 | 0 | 0 | 0 | 0 | 0 | 0 | 0 | 0 | 0 | 0 | 0 | 0 | 0 | 0 | 0 | Normal | 0 | 0 | 0 | 0
Rack Oven_Existing_ | Commercial | Restaurant | Existing | Food Preparation | Natural Gas | Rack Oven | E9 |  | 0 | 0 | 0 | 0 | 0 | 0 | 0 | 0 | 0 | 0 | 0 | 0 | 0 | 0 | 0 | 0 | 0 | Normal | 0 | 0 | 0 | 0
Rack Oven_Existing_ | Commercial | Restaurant | Existing | Food Preparation | Natural Gas | Rack Oven | E10 |  | 0 | 0 | 0 | 0 | 0 | 0 | 0 | 0 | 0 | 0 | 0 | 0 | 0 | 0 | 0 | 0 | 0 | Normal | 0 | 0 | 0 | 0
Fryer_Existing_Standard | Commercial | Restaurant | Existing | Food Preparation | Natural Gas | Fryer | E1 | Standard | 1 | 0 | 0 | 5.0406 | 0 | 0 | 5.0406 | 0 | 8 | 14 | 11 | 2023 | 2021 | 1 | 0 | 0 | 0 | Normal | 0 | 1.4401 | 0 | 0 |  | 1 units | 1 | 0 | 0.0018906 |  | 761.7258 | 2695.9053 | 0 | 0 |  | 2024 | 0.85998
Fryer_Existing_ENERGY STAR (3.0) | Commercial | Restaurant | Existing | Food Preparation | Natural Gas | Fryer | E2 | ENERGY STAR (3.0) | 0.74928 | 0 | 0 | 23.4576 | 0 | 0 | 23.4576 | 0 | 8 | 14 | 11 | 2023 | 2050 | 1 | 0 | 0 | 0 | Normal | 0 | 1.079 | 0 | 0 |  | 1 units | 1 | 0 | 0.0018906 |  | 570.7473 | 12546.0625 | 0 | 0 |  | 2024 | 0.85998
Fryer_Existing_ | Commercial | Restaurant | Existing | Food Preparation | Natural Gas | Fryer | E3 |  | 0 | 0 | 0 | 0 | 0 | 0 | 0 | 0 | 0 | 0 | 0 | 0 | 0 | 0 | 0 | 0 | 0 | Normal | 0 | 0 | 0 | 0
Fryer_Existing_ | Commercial | Restaurant | Existing | Food Preparation | Natural Gas | Fryer | E4 |  | 0 | 0 | 0 | 0 | 0 | 0 | 0 | 0 | 0 | 0 | 0 | 0 | 0 | 0 | 0 | 0 | 0 | Normal | 0 | 0 | 0 | 0
Fryer_Existing_ | Commercial | Restaurant | Existing | Food Preparation | Natural Gas | Fryer | E5 |  | 0 | 0 | 0 | 0 | 0 | 0 | 0 | 0 | 0 | 0 | 0 | 0 | 0 | 0 | 0 | 0 | 0 | Normal | 0 | 0 | 0 | 0
Fryer_Existing_ | Commercial | Restaurant | Existing | Food Preparation | Natural Gas | Fryer | E6 |  | 0 | 0 | 0 | 0 | 0 | 0 | 0 | 0 | 0 | 0 | 0 | 0 | 0 | 0 | 0 | 0 | 0 | Normal | 0 | 0 | 0 | 0
Fryer_Existing_ | Commercial | Restaurant | Existing | Food Preparation | Natural Gas | Fryer | E7 |  | 0 | 0 | 0 | 0 | 0 | 0 | 0 | 0 | 0 | 0 | 0 | 0 | 0 | 0 | 0 | 0 | 0 | Normal | 0 | 0 | 0 | 0
Fryer_Existing_ | Commercial | Restaurant | Existing | Food Preparation | Natural Gas | Fryer | E8 |  | 0 | 0 | 0 | 0 | 0 | 0 | 0 | 0 | 0 | 0 | 0 | 0 | 0 | 0 | 0 | 0 | 0 | Normal | 0 | 0 | 0 | 0
Fryer_Existing_ | Commercial | Restaurant | Existing | Food Preparation | Natural Gas | Fryer | E9 |  | 0 | 0 | 0 | 0 | 0 | 0 | 0 | 0 | 0 | 0 | 0 | 0 | 0 | 0 | 0 | 0 | 0 | Normal | 0 | 0 | 0 | 0
Fryer_Existing_ | Commercial | Restaurant | Existing | Food Preparation | Natural Gas | Fryer | E10 |  | 0 | 0 | 0 | 0 | 0 | 0 | 0 | 0 | 0 | 0 | 0 | 0 | 0 | 0 | 0 | 0 | 0 | Normal | 0 | 0 | 0 | 0
Broiler_Existing_Typical | Commercial | Restaurant | Existing | Food Preparation | Natural Gas | Broiler | E1 | Typical | 1 | 0 | 0 | 4.9058 | 0 | 0 | 4.9058 | 0 | 9 | 15 | 12 | 2023 | 2050 | 0.5 | 0 | 0 | 0 | Normal | 0 | 1.1531 | 0 | 0 |  | 1 units | 1 | 0 | 0.0010173 |  | 1133.496 | 4687.5 | 0 | 0 |  | 2023 | 0.89459
Broiler_Existing_Infrared Burners | Commercial | Restaurant | Existing | Food Preparation | Natural Gas | Broiler | E2 | Infrared Burners | 0.63295 | 0 | 0 | 6.8419 | 0 | 0 | 6.8419 | 0 | 9 | 15 | 12 | 2023 | 2050 | 0.5 | 0 | 0 | 0 | Normal | 0 | 0.72985 | 0 | 0 |  | 1 units | 1 | 0 | 0.0010173 |  | 717.444 | 6537.5 | 0 | 0 |  | 2023 | 0.89459
Broiler_Existing_ | Commercial | Restaurant | Existing | Food Preparation | Natural Gas | Broiler | E3 |  | 0 | 0 | 0 | 0 | 0 | 0 | 0 | 0 | 0 | 0 | 0 | 0 | 0 | 0 | 0 | 0 | 0 | Normal | 0 | 0 | 0 | 0
Broiler_Existing_ | Commercial | Restaurant | Existing | Food Preparation | Natural Gas | Broiler | E4 |  | 0 | 0 | 0 | 0 | 0 | 0 | 0 | 0 | 0 | 0 | 0 | 0 | 0 | 0 | 0 | 0 | 0 | Normal | 0 | 0 | 0 | 0
Broiler_Existing_ | Commercial | Restaurant | Existing | Food Preparation | Natural Gas | Broiler | E5 |  | 0 | 0 | 0 | 0 | 0 | 0 | 0 | 0 | 0 | 0 | 0 | 0 | 0 | 0 | 0 | 0 | 0 | Normal | 0 | 0 | 0 | 0
Broiler_Existing_ | Commercial | Restaurant | Existing | Food Preparation | Natural Gas | Broiler | E6 |  | 0 | 0 | 0 | 0 | 0 | 0 | 0 | 0 | 0 | 0 | 0 | 0 | 0 | 0 | 0 | 0 | 0 | Normal | 0 | 0 | 0 | 0
Broiler_Existing_ | Commercial | Restaurant | Existing | Food Preparation | Natural Gas | Broiler | E7 |  | 0 | 0 | 0 | 0 | 0 | 0 | 0 | 0 | 0 | 0 | 0 | 0 | 0 | 0 | 0 | 0 | 0 | Normal | 0 | 0 | 0 | 0
Broiler_Existing_ | Commercial | Restaurant | Existing | Food Preparation | Natural Gas | Broiler | E8 |  | 0 | 0 | 0 | 0 | 0 | 0 | 0 | 0 | 0 | 0 | 0 | 0 | 0 | 0 | 0 | 0 | 0 | Normal | 0 | 0 | 0 | 0
Broiler_Existing_ | Commercial | Restaurant | Existing | Food Preparation | Natural Gas | Broiler | E9 |  | 0 | 0 | 0 | 0 | 0 | 0 | 0 | 0 | 0 | 0 | 0 | 0 | 0 | 0 | 0 | 0 | 0 | Normal | 0 | 0 | 0 | 0
Broiler_Existing_ | Commercial | Restaurant | Existing | Food Preparation | Natural Gas | Broiler | E10 |  | 0 | 0 | 0 | 0 | 0 | 0 | 0 | 0 | 0 | 0 | 0 | 0 | 0 | 0 | 0 | 0 | 0 | Normal | 0 | 0 | 0 | 0
Griddle_Existing_ | Commercial | Grocery | Existing | Food Preparation | Natural Gas | Griddle | E7 |  | 0 | 0 | 0 | 0 | 0 | 0 | 0 | 0 | 0 | 0 | 0 | 0 | 0 | 0 | 0 | 0 | 0 | Normal | 0 | 0 | 0 | 0
Griddle_Existing_ | Commercial | Grocery | Existing | Food Preparation | Natural Gas | Griddle | E8 |  | 0 | 0 | 0 | 0 | 0 | 0 | 0 | 0 | 0 | 0 | 0 | 0 | 0 | 0 | 0 | 0 | 0 | Normal | 0 | 0 | 0 | 0
Griddle_Existing_ | Commercial | Grocery | Existing | Food Preparation | Natural Gas | Griddle | E9 |  | 0 | 0 | 0 | 0 | 0 | 0 | 0 | 0 | 0 | 0 | 0 | 0 | 0 | 0 | 0 | 0 | 0 | Normal | 0 | 0 | 0 | 0
Griddle_Existing_ | Commercial | Grocery | Existing | Food Preparation | Natural Gas | Griddle | E10 |  | 0 | 0 | 0 | 0 | 0 | 0 | 0 | 0 | 0 | 0 | 0 | 0 | 0 | 0 | 0 | 0 | 0 | Normal | 0 | 0 | 0 | 0
Griddle_Existing_ | Commercial | Healthcare | Existing | Food Preparation | Natural Gas | Griddle | E4 |  | 0 | 0 | 0 | 0 | 0 | 0 | 0 | 0 | 0 | 0 | 0 | 0 | 0 | 0 | 0 | 0 | 0 | Normal | 0 | 0 | 0 | 0
Griddle_Existing_ | Commercial | Healthcare | Existing | Food Preparation | Natural Gas | Griddle | E5 |  | 0 | 0 | 0 | 0 | 0 | 0 | 0 | 0 | 0 | 0 | 0 | 0 | 0 | 0 | 0 | 0 | 0 | Normal | 0 | 0 | 0 | 0
Griddle_Existing_ | Commercial | Healthcare | Existing | Food Preparation | Natural Gas | Griddle | E6 |  | 0 | 0 | 0 | 0 | 0 | 0 | 0 | 0 | 0 | 0 | 0 | 0 | 0 | 0 | 0 | 0 | 0 | Normal | 0 | 0 | 0 | 0
Griddle_Existing_ | Commercial | Healthcare | Existing | Food Preparation | Natural Gas | Griddle | E7 |  | 0 | 0 | 0 | 0 | 0 | 0 | 0 | 0 | 0 | 0 | 0 | 0 | 0 | 0 | 0 | 0 | 0 | Normal | 0 | 0 | 0 | 0
Griddle_Existing_ | Commercial | Healthcare | Existing | Food Preparation | Natural Gas | Griddle | E8 |  | 0 | 0 | 0 | 0 | 0 | 0 | 0 | 0 | 0 | 0 | 0 | 0 | 0 | 0 | 0 | 0 | 0 | Normal | 0 | 0 | 0 | 0
Griddle_Existing_ | Commercial | Healthcare | Existing | Food Preparation | Natural Gas | Griddle | E9 |  | 0 | 0 | 0 | 0 | 0 | 0 | 0 | 0 | 0 | 0 | 0 | 0 | 0 | 0 | 0 | 0 | 0 | Normal | 0 | 0 | 0 | 0
Range_Existing_Typical | Commercial | Restaurant | Existing | Food Preparation | Natural Gas | Range | E1 | Typical | 1 | 0 | 0 | 2.5615 | 0 | 0 | 2.5615 | 0 | 9 | 15 | 12 | 2023 | 2050 | 1 | 0 | 0 | 0 | Normal | 0 | 1.0095 | 0 | 0 |  | 1 units | 1 | 0 | 0.0012186 |  | 857.4828 | 2043.1823 | 0 | 0 |  | 2023 | 0.89459
Range_Existing_High Efficiency | Commercial | Restaurant | Existing | Food Preparation | Natural Gas | Range | E2 | High Efficiency | 0.75981 | 0 | 0 | 3.2008 | 0 | 0 | 3.2008 | 0 | 9 | 15 | 12 | 2023 | 2050 | 1 | 0 | 0 | 0 | Normal | 0 | 0.76703 | 0 | 0 |  | 1 units | 1 | 0 | 0.0012186 |  | 651.5262 | 2553.125 | 0 | 0 |  | 2023 | 0.89459
Range_Existing_ | Commercial | Restaurant | Existing | Food Preparation | Natural Gas | Range | E3 |  | 0 | 0 | 0 | 0 | 0 | 0 | 0 | 0 | 0 | 0 | 0 | 0 | 0 | 0 | 0 | 0 | 0 | Normal | 0 | 0 | 0 | 0
Range_Existing_ | Commercial | Restaurant | Existing | Food Preparation | Natural Gas | Range | E4 |  | 0 | 0 | 0 | 0 | 0 | 0 | 0 | 0 | 0 | 0 | 0 | 0 | 0 | 0 | 0 | 0 | 0 | Normal | 0 | 0 | 0 | 0
Range_Existing_ | Commercial | Restaurant | Existing | Food Preparation | Natural Gas | Range | E5 |  | 0 | 0 | 0 | 0 | 0 | 0 | 0 | 0 | 0 | 0 | 0 | 0 | 0 | 0 | 0 | 0 | 0 | Normal | 0 | 0 | 0 | 0
Range_Existing_ | Commercial | Restaurant | Existing | Food Preparation | Natural Gas | Range | E6 |  | 0 | 0 | 0 | 0 | 0 | 0 | 0 | 0 | 0 | 0 | 0 | 0 | 0 | 0 | 0 | 0 | 0 | Normal | 0 | 0 | 0 | 0
Range_Existing_ | Commercial | Restaurant | Existing | Food Preparation | Natural Gas | Range | E7 |  | 0 | 0 | 0 | 0 | 0 | 0 | 0 | 0 | 0 | 0 | 0 | 0 | 0 | 0 | 0 | 0 | 0 | Normal | 0 | 0 | 0 | 0
Range_Existing_ | Commercial | Restaurant | Existing | Food Preparation | Natural Gas | Range | E8 |  | 0 | 0 | 0 | 0 | 0 | 0 | 0 | 0 | 0 | 0 | 0 | 0 | 0 | 0 | 0 | 0 | 0 | Normal | 0 | 0 | 0 | 0
Range_Existing_ | Commercial | Restaurant | Existing | Food Preparation | Natural Gas | Range | E9 |  | 0 | 0 | 0 | 0 | 0 | 0 | 0 | 0 | 0 | 0 | 0 | 0 | 0 | 0 | 0 | 0 | 0 | Normal | 0 | 0 | 0 | 0
Range_Existing_ | Commercial | Restaurant | Existing | Food Preparation | Natural Gas | Range | E10 |  | 0 | 0 | 0 | 0 | 0 | 0 | 0 | 0 | 0 | 0 | 0 | 0 | 0 | 0 | 0 | 0 | 0 | Normal | 0 | 0 | 0 | 0
Steamer_Existing_Typical | Commercial | Restaurant | Existing | Food Preparation | Natural Gas | Steamer | E1 | Typical | 1 | 0 | 0 | 71.591 | 0 | 0 | 71.591 | 0 | 9 | 15 | 12 | 2023 | 2021 | 1 | 0 | 0 | 0 | Normal | 0 | 2.4747 | 0 | 0 |  | 1 units | 1 | 0 | 0.003752 |  | 659.5559 | 19293.381 | 0 | 0 |  | 2024 | 0.85998
Steamer_Existing_ENERGY STAR (1.2) | Commercial | Restaurant | Existing | Food Preparation | Natural Gas | Steamer | E2 | ENERGY STAR (1.2) | 0.37076 | 0 | 0 | 63.6915 | 0 | -4.481 | 59.2105 | 0 | 9 | 15 | 12 | 2023 | 2050 | 1 | 0 | 0 | 0 | Normal | 0 | 0.91751 | 0 | 0 |  | 1 units | 1 | 0 | 0.003752 |  | 244.5384 | 17164.5079 | 0 | -1388.7391 |  | 2024 | 0.85998
Steamer_Existing_ | Commercial | Restaurant | Existing | Food Preparation | Natural Gas | Steamer | E3 |  | 0 | 0 | 0 | 0 | 0 | 0 | 0 | 0 | 0 | 0 | 0 | 0 | 0 | 0 | 0 | 0 | 0 | Normal | 0 | 0 | 0 | 0
Steamer_Existing_ | Commercial | Restaurant | Existing | Food Preparation | Natural Gas | Steamer | E4 |  | 0 | 0 | 0 | 0 | 0 | 0 | 0 | 0 | 0 | 0 | 0 | 0 | 0 | 0 | 0 | 0 | 0 | Normal | 0 | 0 | 0 | 0
Steamer_Existing_ | Commercial | Restaurant | Existing | Food Preparation | Natural Gas | Steamer | E5 |  | 0 | 0 | 0 | 0 | 0 | 0 | 0 | 0 | 0 | 0 | 0 | 0 | 0 | 0 | 0 | 0 | 0 | Normal | 0 | 0 | 0 | 0
Steamer_Existing_ | Commercial | Restaurant | Existing | Food Preparation | Natural Gas | Steamer | E6 |  | 0 | 0 | 0 | 0 | 0 | 0 | 0 | 0 | 0 | 0 | 0 | 0 | 0 | 0 | 0 | 0 | 0 | Normal | 0 | 0 | 0 | 0
Steamer_Existing_ | Commercial | Restaurant | Existing | Food Preparation | Natural Gas | Steamer | E7 |  | 0 | 0 | 0 | 0 | 0 | 0 | 0 | 0 | 0 | 0 | 0 | 0 | 0 | 0 | 0 | 0 | 0 | Normal | 0 | 0 | 0 | 0
Steamer_Existing_ | Commercial | Restaurant | Existing | Food Preparation | Natural Gas | Steamer | E8 |  | 0 | 0 | 0 | 0 | 0 | 0 | 0 | 0 | 0 | 0 | 0 | 0 | 0 | 0 | 0 | 0 | 0 | Normal | 0 | 0 | 0 | 0
Steamer_Existing_ | Commercial | Restaurant | Existing | Food Preparation | Natural Gas | Steamer | E9 |  | 0 | 0 | 0 | 0 | 0 | 0 | 0 | 0 | 0 | 0 | 0 | 0 | 0 | 0 | 0 | 0 | 0 | Normal | 0 | 0 | 0 | 0
Steamer_Existing_ | Commercial | Restaurant | Existing | Food Preparation | Natural Gas | Steamer | E10 |  | 0 | 0 | 0 | 0 | 0 | 0 | 0 | 0 | 0 | 0 | 0 | 0 | 0 | 0 | 0 | 0 | 0 | Normal | 0 | 0 | 0 | 0
Commercial Food Prep Other_Existing_Standard | Commercial | Restaurant | Existing | Food Preparation | Natural Gas | Commercial Food Prep Other | E1 | Standard | 1 | 0 | 0 | 0.34008 | 0 | 0 | 0.34008 | 0 | 8 | 12 | 10 | 2023 | 2050 | 1 | 0 | 0 | 0 | Normal | 0 | 0.35612 | 0 | 0 |  | 1 units | 1 | 0 | 0.00025023 |  | 1423.18 | 1000 | 0 | 0 |  | 2010 | 1.1818
Commercial Food Prep Other_Existing_Efficient | Commercial | Restaurant | Existing | Food Preparation | Natural Gas | Commercial Food Prep Other | E2 | Efficient | 0.72179 | 0 | 0 | 0.42954 | 0 | 0 | 0.42954 | 0 | 8 | 12 | 10 | 2023 | 2050 | 1 | 0 | 0 | 0 | Normal | 0 | 0.25704 | 0 | 0 |  | 1 units | 1 | 0 | 0.00025023 |  | 1027.2384 | 1263.0334 | 0 | 0 |  | 2010 | 1.1818
Commercial Food Prep Other_Existing_ | Commercial | Restaurant | Existing | Food Preparation | Natural Gas | Commercial Food Prep Other | E3 |  | 0 | 0 | 0 | 0 | 0 | 0 | 0 | 0 | 0 | 0 | 0 | 0 | 0 | 0 | 0 | 0 | 0 | Normal | 0 | 0 | 0 | 0
Commercial Food Prep Other_Existing_ | Commercial | Restaurant | Existing | Food Preparation | Natural Gas | Commercial Food Prep Other | E4 |  | 0 | 0 | 0 | 0 | 0 | 0 | 0 | 0 | 0 | 0 | 0 | 0 | 0 | 0 | 0 | 0 | 0 | Normal | 0 | 0 | 0 | 0
Commercial Food Prep Other_Existing_ | Commercial | Restaurant | Existing | Food Preparation | Natural Gas | Commercial Food Prep Other | E5 |  | 0 | 0 | 0 | 0 | 0 | 0 | 0 | 0 | 0 | 0 | 0 | 0 | 0 | 0 | 0 | 0 | 0 | Normal | 0 | 0 | 0 | 0
Commercial Food Prep Other_Existing_ | Commercial | Restaurant | Existing | Food Preparation | Natural Gas | Commercial Food Prep Other | E6 |  | 0 | 0 | 0 | 0 | 0 | 0 | 0 | 0 | 0 | 0 | 0 | 0 | 0 | 0 | 0 | 0 | 0 | Normal | 0 | 0 | 0 | 0
Commercial Food Prep Other_Existing_ | Commercial | Restaurant | Existing | Food Preparation | Natural Gas | Commercial Food Prep Other | E7 |  | 0 | 0 | 0 | 0 | 0 | 0 | 0 | 0 | 0 | 0 | 0 | 0 | 0 | 0 | 0 | 0 | 0 | Normal | 0 | 0 | 0 | 0
Commercial Food Prep Other_Existing_ | Commercial | Restaurant | Existing | Food Preparation | Natural Gas | Commercial Food Prep Other | E8 |  | 0 | 0 | 0 | 0 | 0 | 0 | 0 | 0 | 0 | 0 | 0 | 0 | 0 | 0 | 0 | 0 | 0 | Normal | 0 | 0 | 0 | 0
Commercial Food Prep Other_Existing_ | Commercial | Restaurant | Existing | Food Preparation | Natural Gas | Commercial Food Prep Other | E9 |  | 0 | 0 | 0 | 0 | 0 | 0 | 0 | 0 | 0 | 0 | 0 | 0 | 0 | 0 | 0 | 0 | 0 | Normal | 0 | 0 | 0 | 0
Commercial Food Prep Other_Existing_ | Commercial | Restaurant | Existing | Food Preparation | Natural Gas | Commercial Food Prep Other | E10 |  | 0 | 0 | 0 | 0 | 0 | 0 | 0 | 0 | 0 | 0 | 0 | 0 | 0 | 0 | 0 | 0 | 0 | Normal | 0 | 0 | 0 | 0
Pool Heater_Existing_TE 82% (Standard) | Commercial | Restaurant | Existing | Miscellaneous | Natural Gas | Pool Heater | E1 | TE 82% (Standard) | 1 | 0 | 0 | 0.11982 | 0.043719 | 0.0018163 | 0.16536 | 0 | 8 | 14 | 11 | 2023 | 2027 | 1 | 0 | 0 | 0 | Normal | 0 | 0.19803 | 0 | 0 |  | 1 units | 1 | 0 | 1.6698e-05 |  | 11859 | 6239.8015 | 2618.1698 | 108.77 |  | 2021 | 1
Pool Heater_Existing_TE 84% (Standard 2028) | Commercial | Restaurant | Existing | Miscellaneous | Natural Gas | Pool Heater | E2 | TE 84% (Standard 2028) | 0.97622 | 0 | 0 | 0.13205 | 0.043549 | 0.0018276 | 0.17743 | 0 | 8 | 14 | 11 | 2023 | 2050 | 1 | 0 | 0 | 0 | Normal | 0 | 0.19332 | 0 | 0 |  | 1 units | 1 | 0 | 1.6698e-05 |  | 11577 | 6876.516 | 2607.9824 | 109.45 |  | 2021 | 1
Pool Heater_Existing_TE 95% (Condensing) | Commercial | Restaurant | Existing | Miscellaneous | Natural Gas | Pool Heater | E3 | TE 95% (Condensing) | 0.86323 | 0 | 0 | 0.17264 | 0.047845 | 0.0020095 | 0.2225 | 0 | 8 | 14 | 11 | 2023 | 2050 | 1 | 0 | 0 | 0 | Normal | 0 | 0.17094 | 0 | 0 |  | 1 units | 1 | 0 | 1.6698e-05 |  | 10237 | 8990.4079 | 2865.215 | 120.34 |  | 2021 | 1
Pool Heater_Existing_ | Commercial | Restaurant | Existing | Miscellaneous | Natural Gas | Pool Heater | E4 |  | 0 | 0 | 0 | 0 | 0 | 0 | 0 | 0 | 0 | 0 | 0 | 0 | 0 | 0 | 0 | 0 | 0 | Normal | 0 | 0 | 0 | 0
Pool Heater_Existing_ | Commercial | Restaurant | Existing | Miscellaneous | Natural Gas | Pool Heater | E5 |  | 0 | 0 | 0 | 0 | 0 | 0 | 0 | 0 | 0 | 0 | 0 | 0 | 0 | 0 | 0 | 0 | 0 | Normal | 0 | 0 | 0 | 0
Pool Heater_Existing_ | Commercial | Restaurant | Existing | Miscellaneous | Natural Gas | Pool Heater | E6 |  | 0 | 0 | 0 | 0 | 0 | 0 | 0 | 0 | 0 | 0 | 0 | 0 | 0 | 0 | 0 | 0 | 0 | Normal | 0 | 0 | 0 | 0
Pool Heater_Existing_ | Commercial | Restaurant | Existing | Miscellaneous | Natural Gas | Pool Heater | E7 |  | 0 | 0 | 0 | 0 | 0 | 0 | 0 | 0 | 0 | 0 | 0 | 0 | 0 | 0 | 0 | 0 | 0 | Normal | 0 | 0 | 0 | 0
Pool Heater_Existing_ | Commercial | Restaurant | Existing | Miscellaneous | Natural Gas | Pool Heater | E8 |  | 0 | 0 | 0 | 0 | 0 | 0 | 0 | 0 | 0 | 0 | 0 | 0 | 0 | 0 | 0 | 0 | 0 | Normal | 0 | 0 | 0 | 0
Pool Heater_Existing_ | Commercial | Restaurant | Existing | Miscellaneous | Natural Gas | Pool Heater | E9 |  | 0 | 0 | 0 | 0 | 0 | 0 | 0 | 0 | 0 | 0 | 0 | 0 | 0 | 0 | 0 | 0 | 0 | Normal | 0 | 0 | 0 | 0
Pool Heater_Existing_ | Commercial | Restaurant | Existing | Miscellaneous | Natural Gas | Pool Heater | E10 |  | 0 | 0 | 0 | 0 | 0 | 0 | 0 | 0 | 0 | 0 | 0 | 0 | 0 | 0 | 0 | 0 | 0 | Normal | 0 | 0 | 0 | 0
Other Miscellaneous_Existing_Miscellaneous | Commercial | Restaurant | Existing | Miscellaneous | Natural Gas | Other Miscellaneous | E1 | Miscellaneous | 1 | 0 | 0 | 0.0010463 | 0 | 0 | 0.0010463 | 0 | 2 | 8 | 5 | 2023 | 2050 | 1 | 0 | 0 | 0 | Normal | 0 | 0.00089778 | 0 | 0 |  | 1 units | 1 | 0 | 0.00089778 |  | 1 | 1 | 0 | 0 |  | 2020 | 1.0135
Other Miscellaneous_Existing_ | Commercial | Restaurant | Existing | Miscellaneous | Natural Gas | Other Miscellaneous | E2 |  | 0 | 0 | 0 | 0 | 0 | 0 | 0 | 0 | 0 | 0 | 0 | 0 | 0 | 0 | 0 | 0 | 0 | Normal | 0 | 0 | 0 | 0
Other Miscellaneous_Existing_ | Commercial | Restaurant | Existing | Miscellaneous | Natural Gas | Other Miscellaneous | E3 |  | 0 | 0 | 0 | 0 | 0 | 0 | 0 | 0 | 0 | 0 | 0 | 0 | 0 | 0 | 0 | 0 | 0 | Normal | 0 | 0 | 0 | 0
Other Miscellaneous_Existing_ | Commercial | Restaurant | Existing | Miscellaneous | Natural Gas | Other Miscellaneous | E4 |  | 0 | 0 | 0 | 0 | 0 | 0 | 0 | 0 | 0 | 0 | 0 | 0 | 0 | 0 | 0 | 0 | 0 | Normal | 0 | 0 | 0 | 0
Other Miscellaneous_Existing_ | Commercial | Restaurant | Existing | Miscellaneous | Natural Gas | Other Miscellaneous | E5 |  | 0 | 0 | 0 | 0 | 0 | 0 | 0 | 0 | 0 | 0 | 0 | 0 | 0 | 0 | 0 | 0 | 0 | Normal | 0 | 0 | 0 | 0
Other Miscellaneous_Existing_ | Commercial | Restaurant | Existing | Miscellaneous | Natural Gas | Other Miscellaneous | E6 |  | 0 | 0 | 0 | 0 | 0 | 0 | 0 | 0 | 0 | 0 | 0 | 0 | 0 | 0 | 0 | 0 | 0 | Normal | 0 | 0 | 0 | 0
Other Miscellaneous_Existing_ | Commercial | Restaurant | Existing | Miscellaneous | Natural Gas | Other Miscellaneous | E7 |  | 0 | 0 | 0 | 0 | 0 | 0 | 0 | 0 | 0 | 0 | 0 | 0 | 0 | 0 | 0 | 0 | 0 | Normal | 0 | 0 | 0 | 0
Other Miscellaneous_Existing_ | Commercial | Restaurant | Existing | Miscellaneous | Natural Gas | Other Miscellaneous | E8 |  | 0 | 0 | 0 | 0 | 0 | 0 | 0 | 0 | 0 | 0 | 0 | 0 | 0 | 0 | 0 | 0 | 0 | Normal | 0 | 0 | 0 | 0
Other Miscellaneous_Existing_ | Commercial | Restaurant | Existing | Miscellaneous | Natural Gas | Other Miscellaneous | E9 |  | 0 | 0 | 0 | 0 | 0 | 0 | 0 | 0 | 0 | 0 | 0 | 0 | 0 | 0 | 0 | 0 | 0 | Normal | 0 | 0 | 0 | 0
Other Miscellaneous_Existing_ | Commercial | Restaurant | Existing | Miscellaneous | Natural Gas | Other Miscellaneous | E10 |  | 0 | 0 | 0 | 0 | 0 | 0 | 0 | 0 | 0 | 0 | 0 | 0 | 0 | 0 | 0 | 0 | 0 | Normal | 0 | 0 | 0 | 0
Furnace_New_TE 80% | Commercial | Restaurant | New | Space Heating | Natural Gas | Furnace | E1 | TE 80% | 1 | 0 | 0 | 1.9174 | 1.7758 | 0 | 3.6932 | 0 | 17 | 29 | 23 | 2023 | 2022 | 1 | 0 | 0 | 0 | Normal | 0 | 0.16346 | 0 | 0 |  | 140 kBtu/hr | 140 | 0 | 0.092571 |  | 1103 | 2634.8 | 2806.1691 | 0 |  | 2022 | 0.95704
Furnace_New_TE 81% (2023 Standard) | Commercial | Restaurant | New | Space Heating | Natural Gas | Furnace | E2 | TE 81% (2023 Standard) | 0.90027 | 0 | 0 | 1.9642 | 1.7893 | 0 | 3.7536 | 0 | 17 | 29 | 23 | 2023 | 2050 | 1 | 0 | 0 | 0 | Normal | 0 | 0.14716 | 0 | 0 |  | 140 kBtu/hr | 140 | 0 | 0.092571 |  | 993 | 2699.0634 | 2827.5902 | 0 |  | 2022 | 0.95704
Furnace_New_TE 90% | Commercial | Restaurant | New | Space Heating | Natural Gas | Furnace | E3 | TE 90% | 0.84406 | 0 | 0 | 3.1468 | 1.7893 | 0 | 4.9361 | 0 | 17 | 29 | 23 | 2023 | 2050 | 1 | 0 | 0 | 0 | Normal | 0 | 0.13797 | 0 | 0 |  | 140 kBtu/hr | 140 | 0 | 0.092571 |  | 931 | 4324.0866 | 2827.5902 | 0 |  | 2022 | 0.95704
Furnace_New_TE 96% | Commercial | Restaurant | New | Space Heating | Natural Gas | Furnace | E4 | TE 96% | 0.79131 | 0 | 0 | 5.0632 | 2.4573 | 0 | 7.5205 | 0 | 17 | 29 | 23 | 2023 | 2050 | 1 | 0 | 0 | 0 | Normal | 0 | 0.12935 | 0 | 0 |  | 140 kBtu/hr | 140 | 0 | 0.092571 |  | 872.8125 | 6957.4606 | 3883.0501 | 0 |  | 2022 | 0.95704
Furnace_New_Dual-Fuel Heat Pump - TE 81% | Commercial | Restaurant | New | Space Heating | Natural Gas | Furnace | E5 | Dual-Fuel Heat Pump - TE 81% | 0.28487 | 0 | 0 | 12.0038 | 1.7893 | 0.24421 | 14.0373 | 0 | 16 | 26 | 21 | 2023 | 2050 | 1 | 0 | 0 | 0 | Normal | 0 | 0.046566 | 0 | 0 |  | 140 kBtu/hr | 140 | 0 | 0.092571 |  | 314.2125 | 16494.619 | 2827.5902 | 0 |  | 2022 | 0.95704
Furnace_New_Dual-Fuel Heat Pump - TE 96% | Commercial | Restaurant | New | Space Heating | Natural Gas | Furnace | E6 | Dual-Fuel Heat Pump - TE 96% | 0.094957 | 0 | 0 | 15.1027 | 2.4573 | 0.24421 | 17.8042 | 0 | 16 | 26 | 21 | 2023 | 2050 | 1 | 0 | 0 | 0 | Normal | 0 | 0.015522 | 0 | 0 |  | 140 kBtu/hr | 140 | 0 | 0.092571 |  | 104.7375 | 20753.0162 | 3883.0501 | 0 |  | 2022 | 0.95704
Furnace_New_ | Commercial | Restaurant | New | Space Heating | Natural Gas | Furnace | E7 |  | 0 | 0 | 0 | 0 | 0 | 0 | 0 | 0 | 0 | 0 | 0 | 0 | 0 | 0 | 0 | 0 | 0 | Normal | 0 | 0 | 0 | 0
Furnace_New_ | Commercial | Restaurant | New | Space Heating | Natural Gas | Furnace | E8 |  | 0 | 0 | 0 | 0 | 0 | 0 | 0 | 0 | 0 | 0 | 0 | 0 | 0 | 0 | 0 | 0 | 0 | Normal | 0 | 0 | 0 | 0
Furnace_New_ | Commercial | Restaurant | New | Space Heating | Natural Gas | Furnace | E9 |  | 0 | 0 | 0 | 0 | 0 | 0 | 0 | 0 | 0 | 0 | 0 | 0 | 0 | 0 | 0 | 0 | 0 | Normal | 0 | 0 | 0 | 0
Furnace_New_ | Commercial | Restaurant | New | Space Heating | Natural Gas | Furnace | E10 |  | 0 | 0 | 0 | 0 | 0 | 0 | 0 | 0 | 0 | 0 | 0 | 0 | 0 | 0 | 0 | 0 | 0 | Normal | 0 | 0 | 0 | 0
Boiler_New_TE 80% | Commercial | Restaurant | New | Space Heating | Natural Gas | Boiler | E1 | TE 80% | 1 | 0 | 0 | 3.1684 | 1.583 | 0 | 4.7514 | 0 | 19 | 31 | 25 | 2023 | 2023 | 1 | 0 | 0 | 0 | Normal | 0 | 0.97884 | 0 | 0 |  | 514 kBtu/hr | 514 | 0 | 0.092571 |  | 3237 | 14115.0337 | 8110 | 0 |  | 2015 | 1.0838
Boiler_New_TE 84% | Commercial | Restaurant | New | Space Heating | Natural Gas | Boiler | E2 | TE 84% | 0.95212 | 0 | 0 | 4.0059 | 1.583 | 0 | 5.5889 | 0 | 19 | 31 | 25 | 2023 | 2023 | 1 | 0 | 0 | 0 | Normal | 0 | 0.93197 | 0 | 0 |  | 514 kBtu/hr | 514 | 0 | 0.092571 |  | 3082 | 17846.3457 | 8110 | 0 |  | 2015 | 1.0838
Boiler_New_TE 90% (2024 WA Standard) | Commercial | Restaurant | New | Space Heating | Natural Gas | Boiler | E3 | TE 90% (2024 WA Standard) | 0.88879 | 0 | 0 | 5.1913 | 1.7812 | 0 | 6.9725 | 0 | 19 | 31 | 25 | 2023 | 2050 | 1 | 0 | 0 | 0 | Normal | 0 | 0.86998 | 0 | 0 |  | 514 kBtu/hr | 514 | 0 | 0.092571 |  | 2877 | 23127.2898 | 9125.5667 | 0 |  | 2015 | 1.0838
Boiler_New_TE 94% (ENERGY STAR 1.0) | Commercial | Restaurant | New | Space Heating | Natural Gas | Boiler | E4 | TE 94% (ENERGY STAR 1.0) | 0.8511 | 0 | 0 | 6.0136 | 1.7812 | 0 | 7.7948 | 0 | 19 | 31 | 25 | 2023 | 2050 | 1 | 0 | 0 | 0 | Normal | 0 | 0.83309 | 0 | 0 |  | 514 kBtu/hr | 514 | 0 | 0.092571 |  | 2755 | 26790.429 | 9125.5667 | 0 |  | 2015 | 1.0838
Boiler_New_TE 98% | Commercial | Restaurant | New | Space Heating | Natural Gas | Boiler | E5 | TE 98% | 0.81619 | 0 | 0 | 6.8358 | 1.7812 | 0 | 8.6171 | 0 | 19 | 31 | 25 | 2023 | 2050 | 1 | 0 | 0 | 0 | Normal | 0 | 0.79892 | 0 | 0 |  | 514 kBtu/hr | 514 | 0 | 0.092571 |  | 2642 | 30453.5682 | 9125.5667 | 0 |  | 2015 | 1.0838
Boiler_New_ | Commercial | Restaurant | New | Space Heating | Natural Gas | Boiler | E6 |  | 0 | 0 | 0 | 0 | 0 | 0 | 0 | 0 | 0 | 0 | 0 | 0 | 0 | 0 | 0 | 0 | 0 | Normal | 0 | 0 | 0 | 0
Boiler_New_ | Commercial | Restaurant | New | Space Heating | Natural Gas | Boiler | E7 |  | 0 | 0 | 0 | 0 | 0 | 0 | 0 | 0 | 0 | 0 | 0 | 0 | 0 | 0 | 0 | 0 | 0 | Normal | 0 | 0 | 0 | 0
Boiler_New_ | Commercial | Restaurant | New | Space Heating | Natural Gas | Boiler | E8 |  | 0 | 0 | 0 | 0 | 0 | 0 | 0 | 0 | 0 | 0 | 0 | 0 | 0 | 0 | 0 | 0 | 0 | Normal | 0 | 0 | 0 | 0
Boiler_New_ | Commercial | Restaurant | New | Space Heating | Natural Gas | Boiler | E9 |  | 0 | 0 | 0 | 0 | 0 | 0 | 0 | 0 | 0 | 0 | 0 | 0 | 0 | 0 | 0 | 0 | 0 | Normal | 0 | 0 | 0 | 0
Boiler_New_ | Commercial | Restaurant | New | Space Heating | Natural Gas | Boiler | E10 |  | 0 | 0 | 0 | 0 | 0 | 0 | 0 | 0 | 0 | 0 | 0 | 0 | 0 | 0 | 0 | 0 | 0 | Normal | 0 | 0 | 0 | 0
Unit Heater_New_Standard (TE 80%) | Commercial | Restaurant | New | Space Heating | Natural Gas | Unit Heater | E1 | Standard (TE 80%) | 1 | 0 | 0 | 0.056126 | 0.047874 | 0 | 0.104 | 0 | 9 | 15 | 12 | 2023 | 2050 | 1 | 0 | 0 | 0 | Normal | 0 | 0.082769 | 0 | 0 |  | 120 kBtu/hr | 120 | 0 | 3.6591e-05 |  | 2262 | 1274.4 | 1250.082 | 0 |  | 2018 | 1.0466
Unit Heater_New_Condensing (TE 90%) | Commercial | Restaurant | New | Space Heating | Natural Gas | Unit Heater | E2 | Condensing (TE 90%) | 0.86111 | 0 | 0 | 0.17948 | 0.057296 | 0 | 0.23677 | 0 | 9 | 15 | 12 | 2023 | 2050 | 1 | 0 | 0 | 0 | Normal | 0 | 0.071273 | 0 | 0 |  | 120 kBtu/hr | 120 | 0 | 3.6591e-05 |  | 1947.8333 | 4075.2 | 1496.122 | 0 |  | 2018 | 1.0466
Unit Heater_New_Infrared Radiant | Commercial | Restaurant | New | Space Heating | Natural Gas | Unit Heater | E3 | Infrared Radiant | 0.8 | 0 | 0 | 0.07753 | 0.047874 | 0 | 0.1254 | 0 | 9 | 15 | 12 | 2023 | 2050 | 1 | 0 | 0 | 0 | Normal | 0 | 0.066215 | 0 | 0 |  | 120 kBtu/hr | 120 | 0 | 3.6591e-05 |  | 1809.6 | 1760.4 | 1250.082 | 0 |  | 2018 | 1.0466
Unit Heater_New_ | Commercial | Restaurant | New | Space Heating | Natural Gas | Unit Heater | E4 |  | 0 | 0 | 0 | 0 | 0 | 0 | 0 | 0 | 0 | 0 | 0 | 0 | 0 | 0 | 0 | 0 | 0 | Normal | 0 | 0 | 0 | 0
Unit Heater_New_ | Commercial | Restaurant | New | Space Heating | Natural Gas | Unit Heater | E5 |  | 0 | 0 | 0 | 0 | 0 | 0 | 0 | 0 | 0 | 0 | 0 | 0 | 0 | 0 | 0 | 0 | 0 | Normal | 0 | 0 | 0 | 0
Unit Heater_New_ | Commercial | Restaurant | New | Space Heating | Natural Gas | Unit Heater | E6 |  | 0 | 0 | 0 | 0 | 0 | 0 | 0 | 0 | 0 | 0 | 0 | 0 | 0 | 0 | 0 | 0 | 0 | Normal | 0 | 0 | 0 | 0
Unit Heater_New_ | Commercial | Restaurant | New | Space Heating | Natural Gas | Unit Heater | E7 |  | 0 | 0 | 0 | 0 | 0 | 0 | 0 | 0 | 0 | 0 | 0 | 0 | 0 | 0 | 0 | 0 | 0 | Normal | 0 | 0 | 0 | 0
Unit Heater_New_ | Commercial | Restaurant | New | Space Heating | Natural Gas | Unit Heater | E8 |  | 0 | 0 | 0 | 0 | 0 | 0 | 0 | 0 | 0 | 0 | 0 | 0 | 0 | 0 | 0 | 0 | 0 | Normal | 0 | 0 | 0 | 0
Unit Heater_New_ | Commercial | Restaurant | New | Space Heating | Natural Gas | Unit Heater | E9 |  | 0 | 0 | 0 | 0 | 0 | 0 | 0 | 0 | 0 | 0 | 0 | 0 | 0 | 0 | 0 | 0 | 0 | Normal | 0 | 0 | 0 | 0
Unit Heater_New_ | Commercial | Restaurant | New | Space Heating | Natural Gas | Unit Heater | E10 |  | 0 | 0 | 0 | 0 | 0 | 0 | 0 | 0 | 0 | 0 | 0 | 0 | 0 | 0 | 0 | 0 | 0 | Normal | 0 | 0 | 0 | 0
Water Heater_New_TE 80% | Commercial | Restaurant | New | Water Heating | Natural Gas | Water Heater | E1 | TE 80% | 1 | 0 | 0 | 0.12247 | 0 | 0.005427 | 0.12789 | 0 | 8 | 12 | 10 | 2023 | 2050 | 1 | 0 | 0 | 0 | Normal | 0 | 0.19399 | 0 | 0 |  | 200 kBtu/hr | 200 | 0 | 0.0036402 |  | 762 | 6113.5678 | 0 | 311.5578 |  | 2022 | 0.95704
Water Heater_New_TE 94% (ENERGY STAR 2.0) | Commercial | Restaurant | New | Water Heating | Natural Gas | Water Heater | E2 | TE 94% (ENERGY STAR 2.0) | 0.85171 | 0 | 0 | 0.15132 | 0 | 0.0055846 | 0.15691 | 0 | 8 | 12 | 10 | 2023 | 2050 | 1 | 0 | 0 | 0 | Normal | 0 | 0.16522 | 0 | 0 |  | 200 kBtu/hr | 200 | 0 | 0.0036402 |  | 649 | 7554.1856 | 0 | 320.603 |  | 2022 | 0.95704
Water Heater_New_TE 96% (Instantaneous) | Commercial | Restaurant | New | Water Heating | Natural Gas | Water Heater | E3 | TE 96% (Instantaneous) | 0.83333 | 0 | 0 | 0.21631 | 0 | 0.0096787 | 0.22599 | 0 | 13 | 21 | 17 | 2023 | 2050 | 1 | 0 | 0 | 0 | Normal | 0 | 0.16166 | 0 | 0 |  | 200 kBtu/hr | 200 | 0 | 0.0036402 |  | 635 | 10798.4962 | 0 | 555.6391 |  | 2022 | 0.95704
Water Heater_New_ | Commercial | Restaurant | New | Water Heating | Natural Gas | Water Heater | E4 |  | 0 | 0 | 0 | 0 | 0 | 0 | 0 | 0 | 0 | 0 | 0 | 0 | 0 | 0 | 0 | 0 | 0 | Normal | 0 | 0 | 0 | 0
Water Heater_New_ | Commercial | Restaurant | New | Water Heating | Natural Gas | Water Heater | E5 |  | 0 | 0 | 0 | 0 | 0 | 0 | 0 | 0 | 0 | 0 | 0 | 0 | 0 | 0 | 0 | 0 | 0 | Normal | 0 | 0 | 0 | 0
Water Heater_New_ | Commercial | Restaurant | New | Water Heating | Natural Gas | Water Heater | E6 |  | 0 | 0 | 0 | 0 | 0 | 0 | 0 | 0 | 0 | 0 | 0 | 0 | 0 | 0 | 0 | 0 | 0 | Normal | 0 | 0 | 0 | 0
Water Heater_New_ | Commercial | Restaurant | New | Water Heating | Natural Gas | Water Heater | E7 |  | 0 | 0 | 0 | 0 | 0 | 0 | 0 | 0 | 0 | 0 | 0 | 0 | 0 | 0 | 0 | 0 | 0 | Normal | 0 | 0 | 0 | 0
Water Heater_New_ | Commercial | Restaurant | New | Water Heating | Natural Gas | Water Heater | E8 |  | 0 | 0 | 0 | 0 | 0 | 0 | 0 | 0 | 0 | 0 | 0 | 0 | 0 | 0 | 0 | 0 | 0 | Normal | 0 | 0 | 0 | 0
Water Heater_New_ | Commercial | Restaurant | New | Water Heating | Natural Gas | Water Heater | E9 |  | 0 | 0 | 0 | 0 | 0 | 0 | 0 | 0 | 0 | 0 | 0 | 0 | 0 | 0 | 0 | 0 | 0 | Normal | 0 | 0 | 0 | 0
Water Heater_New_ | Commercial | Restaurant | New | Water Heating | Natural Gas | Water Heater | E10 |  | 0 | 0 | 0 | 0 | 0 | 0 | 0 | 0 | 0 | 0 | 0 | 0 | 0 | 0 | 0 | 0 | 0 | Normal | 0 | 0 | 0 | 0
Oven_New_Standard | Commercial | Restaurant | New | Food Preparation | Natural Gas | Oven | E1 | Standard | 1 | 0 | 0 | 18.9821 | 0 | 0 | 18.9821 | 0 | 9 | 15 | 12 | 2023 | 2050 | 1 | 0 | 0 | 0 | Normal | 0 | 0.90862 | 0 | 0 |  | 1 units | 1 | 0 | 0.00075967 |  | 1196.0712 | 20292 | 0 | 0 |  | 2016 | 1.0708
Oven_New_ENERGY STAR (3.0) | Commercial | Restaurant | New | Food Preparation | Natural Gas | Oven | E2 | ENERGY STAR (3.0) | 0.5676 | 0 | 0 | 22.9269 | 0 | 0 | 22.9269 | 0 | 9 | 15 | 12 | 2023 | 2050 | 1 | 0 | 0 | 0 | Normal | 0 | 0.51573 | 0 | 0 |  | 1 units | 1 | 0 | 0.00075967 |  | 678.8891 | 24509 | 0 | 0 |  | 2016 | 1.0708
Oven_New_ | Commercial | Restaurant | New | Food Preparation | Natural Gas | Oven | E3 |  | 0 | 0 | 0 | 0 | 0 | 0 | 0 | 0 | 0 | 0 | 0 | 0 | 0 | 0 | 0 | 0 | 0 | Normal | 0 | 0 | 0 | 0
Oven_New_ | Commercial | Restaurant | New | Food Preparation | Natural Gas | Oven | E4 |  | 0 | 0 | 0 | 0 | 0 | 0 | 0 | 0 | 0 | 0 | 0 | 0 | 0 | 0 | 0 | 0 | 0 | Normal | 0 | 0 | 0 | 0
Oven_New_ | Commercial | Restaurant | New | Food Preparation | Natural Gas | Oven | E5 |  | 0 | 0 | 0 | 0 | 0 | 0 | 0 | 0 | 0 | 0 | 0 | 0 | 0 | 0 | 0 | 0 | 0 | Normal | 0 | 0 | 0 | 0
Oven_New_ | Commercial | Restaurant | New | Food Preparation | Natural Gas | Oven | E6 |  | 0 | 0 | 0 | 0 | 0 | 0 | 0 | 0 | 0 | 0 | 0 | 0 | 0 | 0 | 0 | 0 | 0 | Normal | 0 | 0 | 0 | 0
Oven_New_ | Commercial | Restaurant | New | Food Preparation | Natural Gas | Oven | E7 |  | 0 | 0 | 0 | 0 | 0 | 0 | 0 | 0 | 0 | 0 | 0 | 0 | 0 | 0 | 0 | 0 | 0 | Normal | 0 | 0 | 0 | 0
Oven_New_ | Commercial | Restaurant | New | Food Preparation | Natural Gas | Oven | E8 |  | 0 | 0 | 0 | 0 | 0 | 0 | 0 | 0 | 0 | 0 | 0 | 0 | 0 | 0 | 0 | 0 | 0 | Normal | 0 | 0 | 0 | 0
Oven_New_ | Commercial | Restaurant | New | Food Preparation | Natural Gas | Oven | E9 |  | 0 | 0 | 0 | 0 | 0 | 0 | 0 | 0 | 0 | 0 | 0 | 0 | 0 | 0 | 0 | 0 | 0 | Normal | 0 | 0 | 0 | 0
Oven_New_ | Commercial | Restaurant | New | Food Preparation | Natural Gas | Oven | E10 |  | 0 | 0 | 0 | 0 | 0 | 0 | 0 | 0 | 0 | 0 | 0 | 0 | 0 | 0 | 0 | 0 | 0 | Normal | 0 | 0 | 0 | 0
Conveyor Oven_New_Standard | Commercial | Restaurant | New | Food Preparation | Natural Gas | Conveyor Oven | E1 | Standard | 1 | 0 | 0 | 9.4487 | 0 | 0 | 9.4487 | 0 | 9 | 15 | 12 | 2023 | 2050 | 1 | 0 | 0 | 0 | Normal | 0 | 0.78864 | 0 | 0 |  | 1 units | 1 | 0 | 0.0003414 |  | 2310 | 27984.53 | 0 | 0 |  | 2024 | 0.85998
Conveyor Oven_New_Efficient (>42% Baking Efficiency) | Commercial | Restaurant | New | Food Preparation | Natural Gas | Conveyor Oven | E2 | Efficient (>42% Baking Efficiency) | 0.78355 | 0 | 0 | 10.1528 | 0 | 0 | 10.1528 | 0 | 9 | 15 | 12 | 2023 | 2050 | 1 | 0 | 0 | 0 | Normal | 0 | 0.61794 | 0 | 0 |  | 1 units | 1 | 0 | 0.0003414 |  | 1810 | 30069.91 | 0 | 0 |  | 2024 | 0.85998
Conveyor Oven_New_ | Commercial | Restaurant | New | Food Preparation | Natural Gas | Conveyor Oven | E3 |  | 0 | 0 | 0 | 0 | 0 | 0 | 0 | 0 | 0 | 0 | 0 | 0 | 0 | 0 | 0 | 0 | 0 | Normal | 0 | 0 | 0 | 0
Conveyor Oven_New_ | Commercial | Restaurant | New | Food Preparation | Natural Gas | Conveyor Oven | E4 |  | 0 | 0 | 0 | 0 | 0 | 0 | 0 | 0 | 0 | 0 | 0 | 0 | 0 | 0 | 0 | 0 | 0 | Normal | 0 | 0 | 0 | 0
Conveyor Oven_New_ | Commercial | Restaurant | New | Food Preparation | Natural Gas | Conveyor Oven | E5 |  | 0 | 0 | 0 | 0 | 0 | 0 | 0 | 0 | 0 | 0 | 0 | 0 | 0 | 0 | 0 | 0 | 0 | Normal | 0 | 0 | 0 | 0
Conveyor Oven_New_ | Commercial | Restaurant | New | Food Preparation | Natural Gas | Conveyor Oven | E6 |  | 0 | 0 | 0 | 0 | 0 | 0 | 0 | 0 | 0 | 0 | 0 | 0 | 0 | 0 | 0 | 0 | 0 | Normal | 0 | 0 | 0 | 0
Conveyor Oven_New_ | Commercial | Restaurant | New | Food Preparation | Natural Gas | Conveyor Oven | E7 |  | 0 | 0 | 0 | 0 | 0 | 0 | 0 | 0 | 0 | 0 | 0 | 0 | 0 | 0 | 0 | 0 | 0 | Normal | 0 | 0 | 0 | 0
Conveyor Oven_New_ | Commercial | Restaurant | New | Food Preparation | Natural Gas | Conveyor Oven | E8 |  | 0 | 0 | 0 | 0 | 0 | 0 | 0 | 0 | 0 | 0 | 0 | 0 | 0 | 0 | 0 | 0 | 0 | Normal | 0 | 0 | 0 | 0
Conveyor Oven_New_ | Commercial | Restaurant | New | Food Preparation | Natural Gas | Conveyor Oven | E9 |  | 0 | 0 | 0 | 0 | 0 | 0 | 0 | 0 | 0 | 0 | 0 | 0 | 0 | 0 | 0 | 0 | 0 | Normal | 0 | 0 | 0 | 0
Conveyor Oven_New_ | Commercial | Restaurant | New | Food Preparation | Natural Gas | Conveyor Oven | E10 |  | 0 | 0 | 0 | 0 | 0 | 0 | 0 | 0 | 0 | 0 | 0 | 0 | 0 | 0 | 0 | 0 | 0 | Normal | 0 | 0 | 0 | 0
Rack Oven_New_Standard | Commercial | Restaurant | New | Food Preparation | Natural Gas | Rack Oven | E1 | Standard | 1 | 0 | 0 | 6.3219 | 0 | 0 | 6.3219 | 0 | 10 | 17 | 13.5 | 2023 | 2050 | 1 | 0 | 0 | 0 | Normal | 0 | 0.75903 | 0 | 0 |  | 1 units | 1 | 0 | 0.00034117 |  | 2224.7707 | 18736.2411 | 0 | 0 |  | 2024 | 0.85998
Rack Oven_New_ENERGY STAR (3.0) | Commercial | Restaurant | New | Food Preparation | Natural Gas | Rack Oven | E2 | ENERGY STAR (3.0) | 0.84734 | 0 | 0 | 6.8442 | 0 | 0 | 6.8442 | 0 | 10 | 17 | 13.5 | 2023 | 2050 | 1 | 0 | 0 | 0 | Normal | 0 | 0.64316 | 0 | 0 |  | 1 units | 1 | 0 | 0.00034117 |  | 1885.1273 | 20284.2411 | 0 | 0 |  | 2024 | 0.85998
Rack Oven_New_ | Commercial | Restaurant | New | Food Preparation | Natural Gas | Rack Oven | E3 |  | 0 | 0 | 0 | 0 | 0 | 0 | 0 | 0 | 0 | 0 | 0 | 0 | 0 | 0 | 0 | 0 | 0 | Normal | 0 | 0 | 0 | 0
Rack Oven_New_ | Commercial | Restaurant | New | Food Preparation | Natural Gas | Rack Oven | E4 |  | 0 | 0 | 0 | 0 | 0 | 0 | 0 | 0 | 0 | 0 | 0 | 0 | 0 | 0 | 0 | 0 | 0 | Normal | 0 | 0 | 0 | 0
Rack Oven_New_ | Commercial | Restaurant | New | Food Preparation | Natural Gas | Rack Oven | E5 |  | 0 | 0 | 0 | 0 | 0 | 0 | 0 | 0 | 0 | 0 | 0 | 0 | 0 | 0 | 0 | 0 | 0 | Normal | 0 | 0 | 0 | 0
Rack Oven_New_ | Commercial | Restaurant | New | Food Preparation | Natural Gas | Rack Oven | E6 |  | 0 | 0 | 0 | 0 | 0 | 0 | 0 | 0 | 0 | 0 | 0 | 0 | 0 | 0 | 0 | 0 | 0 | Normal | 0 | 0 | 0 | 0
Rack Oven_New_ | Commercial | Restaurant | New | Food Preparation | Natural Gas | Rack Oven | E7 |  | 0 | 0 | 0 | 0 | 0 | 0 | 0 | 0 | 0 | 0 | 0 | 0 | 0 | 0 | 0 | 0 | 0 | Normal | 0 | 0 | 0 | 0
Rack Oven_New_ | Commercial | Restaurant | New | Food Preparation | Natural Gas | Rack Oven | E8 |  | 0 | 0 | 0 | 0 | 0 | 0 | 0 | 0 | 0 | 0 | 0 | 0 | 0 | 0 | 0 | 0 | 0 | Normal | 0 | 0 | 0 | 0
Rack Oven_New_ | Commercial | Restaurant | New | Food Preparation | Natural Gas | Rack Oven | E9 |  | 0 | 0 | 0 | 0 | 0 | 0 | 0 | 0 | 0 | 0 | 0 | 0 | 0 | 0 | 0 | 0 | 0 | Normal | 0 | 0 | 0 | 0
Rack Oven_New_ | Commercial | Restaurant | New | Food Preparation | Natural Gas | Rack Oven | E10 |  | 0 | 0 | 0 | 0 | 0 | 0 | 0 | 0 | 0 | 0 | 0 | 0 | 0 | 0 | 0 | 0 | 0 | Normal | 0 | 0 | 0 | 0
Fryer_New_Standard | Commercial | Restaurant | New | Food Preparation | Natural Gas | Fryer | E1 | Standard | 1 | 0 | 0 | 5.0406 | 0 | 0 | 5.0406 | 0 | 8 | 14 | 11 | 2023 | 2021 | 1 | 0 | 0 | 0 | Normal | 0 | 1.4401 | 0 | 0 |  | 1 units | 1 | 0 | 0.0018906 |  | 761.7258 | 2695.9053 | 0 | 0 |  | 2024 | 0.85998
Fryer_New_ENERGY STAR (3.0) | Commercial | Restaurant | New | Food Preparation | Natural Gas | Fryer | E2 | ENERGY STAR (3.0) | 0.74928 | 0 | 0 | 23.4576 | 0 | 0 | 23.4576 | 0 | 8 | 14 | 11 | 2023 | 2050 | 1 | 0 | 0 | 0 | Normal | 0 | 1.079 | 0 | 0 |  | 1 units | 1 | 0 | 0.0018906 |  | 570.7473 | 12546.0625 | 0 | 0 |  | 2024 | 0.85998
Fryer_New_ | Commercial | Restaurant | New | Food Preparation | Natural Gas | Fryer | E3 |  | 0 | 0 | 0 | 0 | 0 | 0 | 0 | 0 | 0 | 0 | 0 | 0 | 0 | 0 | 0 | 0 | 0 | Normal | 0 | 0 | 0 | 0
Fryer_New_ | Commercial | Restaurant | New | Food Preparation | Natural Gas | Fryer | E4 |  | 0 | 0 | 0 | 0 | 0 | 0 | 0 | 0 | 0 | 0 | 0 | 0 | 0 | 0 | 0 | 0 | 0 | Normal | 0 | 0 | 0 | 0
Fryer_New_ | Commercial | Restaurant | New | Food Preparation | Natural Gas | Fryer | E5 |  | 0 | 0 | 0 | 0 | 0 | 0 | 0 | 0 | 0 | 0 | 0 | 0 | 0 | 0 | 0 | 0 | 0 | Normal | 0 | 0 | 0 | 0
Fryer_New_ | Commercial | Restaurant | New | Food Preparation | Natural Gas | Fryer | E6 |  | 0 | 0 | 0 | 0 | 0 | 0 | 0 | 0 | 0 | 0 | 0 | 0 | 0 | 0 | 0 | 0 | 0 | Normal | 0 | 0 | 0 | 0
Fryer_New_ | Commercial | Restaurant | New | Food Preparation | Natural Gas | Fryer | E7 |  | 0 | 0 | 0 | 0 | 0 | 0 | 0 | 0 | 0 | 0 | 0 | 0 | 0 | 0 | 0 | 0 | 0 | Normal | 0 | 0 | 0 | 0
Fryer_New_ | Commercial | Restaurant | New | Food Preparation | Natural Gas | Fryer | E8 |  | 0 | 0 | 0 | 0 | 0 | 0 | 0 | 0 | 0 | 0 | 0 | 0 | 0 | 0 | 0 | 0 | 0 | Normal | 0 | 0 | 0 | 0
Fryer_New_ | Commercial | Restaurant | New | Food Preparation | Natural Gas | Fryer | E9 |  | 0 | 0 | 0 | 0 | 0 | 0 | 0 | 0 | 0 | 0 | 0 | 0 | 0 | 0 | 0 | 0 | 0 | Normal | 0 | 0 | 0 | 0
Fryer_New_ | Commercial | Restaurant | New | Food Preparation | Natural Gas | Fryer | E10 |  | 0 | 0 | 0 | 0 | 0 | 0 | 0 | 0 | 0 | 0 | 0 | 0 | 0 | 0 | 0 | 0 | 0 | Normal | 0 | 0 | 0 | 0
Broiler_New_Typical | Commercial | Restaurant | New | Food Preparation | Natural Gas | Broiler | E1 | Typical | 1 | 0 | 0 | 4.9058 | 0 | 0 | 4.9058 | 0 | 9 | 15 | 12 | 2023 | 2050 | 0.5 | 0 | 0 | 0 | Normal | 0 | 1.1531 | 0 | 0 |  | 1 units | 1 | 0 | 0.0010173 |  | 1133.496 | 4687.5 | 0 | 0 |  | 2023 | 0.89459
Broiler_New_Infrared Burners | Commercial | Restaurant | New | Food Preparation | Natural Gas | Broiler | E2 | Infrared Burners | 0.63295 | 0 | 0 | 6.8419 | 0 | 0 | 6.8419 | 0 | 9 | 15 | 12 | 2023 | 2050 | 0.5 | 0 | 0 | 0 | Normal | 0 | 0.72985 | 0 | 0 |  | 1 units | 1 | 0 | 0.0010173 |  | 717.444 | 6537.5 | 0 | 0 |  | 2023 | 0.89459
Broiler_New_ | Commercial | Restaurant | New | Food Preparation | Natural Gas | Broiler | E3 |  | 0 | 0 | 0 | 0 | 0 | 0 | 0 | 0 | 0 | 0 | 0 | 0 | 0 | 0 | 0 | 0 | 0 | Normal | 0 | 0 | 0 | 0
Broiler_New_ | Commercial | Restaurant | New | Food Preparation | Natural Gas | Broiler | E4 |  | 0 | 0 | 0 | 0 | 0 | 0 | 0 | 0 | 0 | 0 | 0 | 0 | 0 | 0 | 0 | 0 | 0 | Normal | 0 | 0 | 0 | 0
Broiler_New_ | Commercial | Restaurant | New | Food Preparation | Natural Gas | Broiler | E5 |  | 0 | 0 | 0 | 0 | 0 | 0 | 0 | 0 | 0 | 0 | 0 | 0 | 0 | 0 | 0 | 0 | 0 | Normal | 0 | 0 | 0 | 0
Broiler_New_ | Commercial | Restaurant | New | Food Preparation | Natural Gas | Broiler | E6 |  | 0 | 0 | 0 | 0 | 0 | 0 | 0 | 0 | 0 | 0 | 0 | 0 | 0 | 0 | 0 | 0 | 0 | Normal | 0 | 0 | 0 | 0
Broiler_New_ | Commercial | Restaurant | New | Food Preparation | Natural Gas | Broiler | E7 |  | 0 | 0 | 0 | 0 | 0 | 0 | 0 | 0 | 0 | 0 | 0 | 0 | 0 | 0 | 0 | 0 | 0 | Normal | 0 | 0 | 0 | 0
Broiler_New_ | Commercial | Restaurant | New | Food Preparation | Natural Gas | Broiler | E8 |  | 0 | 0 | 0 | 0 | 0 | 0 | 0 | 0 | 0 | 0 | 0 | 0 | 0 | 0 | 0 | 0 | 0 | Normal | 0 | 0 | 0 | 0
Broiler_New_ | Commercial | Restaurant | New | Food Preparation | Natural Gas | Broiler | E9 |  | 0 | 0 | 0 | 0 | 0 | 0 | 0 | 0 | 0 | 0 | 0 | 0 | 0 | 0 | 0 | 0 | 0 | Normal | 0 | 0 | 0 | 0
Broiler_New_ | Commercial | Restaurant | New | Food Preparation | Natural Gas | Broiler | E10 |  | 0 | 0 | 0 | 0 | 0 | 0 | 0 | 0 | 0 | 0 | 0 | 0 | 0 | 0 | 0 | 0 | 0 | Normal | 0 | 0 | 0 | 0
Griddle_New_Standard | Commercial | Restaurant | New | Food Preparation | Natural Gas | Griddle | E1 | Standard | 1 | 0 | 0 | 1.5956 | 0 | 0 | 1.5956 | 0 | 6 | 10 | 8 | 2023 | 2050 | 1 | 0 | 0 | 0 | Normal | 0 | 0.82945 | 0 | 0 |  | 1 units | 1 | 0 | 0.00086811 |  | 955.4673 | 1492.6579 | 0 | 0 |  | 2016 | 1.0708
Griddle_New_ENERGY STAR (1.2) | Commercial | Restaurant | New | Food Preparation | Natural Gas | Griddle | E2 | ENERGY STAR (1.2) | 0.82738 | 0 | 0 | 8.5383 | 0 | 0 | 8.5383 | 0 | 6 | 10 | 8 | 2023 | 2050 | 1 | 0 | 0 | 0 | Normal | 0 | 0.68627 | 0 | 0 |  | 1 units | 1 | 0 | 0.00086811 |  | 790.5366 | 7987.3516 | 0 | 0 |  | 2016 | 1.0708
Griddle_New_High-Efficiency | Commercial | Restaurant | New | Food Preparation | Natural Gas | Griddle | E3 | High-Efficiency | 0.65939 | 0 | 0 | 11.4529 | 0 | 0 | 11.4529 | 0 | 6 | 10 | 8 | 2023 | 2050 | 1 | 0 | 0 | 0 | Normal | 0 | 0.54693 | 0 | 0 |  | 1 units | 1 | 0 | 0.00086811 |  | 630.0257 | 10713.9283 | 0 | 0 |  | 2016 | 1.0708
Griddle_New_ | Commercial | Restaurant | New | Food Preparation | Natural Gas | Griddle | E4 |  | 0 | 0 | 0 | 0 | 0 | 0 | 0 | 0 | 0 | 0 | 0 | 0 | 0 | 0 | 0 | 0 | 0 | Normal | 0 | 0 | 0 | 0
Griddle_New_ | Commercial | Restaurant | New | Food Preparation | Natural Gas | Griddle | E5 |  | 0 | 0 | 0 | 0 | 0 | 0 | 0 | 0 | 0 | 0 | 0 | 0 | 0 | 0 | 0 | 0 | 0 | Normal | 0 | 0 | 0 | 0
Griddle_New_ | Commercial | Restaurant | New | Food Preparation | Natural Gas | Griddle | E6 |  | 0 | 0 | 0 | 0 | 0 | 0 | 0 | 0 | 0 | 0 | 0 | 0 | 0 | 0 | 0 | 0 | 0 | Normal | 0 | 0 | 0 | 0
Griddle_New_ | Commercial | Restaurant | New | Food Preparation | Natural Gas | Griddle | E7 |  | 0 | 0 | 0 | 0 | 0 | 0 | 0 | 0 | 0 | 0 | 0 | 0 | 0 | 0 | 0 | 0 | 0 | Normal | 0 | 0 | 0 | 0
Griddle_New_ | Commercial | Restaurant | New | Food Preparation | Natural Gas | Griddle | E8 |  | 0 | 0 | 0 | 0 | 0 | 0 | 0 | 0 | 0 | 0 | 0 | 0 | 0 | 0 | 0 | 0 | 0 | Normal | 0 | 0 | 0 | 0
Griddle_New_ | Commercial | Restaurant | New | Food Preparation | Natural Gas | Griddle | E9 |  | 0 | 0 | 0 | 0 | 0 | 0 | 0 | 0 | 0 | 0 | 0 | 0 | 0 | 0 | 0 | 0 | 0 | Normal | 0 | 0 | 0 | 0
Griddle_New_ | Commercial | Restaurant | New | Food Preparation | Natural Gas | Griddle | E10 |  | 0 | 0 | 0 | 0 | 0 | 0 | 0 | 0 | 0 | 0 | 0 | 0 | 0 | 0 | 0 | 0 | 0 | Normal | 0 | 0 | 0 | 0
Range_New_Typical | Commercial | Restaurant | New | Food Preparation | Natural Gas | Range | E1 | Typical | 1 | 0 | 0 | 2.5615 | 0 | 0 | 2.5615 | 0 | 9 | 15 | 12 | 2023 | 2050 | 1 | 0 | 0 | 0 | Normal | 0 | 1.0095 | 0 | 0 |  | 1 units | 1 | 0 | 0.0012186 |  | 857.4828 | 2043.1823 | 0 | 0 |  | 2023 | 0.89459
Range_New_High Efficiency | Commercial | Restaurant | New | Food Preparation | Natural Gas | Range | E2 | High Efficiency | 0.75981 | 0 | 0 | 3.2008 | 0 | 0 | 3.2008 | 0 | 9 | 15 | 12 | 2023 | 2050 | 1 | 0 | 0 | 0 | Normal | 0 | 0.76703 | 0 | 0 |  | 1 units | 1 | 0 | 0.0012186 |  | 651.5262 | 2553.125 | 0 | 0 |  | 2023 | 0.89459
Range_New_ | Commercial | Restaurant | New | Food Preparation | Natural Gas | Range | E3 |  | 0 | 0 | 0 | 0 | 0 | 0 | 0 | 0 | 0 | 0 | 0 | 0 | 0 | 0 | 0 | 0 | 0 | Normal | 0 | 0 | 0 | 0
Range_New_ | Commercial | Restaurant | New | Food Preparation | Natural Gas | Range | E4 |  | 0 | 0 | 0 | 0 | 0 | 0 | 0 | 0 | 0 | 0 | 0 | 0 | 0 | 0 | 0 | 0 | 0 | Normal | 0 | 0 | 0 | 0
Range_New_ | Commercial | Restaurant | New | Food Preparation | Natural Gas | Range | E5 |  | 0 | 0 | 0 | 0 | 0 | 0 | 0 | 0 | 0 | 0 | 0 | 0 | 0 | 0 | 0 | 0 | 0 | Normal | 0 | 0 | 0 | 0
Range_New_ | Commercial | Restaurant | New | Food Preparation | Natural Gas | Range | E6 |  | 0 | 0 | 0 | 0 | 0 | 0 | 0 | 0 | 0 | 0 | 0 | 0 | 0 | 0 | 0 | 0 | 0 | Normal | 0 | 0 | 0 | 0
Range_New_ | Commercial | Restaurant | New | Food Preparation | Natural Gas | Range | E7 |  | 0 | 0 | 0 | 0 | 0 | 0 | 0 | 0 | 0 | 0 | 0 | 0 | 0 | 0 | 0 | 0 | 0 | Normal | 0 | 0 | 0 | 0
Range_New_ | Commercial | Restaurant | New | Food Preparation | Natural Gas | Range | E8 |  | 0 | 0 | 0 | 0 | 0 | 0 | 0 | 0 | 0 | 0 | 0 | 0 | 0 | 0 | 0 | 0 | 0 | Normal | 0 | 0 | 0 | 0
Range_New_ | Commercial | Restaurant | New | Food Preparation | Natural Gas | Range | E9 |  | 0 | 0 | 0 | 0 | 0 | 0 | 0 | 0 | 0 | 0 | 0 | 0 | 0 | 0 | 0 | 0 | 0 | Normal | 0 | 0 | 0 | 0
Range_New_ | Commercial | Restaurant | New | Food Preparation | Natural Gas | Range | E10 |  | 0 | 0 | 0 | 0 | 0 | 0 | 0 | 0 | 0 | 0 | 0 | 0 | 0 | 0 | 0 | 0 | 0 | Normal | 0 | 0 | 0 | 0
Steamer_New_Typical | Commercial | Restaurant | New | Food Preparation | Natural Gas | Steamer | E1 | Typical | 1 | 0 | 0 | 71.591 | 0 | 0 | 71.591 | 0 | 9 | 15 | 12 | 2023 | 2021 | 1 | 0 | 0 | 0 | Normal | 0 | 2.4747 | 0 | 0 |  | 1 units | 1 | 0 | 0.003752 |  | 659.5559 | 19293.381 | 0 | 0 |  | 2024 | 0.85998
Steamer_New_ENERGY STAR (1.2) | Commercial | Restaurant | New | Food Preparation | Natural Gas | Steamer | E2 | ENERGY STAR (1.2) | 0.37076 | 0 | 0 | 63.6915 | 0 | -4.481 | 59.2105 | 0 | 9 | 15 | 12 | 2023 | 2050 | 1 | 0 | 0 | 0 | Normal | 0 | 0.91751 | 0 | 0 |  | 1 units | 1 | 0 | 0.003752 |  | 244.5384 | 17164.5079 | 0 | -1388.7391 |  | 2024 | 0.85998
Steamer_New_ | Commercial | Restaurant | New | Food Preparation | Natural Gas | Steamer | E3 |  | 0 | 0 | 0 | 0 | 0 | 0 | 0 | 0 | 0 | 0 | 0 | 0 | 0 | 0 | 0 | 0 | 0 | Normal | 0 | 0 | 0 | 0
Steamer_New_ | Commercial | Restaurant | New | Food Preparation | Natural Gas | Steamer | E4 |  | 0 | 0 | 0 | 0 | 0 | 0 | 0 | 0 | 0 | 0 | 0 | 0 | 0 | 0 | 0 | 0 | 0 | Normal | 0 | 0 | 0 | 0
Steamer_New_ | Commercial | Restaurant | New | Food Preparation | Natural Gas | Steamer | E5 |  | 0 | 0 | 0 | 0 | 0 | 0 | 0 | 0 | 0 | 0 | 0 | 0 | 0 | 0 | 0 | 0 | 0 | Normal | 0 | 0 | 0 | 0
Steamer_New_ | Commercial | Restaurant | New | Food Preparation | Natural Gas | Steamer | E6 |  | 0 | 0 | 0 | 0 | 0 | 0 | 0 | 0 | 0 | 0 | 0 | 0 | 0 | 0 | 0 | 0 | 0 | Normal | 0 | 0 | 0 | 0
Steamer_New_ | Commercial | Restaurant | New | Food Preparation | Natural Gas | Steamer | E7 |  | 0 | 0 | 0 | 0 | 0 | 0 | 0 | 0 | 0 | 0 | 0 | 0 | 0 | 0 | 0 | 0 | 0 | Normal | 0 | 0 | 0 | 0
Steamer_New_ | Commercial | Restaurant | New | Food Preparation | Natural Gas | Steamer | E8 |  | 0 | 0 | 0 | 0 | 0 | 0 | 0 | 0 | 0 | 0 | 0 | 0 | 0 | 0 | 0 | 0 | 0 | Normal | 0 | 0 | 0 | 0
Steamer_New_ | Commercial | Restaurant | New | Food Preparation | Natural Gas | Steamer | E9 |  | 0 | 0 | 0 | 0 | 0 | 0 | 0 | 0 | 0 | 0 | 0 | 0 | 0 | 0 | 0 | 0 | 0 | Normal | 0 | 0 | 0 | 0
Steamer_New_ | Commercial | Restaurant | New | Food Preparation | Natural Gas | Steamer | E10 |  | 0 | 0 | 0 | 0 | 0 | 0 | 0 | 0 | 0 | 0 | 0 | 0 | 0 | 0 | 0 | 0 | 0 | Normal | 0 | 0 | 0 | 0
Commercial Food Prep Other_New_Standard | Commercial | Restaurant | New | Food Preparation | Natural Gas | Commercial Food Prep Other | E1 | Standard | 1 | 0 | 0 | 0.34008 | 0 | 0 | 0.34008 | 0 | 8 | 12 | 10 | 2023 | 2050 | 1 | 0 | 0 | 0 | Normal | 0 | 0.35612 | 0 | 0 |  | 1 units | 1 | 0 | 0.00025023 |  | 1423.18 | 1000 | 0 | 0 |  | 2010 | 1.1818
Commercial Food Prep Other_New_Efficient | Commercial | Restaurant | New | Food Preparation | Natural Gas | Commercial Food Prep Other | E2 | Efficient | 0.72179 | 0 | 0 | 0.42954 | 0 | 0 | 0.42954 | 0 | 8 | 12 | 10 | 2023 | 2050 | 1 | 0 | 0 | 0 | Normal | 0 | 0.25704 | 0 | 0 |  | 1 units | 1 | 0 | 0.00025023 |  | 1027.2384 | 1263.0334 | 0 | 0 |  | 2010 | 1.1818
Commercial Food Prep Other_New_ | Commercial | Restaurant | New | Food Preparation | Natural Gas | Commercial Food Prep Other | E3 |  | 0 | 0 | 0 | 0 | 0 | 0 | 0 | 0 | 0 | 0 | 0 | 0 | 0 | 0 | 0 | 0 | 0 | Normal | 0 | 0 | 0 | 0
Commercial Food Prep Other_New_ | Commercial | Restaurant | New | Food Preparation | Natural Gas | Commercial Food Prep Other | E4 |  | 0 | 0 | 0 | 0 | 0 | 0 | 0 | 0 | 0 | 0 | 0 | 0 | 0 | 0 | 0 | 0 | 0 | Normal | 0 | 0 | 0 | 0
Commercial Food Prep Other_New_ | Commercial | Restaurant | New | Food Preparation | Natural Gas | Commercial Food Prep Other | E5 |  | 0 | 0 | 0 | 0 | 0 | 0 | 0 | 0 | 0 | 0 | 0 | 0 | 0 | 0 | 0 | 0 | 0 | Normal | 0 | 0 | 0 | 0
Commercial Food Prep Other_New_ | Commercial | Restaurant | New | Food Preparation | Natural Gas | Commercial Food Prep Other | E6 |  | 0 | 0 | 0 | 0 | 0 | 0 | 0 | 0 | 0 | 0 | 0 | 0 | 0 | 0 | 0 | 0 | 0 | Normal | 0 | 0 | 0 | 0
Commercial Food Prep Other_New_ | Commercial | Restaurant | New | Food Preparation | Natural Gas | Commercial Food Prep Other | E7 |  | 0 | 0 | 0 | 0 | 0 | 0 | 0 | 0 | 0 | 0 | 0 | 0 | 0 | 0 | 0 | 0 | 0 | Normal | 0 | 0 | 0 | 0
Commercial Food Prep Other_New_ | Commercial | Restaurant | New | Food Preparation | Natural Gas | Commercial Food Prep Other | E8 |  | 0 | 0 | 0 | 0 | 0 | 0 | 0 | 0 | 0 | 0 | 0 | 0 | 0 | 0 | 0 | 0 | 0 | Normal | 0 | 0 | 0 | 0
Commercial Food Prep Other_New_ | Commercial | Restaurant | New | Food Preparation | Natural Gas | Commercial Food Prep Other | E9 |  | 0 | 0 | 0 | 0 | 0 | 0 | 0 | 0 | 0 | 0 | 0 | 0 | 0 | 0 | 0 | 0 | 0 | Normal | 0 | 0 | 0 | 0
Commercial Food Prep Other_New_ | Commercial | Restaurant | New | Food Preparation | Natural Gas | Commercial Food Prep Other | E10 |  | 0 | 0 | 0 | 0 | 0 | 0 | 0 | 0 | 0 | 0 | 0 | 0 | 0 | 0 | 0 | 0 | 0 | Normal | 0 | 0 | 0 | 0
Pool Heater_New_TE 82% (Standard) | Commercial | Restaurant | New | Miscellaneous | Natural Gas | Pool Heater | E1 | TE 82% (Standard) | 1 | 0 | 0 | 0.11982 | 0.043719 | 0.0018163 | 0.16536 | 0 | 8 | 14 | 11 | 2023 | 2027 | 1 | 0 | 0 | 0 | Normal | 0 | 0.19803 | 0 | 0 |  | 1 units | 1 | 0 | 1.6698e-05 |  | 11859 | 6239.8015 | 2618.1698 | 108.77 |  | 2021 | 1
Pool Heater_New_TE 84% (Standard 2028) | Commercial | Restaurant | New | Miscellaneous | Natural Gas | Pool Heater | E2 | TE 84% (Standard 2028) | 0.97622 | 0 | 0 | 0.13205 | 0.043549 | 0.0018276 | 0.17743 | 0 | 8 | 14 | 11 | 2023 | 2050 | 1 | 0 | 0 | 0 | Normal | 0 | 0.19332 | 0 | 0 |  | 1 units | 1 | 0 | 1.6698e-05 |  | 11577 | 6876.516 | 2607.9824 | 109.45 |  | 2021 | 1
Pool Heater_New_TE 95% (Condensing) | Commercial | Restaurant | New | Miscellaneous | Natural Gas | Pool Heater | E3 | TE 95% (Condensing) | 0.86323 | 0 | 0 | 0.17264 | 0.047845 | 0.0020095 | 0.2225 | 0 | 8 | 14 | 11 | 2023 | 2050 | 1 | 0 | 0 | 0 | Normal | 0 | 0.17094 | 0 | 0 |  | 1 units | 1 | 0 | 1.6698e-05 |  | 10237 | 8990.4079 | 2865.215 | 120.34 |  | 2021 | 1
Pool Heater_New_ | Commercial | Restaurant | New | Miscellaneous | Natural Gas | Pool Heater | E4 |  | 0 | 0 | 0 | 0 | 0 | 0 | 0 | 0 | 0 | 0 | 0 | 0 | 0 | 0 | 0 | 0 | 0 | Normal | 0 | 0 | 0 | 0
Pool Heater_New_ | Commercial | Restaurant | New | Miscellaneous | Natural Gas | Pool Heater | E5 |  | 0 | 0 | 0 | 0 | 0 | 0 | 0 | 0 | 0 | 0 | 0 | 0 | 0 | 0 | 0 | 0 | 0 | Normal | 0 | 0 | 0 | 0
Pool Heater_New_ | Commercial | Restaurant | New | Miscellaneous | Natural Gas | Pool Heater | E6 |  | 0 | 0 | 0 | 0 | 0 | 0 | 0 | 0 | 0 | 0 | 0 | 0 | 0 | 0 | 0 | 0 | 0 | Normal | 0 | 0 | 0 | 0
Pool Heater_New_ | Commercial | Restaurant | New | Miscellaneous | Natural Gas | Pool Heater | E7 |  | 0 | 0 | 0 | 0 | 0 | 0 | 0 | 0 | 0 | 0 | 0 | 0 | 0 | 0 | 0 | 0 | 0 | Normal | 0 | 0 | 0 | 0
Pool Heater_New_ | Commercial | Restaurant | New | Miscellaneous | Natural Gas | Pool Heater | E8 |  | 0 | 0 | 0 | 0 | 0 | 0 | 0 | 0 | 0 | 0 | 0 | 0 | 0 | 0 | 0 | 0 | 0 | Normal | 0 | 0 | 0 | 0
Pool Heater_New_ | Commercial | Restaurant | New | Miscellaneous | Natural Gas | Pool Heater | E9 |  | 0 | 0 | 0 | 0 | 0 | 0 | 0 | 0 | 0 | 0 | 0 | 0 | 0 | 0 | 0 | 0 | 0 | Normal | 0 | 0 | 0 | 0
Pool Heater_New_ | Commercial | Restaurant | New | Miscellaneous | Natural Gas | Pool Heater | E10 |  | 0 | 0 | 0 | 0 | 0 | 0 | 0 | 0 | 0 | 0 | 0 | 0 | 0 | 0 | 0 | 0 | 0 | Normal | 0 | 0 | 0 | 0
Other Miscellaneous_New_Miscellaneous | Commercial | Restaurant | New | Miscellaneous | Natural Gas | Other Miscellaneous | E1 | Miscellaneous | 1 | 0 | 0 | 0.0010463 | 0 | 0 | 0.0010463 | 0 | 2 | 8 | 5 | 2023 | 2050 | 1 | 0 | 0 | 0 | Normal | 0 | 0.00089778 | 0 | 0 |  | 1 units | 1 | 0 | 0.00089778 |  | 1 | 1 | 0 | 0 |  | 2020 | 1.0135
Other Miscellaneous_New_ | Commercial | Restaurant | New | Miscellaneous | Natural Gas | Other Miscellaneous | E2 |  | 0 | 0 | 0 | 0 | 0 | 0 | 0 | 0 | 0 | 0 | 0 | 0 | 0 | 0 | 0 | 0 | 0 | Normal | 0 | 0 | 0 | 0
Other Miscellaneous_New_ | Commercial | Restaurant | New | Miscellaneous | Natural Gas | Other Miscellaneous | E3 |  | 0 | 0 | 0 | 0 | 0 | 0 | 0 | 0 | 0 | 0 | 0 | 0 | 0 | 0 | 0 | 0 | 0 | Normal | 0 | 0 | 0 | 0
Other Miscellaneous_New_ | Commercial | Restaurant | New | Miscellaneous | Natural Gas | Other Miscellaneous | E4 |  | 0 | 0 | 0 | 0 | 0 | 0 | 0 | 0 | 0 | 0 | 0 | 0 | 0 | 0 | 0 | 0 | 0 | Normal | 0 | 0 | 0 | 0
Other Miscellaneous_New_ | Commercial | Restaurant | New | Miscellaneous | Natural Gas | Other Miscellaneous | E5 |  | 0 | 0 | 0 | 0 | 0 | 0 | 0 | 0 | 0 | 0 | 0 | 0 | 0 | 0 | 0 | 0 | 0 | Normal | 0 | 0 | 0 | 0
Other Miscellaneous_New_ | Commercial | Restaurant | New | Miscellaneous | Natural Gas | Other Miscellaneous | E6 |  | 0 | 0 | 0 | 0 | 0 | 0 | 0 | 0 | 0 | 0 | 0 | 0 | 0 | 0 | 0 | 0 | 0 | Normal | 0 | 0 | 0 | 0
Other Miscellaneous_New_ | Commercial | Restaurant | New | Miscellaneous | Natural Gas | Other Miscellaneous | E7 |  | 0 | 0 | 0 | 0 | 0 | 0 | 0 | 0 | 0 | 0 | 0 | 0 | 0 | 0 | 0 | 0 | 0 | Normal | 0 | 0 | 0 | 0
Other Miscellaneous_New_ | Commercial | Restaurant | New | Miscellaneous | Natural Gas | Other Miscellaneous | E8 |  | 0 | 0 | 0 | 0 | 0 | 0 | 0 | 0 | 0 | 0 | 0 | 0 | 0 | 0 | 0 | 0 | 0 | Normal | 0 | 0 | 0 | 0
Other Miscellaneous_New_ | Commercial | Restaurant | New | Miscellaneous | Natural Gas | Other Miscellaneous | E9 |  | 0 | 0 | 0 | 0 | 0 | 0 | 0 | 0 | 0 | 0 | 0 | 0 | 0 | 0 | 0 | 0 | 0 | Normal | 0 | 0 | 0 | 0
Other Miscellaneous_New_ | Commercial | Restaurant | New | Miscellaneous | Natural Gas | Other Miscellaneous | E10 |  | 0 | 0 | 0 | 0 | 0 | 0 | 0 | 0 | 0 | 0 | 0 | 0 | 0 | 0 | 0 | 0 | 0 | Normal | 0 | 0 | 0 | 0
Furnace_Existing_TE 80% | Commercial | Education | Existing | Space Heating | Natural Gas | Furnace | E1 | TE 80% | 1 | 0 | 0 | 1.3422 | 1.2431 | 0 | 2.5853 | 0 | 17 | 29 | 23 | 2023 | 2022 | 1 | 0 | 0 | 0 | Normal | 0 | 0.06419 | 0 | 0 |  | 140 kBtu/hr | 140 | 0 | 0.0648 |  | 8639 | 2634.8 | 2806.1691 | 0 |  | 2022 | 0.95704
Furnace_Existing_TE 81% (2023 Standard) | Commercial | Retail | Existing | Space Heating | Natural Gas | Furnace | E2 | TE 81% (2023 Standard) | 0.90002 | 0 | 0 | 1.3749 | 1.2525 | 0 | 2.6275 | 0 | 17 | 29 | 23 | 2023 | 2050 | 1 | 0 | 0 | 0 | Normal | 0 | 0.16884 | 0 | 0 |  | 140 kBtu/hr | 140 | 0 | 0.0648 |  | 8534 | 2699.0634 | 2827.5902 | 0 |  | 2022 | 0.95704
Furnace_Existing_TE 80% | Commercial | Healthcare | Existing | Space Heating | Natural Gas | Furnace | E1 | TE 80% | 1 | 0 | 0 | 1.3422 | 1.2431 | 0 | 2.5853 | 0 | 17 | 29 | 23 | 2023 | 2022 | 1 | 0 | 0 | 0 | Normal | 0 | 0.37366 | 0 | 0 |  | 140 kBtu/hr | 140 | 0 | 0.0648 |  | 11668 | 2634.8 | 2806.1691 | 0 |  | 2022 | 0.95704
Furnace_Existing_TE 96% | Commercial | Retail | Existing | Space Heating | Natural Gas | Furnace | E4 | TE 96% | 0.79097 | 0 | 0 | 3.5442 | 1.7201 | 0 | 5.2643 | 0 | 17 | 29 | 23 | 2023 | 2050 | 1 | 0 | 0 | 0 | Normal | 0 | 0.14838 | 0 | 0 |  | 140 kBtu/hr | 140 | 0 | 0.0648 |  | 7500 | 6957.4606 | 3883.0501 | 0 |  | 2022 | 0.95704
Furnace_Existing_Dual-Fuel Heat Pump - TE 81% | Commercial | Retail | Existing | Space Heating | Natural Gas | Furnace | E5 | Dual-Fuel Heat Pump - TE 81% | 0.32 | 0 | 0 | 8.4026 | 1.2525 | 0.29537 | 9.9505 | 0 | 16 | 26 | 21 | 2023 | 2050 | 1 | 0 | 0 | 0 | Normal | 0 | 0.060029 | 0 | 0 |  | 140 kBtu/hr | 140 | 0 | 0.0648 |  | 3034.24 | 16494.619 | 2827.5902 | 0 |  | 2022 | 0.95704
Furnace_Existing_Dual-Fuel Heat Pump - TE 96% | Commercial | Retail | Existing | Space Heating | Natural Gas | Furnace | E6 | Dual-Fuel Heat Pump - TE 96% | 0.2963 | 0 | 0 | 10.5719 | 1.7201 | 0.29537 | 12.5874 | 0 | 16 | 26 | 21 | 2023 | 2050 | 1 | 0 | 0 | 0 | Normal | 0 | 0.055582 | 0 | 0 |  | 140 kBtu/hr | 140 | 0 | 0.0648 |  | 2809.4815 | 20753.0162 | 3883.0501 | 0 |  | 2022 | 0.95704
Furnace_Existing_ | Commercial | Retail | Existing | Space Heating | Natural Gas | Furnace | E7 |  | 0 | 0 | 0 | 0 | 0 | 0 | 0 | 0 | 0 | 0 | 0 | 0 | 0 | 0 | 0 | 0 | 0 | Normal | 0 | 0 | 0 | 0
Furnace_Existing_ | Commercial | Retail | Existing | Space Heating | Natural Gas | Furnace | E8 |  | 0 | 0 | 0 | 0 | 0 | 0 | 0 | 0 | 0 | 0 | 0 | 0 | 0 | 0 | 0 | 0 | 0 | Normal | 0 | 0 | 0 | 0
Furnace_Existing_ | Commercial | Retail | Existing | Space Heating | Natural Gas | Furnace | E9 |  | 0 | 0 | 0 | 0 | 0 | 0 | 0 | 0 | 0 | 0 | 0 | 0 | 0 | 0 | 0 | 0 | 0 | Normal | 0 | 0 | 0 | 0
Furnace_Existing_ | Commercial | Retail | Existing | Space Heating | Natural Gas | Furnace | E10 |  | 0 | 0 | 0 | 0 | 0 | 0 | 0 | 0 | 0 | 0 | 0 | 0 | 0 | 0 | 0 | 0 | 0 | Normal | 0 | 0 | 0 | 0
Boiler_Existing_TE 80% | Commercial | Retail | Existing | Space Heating | Natural Gas | Boiler | E1 | TE 80% | 1 | 0 | 0 | 2.2179 | 1.1081 | 0 | 3.326 | 0 | 19 | 31 | 25 | 2023 | 2023 | 1 | 0 | 0 | 0 | Normal | 0 | 0.85252 | 0 | 0 |  | 514 kBtu/hr | 514 | 0 | 0.0648 |  | 35131 | 14115.0337 | 8110 | 0 |  | 2015 | 1.0838
Boiler_Existing_TE 84% | Commercial | Retail | Existing | Space Heating | Natural Gas | Boiler | E2 | TE 84% | 0.95238 | 0 | 0 | 2.8042 | 1.1081 | 0 | 3.9122 | 0 | 19 | 31 | 25 | 2023 | 2023 | 1 | 0 | 0 | 0 | Normal | 0 | 0.81192 | 0 | 0 |  | 514 kBtu/hr | 514 | 0 | 0.0648 |  | 33458 | 17846.3457 | 8110 | 0 |  | 2015 | 1.0838
Boiler_Existing_TE 90% (2024 WA Standard) | Commercial | Retail | Existing | Space Heating | Natural Gas | Boiler | E3 | TE 90% (2024 WA Standard) | 0.88887 | 0 | 0 | 3.6339 | 1.2468 | 0 | 4.8808 | 0 | 19 | 31 | 25 | 2023 | 2050 | 1 | 0 | 0 | 0 | Normal | 0 | 0.75778 | 0 | 0 |  | 514 kBtu/hr | 514 | 0 | 0.0648 |  | 31227 | 23127.2898 | 9125.5667 | 0 |  | 2015 | 1.0838
Boiler_Existing_TE 94% (ENERGY STAR 1.0) | Commercial | Retail | Existing | Space Heating | Natural Gas | Boiler | E4 | TE 94% (ENERGY STAR 1.0) | 0.85107 | 0 | 0 | 4.2095 | 1.2468 | 0 | 5.4564 | 0 | 19 | 31 | 25 | 2023 | 2050 | 1 | 0 | 0 | 0 | Normal | 0 | 0.72555 | 0 | 0 |  | 514 kBtu/hr | 514 | 0 | 0.0648 |  | 29899 | 26790.429 | 9125.5667 | 0 |  | 2015 | 1.0838
Boiler_Existing_TE 98% | Commercial | Retail | Existing | Space Heating | Natural Gas | Boiler | E5 | TE 98% | 0.81632 | 0 | 0 | 4.7851 | 1.2468 | 0 | 6.0319 | 0 | 19 | 31 | 25 | 2023 | 2050 | 1 | 0 | 0 | 0 | Normal | 0 | 0.69592 | 0 | 0 |  | 514 kBtu/hr | 514 | 0 | 0.0648 |  | 28678 | 30453.5682 | 9125.5667 | 0 |  | 2015 | 1.0838
Boiler_Existing_ | Commercial | Retail | Existing | Space Heating | Natural Gas | Boiler | E6 |  | 0 | 0 | 0 | 0 | 0 | 0 | 0 | 0 | 0 | 0 | 0 | 0 | 0 | 0 | 0 | 0 | 0 | Normal | 0 | 0 | 0 | 0
Boiler_Existing_ | Commercial | Retail | Existing | Space Heating | Natural Gas | Boiler | E7 |  | 0 | 0 | 0 | 0 | 0 | 0 | 0 | 0 | 0 | 0 | 0 | 0 | 0 | 0 | 0 | 0 | 0 | Normal | 0 | 0 | 0 | 0
Boiler_Existing_ | Commercial | Retail | Existing | Space Heating | Natural Gas | Boiler | E8 |  | 0 | 0 | 0 | 0 | 0 | 0 | 0 | 0 | 0 | 0 | 0 | 0 | 0 | 0 | 0 | 0 | 0 | Normal | 0 | 0 | 0 | 0
Boiler_Existing_ | Commercial | Retail | Existing | Space Heating | Natural Gas | Boiler | E9 |  | 0 | 0 | 0 | 0 | 0 | 0 | 0 | 0 | 0 | 0 | 0 | 0 | 0 | 0 | 0 | 0 | 0 | Normal | 0 | 0 | 0 | 0
Boiler_Existing_ | Commercial | Retail | Existing | Space Heating | Natural Gas | Boiler | E10 |  | 0 | 0 | 0 | 0 | 0 | 0 | 0 | 0 | 0 | 0 | 0 | 0 | 0 | 0 | 0 | 0 | 0 | Normal | 0 | 0 | 0 | 0
Unit Heater_Existing_Standard (TE 80%) | Commercial | Retail | Existing | Space Heating | Natural Gas | Unit Heater | E1 | Standard (TE 80%) | 1 | 0 | 0 | 0.064394 | 0.054926 | 0 | 0.11932 | 0 | 9 | 15 | 12 | 2023 | 2050 | 1 | 0 | 0 | 0 | Normal | 0 | 0.094962 | 0 | 0 |  | 120 kBtu/hr | 120 | 0 | 4.1982e-05 |  | 2262 | 1274.4 | 1250.082 | 0 |  | 2018 | 1.0466
Unit Heater_Existing_Condensing (TE 90%) | Commercial | Retail | Existing | Space Heating | Natural Gas | Unit Heater | E2 | Condensing (TE 90%) | 0.86111 | 0 | 0 | 0.20592 | 0.065737 | 0 | 0.27165 | 0 | 9 | 15 | 12 | 2023 | 2050 | 1 | 0 | 0 | 0 | Normal | 0 | 0.081773 | 0 | 0 |  | 120 kBtu/hr | 120 | 0 | 4.1982e-05 |  | 1947.8333 | 4075.2 | 1496.122 | 0 |  | 2018 | 1.0466
Unit Heater_Existing_Infrared Radiant | Commercial | Retail | Existing | Space Heating | Natural Gas | Unit Heater | E3 | Infrared Radiant | 0.8 | 0 | 0 | 0.088951 | 0.054926 | 0 | 0.14388 | 0 | 9 | 15 | 12 | 2023 | 2050 | 1 | 0 | 0 | 0 | Normal | 0 | 0.07597 | 0 | 0 |  | 120 kBtu/hr | 120 | 0 | 4.1982e-05 |  | 1809.6 | 1760.4 | 1250.082 | 0 |  | 2018 | 1.0466
Unit Heater_Existing_ | Commercial | Retail | Existing | Space Heating | Natural Gas | Unit Heater | E4 |  | 0 | 0 | 0 | 0 | 0 | 0 | 0 | 0 | 0 | 0 | 0 | 0 | 0 | 0 | 0 | 0 | 0 | Normal | 0 | 0 | 0 | 0
Unit Heater_Existing_ | Commercial | Retail | Existing | Space Heating | Natural Gas | Unit Heater | E5 |  | 0 | 0 | 0 | 0 | 0 | 0 | 0 | 0 | 0 | 0 | 0 | 0 | 0 | 0 | 0 | 0 | 0 | Normal | 0 | 0 | 0 | 0
Unit Heater_Existing_ | Commercial | Retail | Existing | Space Heating | Natural Gas | Unit Heater | E6 |  | 0 | 0 | 0 | 0 | 0 | 0 | 0 | 0 | 0 | 0 | 0 | 0 | 0 | 0 | 0 | 0 | 0 | Normal | 0 | 0 | 0 | 0
Unit Heater_Existing_ | Commercial | Retail | Existing | Space Heating | Natural Gas | Unit Heater | E7 |  | 0 | 0 | 0 | 0 | 0 | 0 | 0 | 0 | 0 | 0 | 0 | 0 | 0 | 0 | 0 | 0 | 0 | Normal | 0 | 0 | 0 | 0
Unit Heater_Existing_ | Commercial | Retail | Existing | Space Heating | Natural Gas | Unit Heater | E8 |  | 0 | 0 | 0 | 0 | 0 | 0 | 0 | 0 | 0 | 0 | 0 | 0 | 0 | 0 | 0 | 0 | 0 | Normal | 0 | 0 | 0 | 0
Unit Heater_Existing_ | Commercial | Retail | Existing | Space Heating | Natural Gas | Unit Heater | E9 |  | 0 | 0 | 0 | 0 | 0 | 0 | 0 | 0 | 0 | 0 | 0 | 0 | 0 | 0 | 0 | 0 | 0 | Normal | 0 | 0 | 0 | 0
Unit Heater_Existing_ | Commercial | Retail | Existing | Space Heating | Natural Gas | Unit Heater | E10 |  | 0 | 0 | 0 | 0 | 0 | 0 | 0 | 0 | 0 | 0 | 0 | 0 | 0 | 0 | 0 | 0 | 0 | Normal | 0 | 0 | 0 | 0
Water Heater_Existing_TE 80% | Commercial | Retail | Existing | Water Heating | Natural Gas | Water Heater | E1 | TE 80% | 1 | 0 | 0 | 0.041661 | 0 | 0.0018462 | 0.043508 | 0 | 8 | 12 | 10 | 2023 | 2050 | 1 | 0 | 0 | 0 | Normal | 0 | 0.066024 | 0 | 0 |  | 200 kBtu/hr | 200 | 0 | 0.0012383 |  | 3990 | 6113.5678 | 0 | 311.5578 |  | 2022 | 0.95704
Water Heater_Existing_TE 94% (ENERGY STAR 2.0) | Commercial | Retail | Existing | Water Heating | Natural Gas | Water Heater | E2 | TE 94% (ENERGY STAR 2.0) | 0.85113 | 0 | 0 | 0.051479 | 0 | 0.0018998 | 0.053378 | 0 | 8 | 12 | 10 | 2023 | 2050 | 1 | 0 | 0 | 0 | Normal | 0 | 0.056195 | 0 | 0 |  | 200 kBtu/hr | 200 | 0 | 0.0012383 |  | 3396 | 7554.1856 | 0 | 320.603 |  | 2022 | 0.95704
Water Heater_Existing_TE 96% (Instantaneous) | Commercial | Retail | Existing | Water Heating | Natural Gas | Water Heater | E3 | TE 96% (Instantaneous) | 0.83333 | 0 | 0 | 0.073587 | 0 | 0.0032926 | 0.07688 | 0 | 13 | 21 | 17 | 2023 | 2050 | 1 | 0 | 0 | 0 | Normal | 0 | 0.05502 | 0 | 0 |  | 200 kBtu/hr | 200 | 0 | 0.0012383 |  | 3325 | 10798.4962 | 0 | 555.6391 |  | 2022 | 0.95704
Water Heater_Existing_ | Commercial | Retail | Existing | Water Heating | Natural Gas | Water Heater | E4 |  | 0 | 0 | 0 | 0 | 0 | 0 | 0 | 0 | 0 | 0 | 0 | 0 | 0 | 0 | 0 | 0 | 0 | Normal | 0 | 0 | 0 | 0
Water Heater_Existing_ | Commercial | Retail | Existing | Water Heating | Natural Gas | Water Heater | E5 |  | 0 | 0 | 0 | 0 | 0 | 0 | 0 | 0 | 0 | 0 | 0 | 0 | 0 | 0 | 0 | 0 | 0 | Normal | 0 | 0 | 0 | 0
Water Heater_Existing_ | Commercial | Retail | Existing | Water Heating | Natural Gas | Water Heater | E6 |  | 0 | 0 | 0 | 0 | 0 | 0 | 0 | 0 | 0 | 0 | 0 | 0 | 0 | 0 | 0 | 0 | 0 | Normal | 0 | 0 | 0 | 0
Water Heater_Existing_ | Commercial | Retail | Existing | Water Heating | Natural Gas | Water Heater | E7 |  | 0 | 0 | 0 | 0 | 0 | 0 | 0 | 0 | 0 | 0 | 0 | 0 | 0 | 0 | 0 | 0 | 0 | Normal | 0 | 0 | 0 | 0
Water Heater_Existing_ | Commercial | Retail | Existing | Water Heating | Natural Gas | Water Heater | E8 |  | 0 | 0 | 0 | 0 | 0 | 0 | 0 | 0 | 0 | 0 | 0 | 0 | 0 | 0 | 0 | 0 | 0 | Normal | 0 | 0 | 0 | 0
Water Heater_Existing_ | Commercial | Retail | Existing | Water Heating | Natural Gas | Water Heater | E9 |  | 0 | 0 | 0 | 0 | 0 | 0 | 0 | 0 | 0 | 0 | 0 | 0 | 0 | 0 | 0 | 0 | 0 | Normal | 0 | 0 | 0 | 0
Water Heater_Existing_ | Commercial | Retail | Existing | Water Heating | Natural Gas | Water Heater | E10 |  | 0 | 0 | 0 | 0 | 0 | 0 | 0 | 0 | 0 | 0 | 0 | 0 | 0 | 0 | 0 | 0 | 0 | Normal | 0 | 0 | 0 | 0
Oven_Existing_Standard | Commercial | Retail | Existing | Food Preparation | Natural Gas | Oven | E1 | Standard | 1 | 0 | 0 | 20.6522 | 0 | 0 | 20.6522 | 0 | 9 | 15 | 12 | 2023 | 2050 | 1 | 0 | 0 | 0 | Normal | 0 | 0.98856 | 0 | 0 |  | 1 units | 1 | 0 | 0.00082651 |  | 1196.0712 | 20292 | 0 | 0 |  | 2016 | 1.0708
Oven_Existing_ENERGY STAR (3.0) | Commercial | Retail | Existing | Food Preparation | Natural Gas | Oven | E2 | ENERGY STAR (3.0) | 0.5676 | 0 | 0 | 24.944 | 0 | 0 | 24.944 | 0 | 9 | 15 | 12 | 2023 | 2050 | 1 | 0 | 0 | 0 | Normal | 0 | 0.56111 | 0 | 0 |  | 1 units | 1 | 0 | 0.00082651 |  | 678.8891 | 24509 | 0 | 0 |  | 2016 | 1.0708
Oven_Existing_ | Commercial | Retail | Existing | Food Preparation | Natural Gas | Oven | E3 |  | 0 | 0 | 0 | 0 | 0 | 0 | 0 | 0 | 0 | 0 | 0 | 0 | 0 | 0 | 0 | 0 | 0 | Normal | 0 | 0 | 0 | 0
Oven_Existing_ | Commercial | Retail | Existing | Food Preparation | Natural Gas | Oven | E4 |  | 0 | 0 | 0 | 0 | 0 | 0 | 0 | 0 | 0 | 0 | 0 | 0 | 0 | 0 | 0 | 0 | 0 | Normal | 0 | 0 | 0 | 0
Oven_Existing_ | Commercial | Retail | Existing | Food Preparation | Natural Gas | Oven | E5 |  | 0 | 0 | 0 | 0 | 0 | 0 | 0 | 0 | 0 | 0 | 0 | 0 | 0 | 0 | 0 | 0 | 0 | Normal | 0 | 0 | 0 | 0
Oven_Existing_ | Commercial | Retail | Existing | Food Preparation | Natural Gas | Oven | E6 |  | 0 | 0 | 0 | 0 | 0 | 0 | 0 | 0 | 0 | 0 | 0 | 0 | 0 | 0 | 0 | 0 | 0 | Normal | 0 | 0 | 0 | 0
Oven_Existing_ | Commercial | Retail | Existing | Food Preparation | Natural Gas | Oven | E7 |  | 0 | 0 | 0 | 0 | 0 | 0 | 0 | 0 | 0 | 0 | 0 | 0 | 0 | 0 | 0 | 0 | 0 | Normal | 0 | 0 | 0 | 0
Oven_Existing_ | Commercial | Retail | Existing | Food Preparation | Natural Gas | Oven | E8 |  | 0 | 0 | 0 | 0 | 0 | 0 | 0 | 0 | 0 | 0 | 0 | 0 | 0 | 0 | 0 | 0 | 0 | Normal | 0 | 0 | 0 | 0
Oven_Existing_ | Commercial | Retail | Existing | Food Preparation | Natural Gas | Oven | E9 |  | 0 | 0 | 0 | 0 | 0 | 0 | 0 | 0 | 0 | 0 | 0 | 0 | 0 | 0 | 0 | 0 | 0 | Normal | 0 | 0 | 0 | 0
Oven_Existing_ | Commercial | Retail | Existing | Food Preparation | Natural Gas | Oven | E10 |  | 0 | 0 | 0 | 0 | 0 | 0 | 0 | 0 | 0 | 0 | 0 | 0 | 0 | 0 | 0 | 0 | 0 | Normal | 0 | 0 | 0 | 0
Conveyor Oven_Existing_Standard | Commercial | Retail | Existing | Food Preparation | Natural Gas | Conveyor Oven | E1 | Standard | 1 | 0 | 0 | 10.28 | 0 | 0 | 10.28 | 0 | 9 | 15 | 12 | 2023 | 2050 | 1 | 0 | 0 | 0 | Normal | 0 | 0.85802 | 0 | 0 |  | 1 units | 1 | 0 | 0.00037144 |  | 2310 | 27984.53 | 0 | 0 |  | 2024 | 0.85998
Conveyor Oven_Existing_Efficient (>42% Baking Efficiency) | Commercial | Retail | Existing | Food Preparation | Natural Gas | Conveyor Oven | E2 | Efficient (>42% Baking Efficiency) | 0.78355 | 0 | 0 | 11.0461 | 0 | 0 | 11.0461 | 0 | 9 | 15 | 12 | 2023 | 2050 | 1 | 0 | 0 | 0 | Normal | 0 | 0.6723 | 0 | 0 |  | 1 units | 1 | 0 | 0.00037144 |  | 1810 | 30069.91 | 0 | 0 |  | 2024 | 0.85998
Conveyor Oven_Existing_ | Commercial | Retail | Existing | Food Preparation | Natural Gas | Conveyor Oven | E3 |  | 0 | 0 | 0 | 0 | 0 | 0 | 0 | 0 | 0 | 0 | 0 | 0 | 0 | 0 | 0 | 0 | 0 | Normal | 0 | 0 | 0 | 0
Conveyor Oven_Existing_ | Commercial | Retail | Existing | Food Preparation | Natural Gas | Conveyor Oven | E4 |  | 0 | 0 | 0 | 0 | 0 | 0 | 0 | 0 | 0 | 0 | 0 | 0 | 0 | 0 | 0 | 0 | 0 | Normal | 0 | 0 | 0 | 0
Conveyor Oven_Existing_ | Commercial | Retail | Existing | Food Preparation | Natural Gas | Conveyor Oven | E5 |  | 0 | 0 | 0 | 0 | 0 | 0 | 0 | 0 | 0 | 0 | 0 | 0 | 0 | 0 | 0 | 0 | 0 | Normal | 0 | 0 | 0 | 0
Conveyor Oven_Existing_ | Commercial | Retail | Existing | Food Preparation | Natural Gas | Conveyor Oven | E6 |  | 0 | 0 | 0 | 0 | 0 | 0 | 0 | 0 | 0 | 0 | 0 | 0 | 0 | 0 | 0 | 0 | 0 | Normal | 0 | 0 | 0 | 0
Conveyor Oven_Existing_ | Commercial | Retail | Existing | Food Preparation | Natural Gas | Conveyor Oven | E7 |  | 0 | 0 | 0 | 0 | 0 | 0 | 0 | 0 | 0 | 0 | 0 | 0 | 0 | 0 | 0 | 0 | 0 | Normal | 0 | 0 | 0 | 0
Conveyor Oven_Existing_ | Commercial | Retail | Existing | Food Preparation | Natural Gas | Conveyor Oven | E8 |  | 0 | 0 | 0 | 0 | 0 | 0 | 0 | 0 | 0 | 0 | 0 | 0 | 0 | 0 | 0 | 0 | 0 | Normal | 0 | 0 | 0 | 0
Conveyor Oven_Existing_ | Commercial | Retail | Existing | Food Preparation | Natural Gas | Conveyor Oven | E9 |  | 0 | 0 | 0 | 0 | 0 | 0 | 0 | 0 | 0 | 0 | 0 | 0 | 0 | 0 | 0 | 0 | 0 | Normal | 0 | 0 | 0 | 0
Conveyor Oven_Existing_ | Commercial | Retail | Existing | Food Preparation | Natural Gas | Conveyor Oven | E10 |  | 0 | 0 | 0 | 0 | 0 | 0 | 0 | 0 | 0 | 0 | 0 | 0 | 0 | 0 | 0 | 0 | 0 | Normal | 0 | 0 | 0 | 0
Rack Oven_Existing_Standard | Commercial | Retail | Existing | Food Preparation | Natural Gas | Rack Oven | E1 | Standard | 1 | 0 | 0 | 6.8781 | 0 | 0 | 6.8781 | 0 | 10 | 17 | 13.5 | 2023 | 2050 | 1 | 0 | 0 | 0 | Normal | 0 | 0.82582 | 0 | 0 |  | 1 units | 1 | 0 | 0.00037119 |  | 2224.7707 | 18736.2411 | 0 | 0 |  | 2024 | 0.85998
Rack Oven_Existing_ENERGY STAR (3.0) | Commercial | Retail | Existing | Food Preparation | Natural Gas | Rack Oven | E2 | ENERGY STAR (3.0) | 0.84734 | 0 | 0 | 7.4464 | 0 | 0 | 7.4464 | 0 | 10 | 17 | 13.5 | 2023 | 2050 | 1 | 0 | 0 | 0 | Normal | 0 | 0.69974 | 0 | 0 |  | 1 units | 1 | 0 | 0.00037119 |  | 1885.1273 | 20284.2411 | 0 | 0 |  | 2024 | 0.85998
Rack Oven_Existing_ | Commercial | Retail | Existing | Food Preparation | Natural Gas | Rack Oven | E3 |  | 0 | 0 | 0 | 0 | 0 | 0 | 0 | 0 | 0 | 0 | 0 | 0 | 0 | 0 | 0 | 0 | 0 | Normal | 0 | 0 | 0 | 0
Rack Oven_Existing_ | Commercial | Retail | Existing | Food Preparation | Natural Gas | Rack Oven | E4 |  | 0 | 0 | 0 | 0 | 0 | 0 | 0 | 0 | 0 | 0 | 0 | 0 | 0 | 0 | 0 | 0 | 0 | Normal | 0 | 0 | 0 | 0
Rack Oven_Existing_ | Commercial | Retail | Existing | Food Preparation | Natural Gas | Rack Oven | E5 |  | 0 | 0 | 0 | 0 | 0 | 0 | 0 | 0 | 0 | 0 | 0 | 0 | 0 | 0 | 0 | 0 | 0 | Normal | 0 | 0 | 0 | 0
Rack Oven_Existing_ | Commercial | Retail | Existing | Food Preparation | Natural Gas | Rack Oven | E6 |  | 0 | 0 | 0 | 0 | 0 | 0 | 0 | 0 | 0 | 0 | 0 | 0 | 0 | 0 | 0 | 0 | 0 | Normal | 0 | 0 | 0 | 0
Rack Oven_Existing_ | Commercial | Retail | Existing | Food Preparation | Natural Gas | Rack Oven | E7 |  | 0 | 0 | 0 | 0 | 0 | 0 | 0 | 0 | 0 | 0 | 0 | 0 | 0 | 0 | 0 | 0 | 0 | Normal | 0 | 0 | 0 | 0
Rack Oven_Existing_ | Commercial | Retail | Existing | Food Preparation | Natural Gas | Rack Oven | E8 |  | 0 | 0 | 0 | 0 | 0 | 0 | 0 | 0 | 0 | 0 | 0 | 0 | 0 | 0 | 0 | 0 | 0 | Normal | 0 | 0 | 0 | 0
Rack Oven_Existing_ | Commercial | Retail | Existing | Food Preparation | Natural Gas | Rack Oven | E9 |  | 0 | 0 | 0 | 0 | 0 | 0 | 0 | 0 | 0 | 0 | 0 | 0 | 0 | 0 | 0 | 0 | 0 | Normal | 0 | 0 | 0 | 0
Rack Oven_Existing_ | Commercial | Retail | Existing | Food Preparation | Natural Gas | Rack Oven | E10 |  | 0 | 0 | 0 | 0 | 0 | 0 | 0 | 0 | 0 | 0 | 0 | 0 | 0 | 0 | 0 | 0 | 0 | Normal | 0 | 0 | 0 | 0
Fryer_Existing_Standard | Commercial | Retail | Existing | Food Preparation | Natural Gas | Fryer | E1 | Standard | 1 | 0 | 0 | 5.4841 | 0 | 0 | 5.4841 | 0 | 8 | 14 | 11 | 2023 | 2021 | 1 | 0 | 0 | 0 | Normal | 0 | 1.5668 | 0 | 0 |  | 1 units | 1 | 0 | 0.0020569 |  | 761.7258 | 2695.9053 | 0 | 0 |  | 2024 | 0.85998
Fryer_Existing_ENERGY STAR (3.0) | Commercial | Retail | Existing | Food Preparation | Natural Gas | Fryer | E2 | ENERGY STAR (3.0) | 0.74928 | 0 | 0 | 25.5214 | 0 | 0 | 25.5214 | 0 | 8 | 14 | 11 | 2023 | 2050 | 1 | 0 | 0 | 0 | Normal | 0 | 1.174 | 0 | 0 |  | 1 units | 1 | 0 | 0.0020569 |  | 570.7473 | 12546.0625 | 0 | 0 |  | 2024 | 0.85998
Fryer_Existing_ | Commercial | Retail | Existing | Food Preparation | Natural Gas | Fryer | E3 |  | 0 | 0 | 0 | 0 | 0 | 0 | 0 | 0 | 0 | 0 | 0 | 0 | 0 | 0 | 0 | 0 | 0 | Normal | 0 | 0 | 0 | 0
Fryer_Existing_ | Commercial | Retail | Existing | Food Preparation | Natural Gas | Fryer | E4 |  | 0 | 0 | 0 | 0 | 0 | 0 | 0 | 0 | 0 | 0 | 0 | 0 | 0 | 0 | 0 | 0 | 0 | Normal | 0 | 0 | 0 | 0
Fryer_Existing_ | Commercial | Retail | Existing | Food Preparation | Natural Gas | Fryer | E5 |  | 0 | 0 | 0 | 0 | 0 | 0 | 0 | 0 | 0 | 0 | 0 | 0 | 0 | 0 | 0 | 0 | 0 | Normal | 0 | 0 | 0 | 0
Fryer_Existing_ | Commercial | Retail | Existing | Food Preparation | Natural Gas | Fryer | E6 |  | 0 | 0 | 0 | 0 | 0 | 0 | 0 | 0 | 0 | 0 | 0 | 0 | 0 | 0 | 0 | 0 | 0 | Normal | 0 | 0 | 0 | 0
Fryer_Existing_ | Commercial | Retail | Existing | Food Preparation | Natural Gas | Fryer | E7 |  | 0 | 0 | 0 | 0 | 0 | 0 | 0 | 0 | 0 | 0 | 0 | 0 | 0 | 0 | 0 | 0 | 0 | Normal | 0 | 0 | 0 | 0
Fryer_Existing_ | Commercial | Retail | Existing | Food Preparation | Natural Gas | Fryer | E8 |  | 0 | 0 | 0 | 0 | 0 | 0 | 0 | 0 | 0 | 0 | 0 | 0 | 0 | 0 | 0 | 0 | 0 | Normal | 0 | 0 | 0 | 0
Fryer_Existing_ | Commercial | Retail | Existing | Food Preparation | Natural Gas | Fryer | E9 |  | 0 | 0 | 0 | 0 | 0 | 0 | 0 | 0 | 0 | 0 | 0 | 0 | 0 | 0 | 0 | 0 | 0 | Normal | 0 | 0 | 0 | 0
Fryer_Existing_ | Commercial | Retail | Existing | Food Preparation | Natural Gas | Fryer | E10 |  | 0 | 0 | 0 | 0 | 0 | 0 | 0 | 0 | 0 | 0 | 0 | 0 | 0 | 0 | 0 | 0 | 0 | Normal | 0 | 0 | 0 | 0
Broiler_Existing_Typical | Commercial | Retail | Existing | Food Preparation | Natural Gas | Broiler | E1 | Typical | 1 | 0 | 0 | 5.3374 | 0 | 0 | 5.3374 | 0 | 9 | 15 | 12 | 2023 | 2050 | 0.5 | 0 | 0 | 0 | Normal | 0 | 1.2545 | 0 | 0 |  | 1 units | 1 | 0 | 0.0011068 |  | 1133.496 | 4687.5 | 0 | 0 |  | 2023 | 0.89459
Broiler_Existing_Infrared Burners | Commercial | Retail | Existing | Food Preparation | Natural Gas | Broiler | E2 | Infrared Burners | 0.63295 | 0 | 0 | 7.4439 | 0 | 0 | 7.4439 | 0 | 9 | 15 | 12 | 2023 | 2050 | 0.5 | 0 | 0 | 0 | Normal | 0 | 0.79406 | 0 | 0 |  | 1 units | 1 | 0 | 0.0011068 |  | 717.444 | 6537.5 | 0 | 0 |  | 2023 | 0.89459
Broiler_Existing_ | Commercial | Retail | Existing | Food Preparation | Natural Gas | Broiler | E3 |  | 0 | 0 | 0 | 0 | 0 | 0 | 0 | 0 | 0 | 0 | 0 | 0 | 0 | 0 | 0 | 0 | 0 | Normal | 0 | 0 | 0 | 0
Broiler_Existing_ | Commercial | Retail | Existing | Food Preparation | Natural Gas | Broiler | E4 |  | 0 | 0 | 0 | 0 | 0 | 0 | 0 | 0 | 0 | 0 | 0 | 0 | 0 | 0 | 0 | 0 | 0 | Normal | 0 | 0 | 0 | 0
Broiler_Existing_ | Commercial | Retail | Existing | Food Preparation | Natural Gas | Broiler | E5 |  | 0 | 0 | 0 | 0 | 0 | 0 | 0 | 0 | 0 | 0 | 0 | 0 | 0 | 0 | 0 | 0 | 0 | Normal | 0 | 0 | 0 | 0
Broiler_Existing_ | Commercial | Retail | Existing | Food Preparation | Natural Gas | Broiler | E6 |  | 0 | 0 | 0 | 0 | 0 | 0 | 0 | 0 | 0 | 0 | 0 | 0 | 0 | 0 | 0 | 0 | 0 | Normal | 0 | 0 | 0 | 0
Broiler_Existing_ | Commercial | Retail | Existing | Food Preparation | Natural Gas | Broiler | E7 |  | 0 | 0 | 0 | 0 | 0 | 0 | 0 | 0 | 0 | 0 | 0 | 0 | 0 | 0 | 0 | 0 | 0 | Normal | 0 | 0 | 0 | 0
Broiler_Existing_ | Commercial | Retail | Existing | Food Preparation | Natural Gas | Broiler | E8 |  | 0 | 0 | 0 | 0 | 0 | 0 | 0 | 0 | 0 | 0 | 0 | 0 | 0 | 0 | 0 | 0 | 0 | Normal | 0 | 0 | 0 | 0
Broiler_Existing_ | Commercial | Retail | Existing | Food Preparation | Natural Gas | Broiler | E9 |  | 0 | 0 | 0 | 0 | 0 | 0 | 0 | 0 | 0 | 0 | 0 | 0 | 0 | 0 | 0 | 0 | 0 | Normal | 0 | 0 | 0 | 0
Broiler_Existing_ | Commercial | Retail | Existing | Food Preparation | Natural Gas | Broiler | E10 |  | 0 | 0 | 0 | 0 | 0 | 0 | 0 | 0 | 0 | 0 | 0 | 0 | 0 | 0 | 0 | 0 | 0 | Normal | 0 | 0 | 0 | 0
Griddle_Existing_ | Commercial | Healthcare | Existing | Food Preparation | Natural Gas | Griddle | E10 |  | 0 | 0 | 0 | 0 | 0 | 0 | 0 | 0 | 0 | 0 | 0 | 0 | 0 | 0 | 0 | 0 | 0 | Normal | 0 | 0 | 0 | 0
Griddle_Existing_ | Commercial | Lodging | Existing | Food Preparation | Natural Gas | Griddle | E4 |  | 0 | 0 | 0 | 0 | 0 | 0 | 0 | 0 | 0 | 0 | 0 | 0 | 0 | 0 | 0 | 0 | 0 | Normal | 0 | 0 | 0 | 0
Griddle_Existing_ | Commercial | Lodging | Existing | Food Preparation | Natural Gas | Griddle | E5 |  | 0 | 0 | 0 | 0 | 0 | 0 | 0 | 0 | 0 | 0 | 0 | 0 | 0 | 0 | 0 | 0 | 0 | Normal | 0 | 0 | 0 | 0
Griddle_Existing_ | Commercial | Lodging | Existing | Food Preparation | Natural Gas | Griddle | E6 |  | 0 | 0 | 0 | 0 | 0 | 0 | 0 | 0 | 0 | 0 | 0 | 0 | 0 | 0 | 0 | 0 | 0 | Normal | 0 | 0 | 0 | 0
Griddle_Existing_ | Commercial | Lodging | Existing | Food Preparation | Natural Gas | Griddle | E7 |  | 0 | 0 | 0 | 0 | 0 | 0 | 0 | 0 | 0 | 0 | 0 | 0 | 0 | 0 | 0 | 0 | 0 | Normal | 0 | 0 | 0 | 0
Griddle_Existing_ | Commercial | Lodging | Existing | Food Preparation | Natural Gas | Griddle | E8 |  | 0 | 0 | 0 | 0 | 0 | 0 | 0 | 0 | 0 | 0 | 0 | 0 | 0 | 0 | 0 | 0 | 0 | Normal | 0 | 0 | 0 | 0
Griddle_Existing_ | Commercial | Lodging | Existing | Food Preparation | Natural Gas | Griddle | E9 |  | 0 | 0 | 0 | 0 | 0 | 0 | 0 | 0 | 0 | 0 | 0 | 0 | 0 | 0 | 0 | 0 | 0 | Normal | 0 | 0 | 0 | 0
Griddle_Existing_ | Commercial | Lodging | Existing | Food Preparation | Natural Gas | Griddle | E10 |  | 0 | 0 | 0 | 0 | 0 | 0 | 0 | 0 | 0 | 0 | 0 | 0 | 0 | 0 | 0 | 0 | 0 | Normal | 0 | 0 | 0 | 0
Griddle_Existing_ | Commercial | Miscellaneous | Existing | Food Preparation | Natural Gas | Griddle | E4 |  | 0 | 0 | 0 | 0 | 0 | 0 | 0 | 0 | 0 | 0 | 0 | 0 | 0 | 0 | 0 | 0 | 0 | Normal | 0 | 0 | 0 | 0
Griddle_Existing_ | Commercial | Miscellaneous | Existing | Food Preparation | Natural Gas | Griddle | E5 |  | 0 | 0 | 0 | 0 | 0 | 0 | 0 | 0 | 0 | 0 | 0 | 0 | 0 | 0 | 0 | 0 | 0 | Normal | 0 | 0 | 0 | 0
Range_Existing_Typical | Commercial | Retail | Existing | Food Preparation | Natural Gas | Range | E1 | Typical | 1 | 0 | 0 | 2.7869 | 0 | 0 | 2.7869 | 0 | 9 | 15 | 12 | 2023 | 2050 | 1 | 0 | 0 | 0 | Normal | 0 | 1.0983 | 0 | 0 |  | 1 units | 1 | 0 | 0.0013258 |  | 857.4828 | 2043.1823 | 0 | 0 |  | 2023 | 0.89459
Range_Existing_High Efficiency | Commercial | Retail | Existing | Food Preparation | Natural Gas | Range | E2 | High Efficiency | 0.75981 | 0 | 0 | 3.4824 | 0 | 0 | 3.4824 | 0 | 9 | 15 | 12 | 2023 | 2050 | 1 | 0 | 0 | 0 | Normal | 0 | 0.83451 | 0 | 0 |  | 1 units | 1 | 0 | 0.0013258 |  | 651.5262 | 2553.125 | 0 | 0 |  | 2023 | 0.89459
Range_Existing_ | Commercial | Retail | Existing | Food Preparation | Natural Gas | Range | E3 |  | 0 | 0 | 0 | 0 | 0 | 0 | 0 | 0 | 0 | 0 | 0 | 0 | 0 | 0 | 0 | 0 | 0 | Normal | 0 | 0 | 0 | 0
Range_Existing_ | Commercial | Retail | Existing | Food Preparation | Natural Gas | Range | E4 |  | 0 | 0 | 0 | 0 | 0 | 0 | 0 | 0 | 0 | 0 | 0 | 0 | 0 | 0 | 0 | 0 | 0 | Normal | 0 | 0 | 0 | 0
Range_Existing_ | Commercial | Retail | Existing | Food Preparation | Natural Gas | Range | E5 |  | 0 | 0 | 0 | 0 | 0 | 0 | 0 | 0 | 0 | 0 | 0 | 0 | 0 | 0 | 0 | 0 | 0 | Normal | 0 | 0 | 0 | 0
Range_Existing_ | Commercial | Retail | Existing | Food Preparation | Natural Gas | Range | E6 |  | 0 | 0 | 0 | 0 | 0 | 0 | 0 | 0 | 0 | 0 | 0 | 0 | 0 | 0 | 0 | 0 | 0 | Normal | 0 | 0 | 0 | 0
Range_Existing_ | Commercial | Retail | Existing | Food Preparation | Natural Gas | Range | E7 |  | 0 | 0 | 0 | 0 | 0 | 0 | 0 | 0 | 0 | 0 | 0 | 0 | 0 | 0 | 0 | 0 | 0 | Normal | 0 | 0 | 0 | 0
Range_Existing_ | Commercial | Retail | Existing | Food Preparation | Natural Gas | Range | E8 |  | 0 | 0 | 0 | 0 | 0 | 0 | 0 | 0 | 0 | 0 | 0 | 0 | 0 | 0 | 0 | 0 | 0 | Normal | 0 | 0 | 0 | 0
Range_Existing_ | Commercial | Retail | Existing | Food Preparation | Natural Gas | Range | E9 |  | 0 | 0 | 0 | 0 | 0 | 0 | 0 | 0 | 0 | 0 | 0 | 0 | 0 | 0 | 0 | 0 | 0 | Normal | 0 | 0 | 0 | 0
Range_Existing_ | Commercial | Retail | Existing | Food Preparation | Natural Gas | Range | E10 |  | 0 | 0 | 0 | 0 | 0 | 0 | 0 | 0 | 0 | 0 | 0 | 0 | 0 | 0 | 0 | 0 | 0 | Normal | 0 | 0 | 0 | 0
Steamer_Existing_Typical | Commercial | Retail | Existing | Food Preparation | Natural Gas | Steamer | E1 | Typical | 1 | 0 | 0 | 77.8896 | 0 | 0 | 77.8896 | 0 | 9 | 15 | 12 | 2023 | 2021 | 1 | 0 | 0 | 0 | Normal | 0 | 2.6924 | 0 | 0 |  | 1 units | 1 | 0 | 0.0040821 |  | 659.5559 | 19293.381 | 0 | 0 |  | 2024 | 0.85998
Steamer_Existing_ENERGY STAR (1.2) | Commercial | Retail | Existing | Food Preparation | Natural Gas | Steamer | E2 | ENERGY STAR (1.2) | 0.37076 | 0 | 0 | 69.2951 | 0 | -4.8752 | 64.4199 | 0 | 9 | 15 | 12 | 2023 | 2050 | 1 | 0 | 0 | 0 | Normal | 0 | 0.99823 | 0 | 0 |  | 1 units | 1 | 0 | 0.0040821 |  | 244.5384 | 17164.5079 | 0 | -1388.7391 |  | 2024 | 0.85998
Steamer_Existing_ | Commercial | Retail | Existing | Food Preparation | Natural Gas | Steamer | E3 |  | 0 | 0 | 0 | 0 | 0 | 0 | 0 | 0 | 0 | 0 | 0 | 0 | 0 | 0 | 0 | 0 | 0 | Normal | 0 | 0 | 0 | 0
Steamer_Existing_ | Commercial | Retail | Existing | Food Preparation | Natural Gas | Steamer | E4 |  | 0 | 0 | 0 | 0 | 0 | 0 | 0 | 0 | 0 | 0 | 0 | 0 | 0 | 0 | 0 | 0 | 0 | Normal | 0 | 0 | 0 | 0
Steamer_Existing_ | Commercial | Retail | Existing | Food Preparation | Natural Gas | Steamer | E5 |  | 0 | 0 | 0 | 0 | 0 | 0 | 0 | 0 | 0 | 0 | 0 | 0 | 0 | 0 | 0 | 0 | 0 | Normal | 0 | 0 | 0 | 0
Steamer_Existing_ | Commercial | Retail | Existing | Food Preparation | Natural Gas | Steamer | E6 |  | 0 | 0 | 0 | 0 | 0 | 0 | 0 | 0 | 0 | 0 | 0 | 0 | 0 | 0 | 0 | 0 | 0 | Normal | 0 | 0 | 0 | 0
Steamer_Existing_ | Commercial | Retail | Existing | Food Preparation | Natural Gas | Steamer | E7 |  | 0 | 0 | 0 | 0 | 0 | 0 | 0 | 0 | 0 | 0 | 0 | 0 | 0 | 0 | 0 | 0 | 0 | Normal | 0 | 0 | 0 | 0
Steamer_Existing_ | Commercial | Retail | Existing | Food Preparation | Natural Gas | Steamer | E8 |  | 0 | 0 | 0 | 0 | 0 | 0 | 0 | 0 | 0 | 0 | 0 | 0 | 0 | 0 | 0 | 0 | 0 | Normal | 0 | 0 | 0 | 0
Steamer_Existing_ | Commercial | Retail | Existing | Food Preparation | Natural Gas | Steamer | E9 |  | 0 | 0 | 0 | 0 | 0 | 0 | 0 | 0 | 0 | 0 | 0 | 0 | 0 | 0 | 0 | 0 | 0 | Normal | 0 | 0 | 0 | 0
Steamer_Existing_ | Commercial | Retail | Existing | Food Preparation | Natural Gas | Steamer | E10 |  | 0 | 0 | 0 | 0 | 0 | 0 | 0 | 0 | 0 | 0 | 0 | 0 | 0 | 0 | 0 | 0 | 0 | Normal | 0 | 0 | 0 | 0
Commercial Food Prep Other_Existing_Standard | Commercial | Retail | Existing | Food Preparation | Natural Gas | Commercial Food Prep Other | E1 | Standard | 1 | 0 | 0 | 0.37 | 0 | 0 | 0.37 | 0 | 8 | 12 | 10 | 2023 | 2050 | 1 | 0 | 0 | 0 | Normal | 0 | 0.38745 | 0 | 0 |  | 1 units | 1 | 0 | 0.00027224 |  | 1423.18 | 1000 | 0 | 0 |  | 2010 | 1.1818
Commercial Food Prep Other_Existing_Efficient | Commercial | Retail | Existing | Food Preparation | Natural Gas | Commercial Food Prep Other | E2 | Efficient | 0.72179 | 0 | 0 | 0.46733 | 0 | 0 | 0.46733 | 0 | 8 | 12 | 10 | 2023 | 2050 | 1 | 0 | 0 | 0 | Normal | 0 | 0.27966 | 0 | 0 |  | 1 units | 1 | 0 | 0.00027224 |  | 1027.2384 | 1263.0334 | 0 | 0 |  | 2010 | 1.1818
Commercial Food Prep Other_Existing_ | Commercial | Retail | Existing | Food Preparation | Natural Gas | Commercial Food Prep Other | E3 |  | 0 | 0 | 0 | 0 | 0 | 0 | 0 | 0 | 0 | 0 | 0 | 0 | 0 | 0 | 0 | 0 | 0 | Normal | 0 | 0 | 0 | 0
Commercial Food Prep Other_Existing_ | Commercial | Retail | Existing | Food Preparation | Natural Gas | Commercial Food Prep Other | E4 |  | 0 | 0 | 0 | 0 | 0 | 0 | 0 | 0 | 0 | 0 | 0 | 0 | 0 | 0 | 0 | 0 | 0 | Normal | 0 | 0 | 0 | 0
Commercial Food Prep Other_Existing_ | Commercial | Retail | Existing | Food Preparation | Natural Gas | Commercial Food Prep Other | E5 |  | 0 | 0 | 0 | 0 | 0 | 0 | 0 | 0 | 0 | 0 | 0 | 0 | 0 | 0 | 0 | 0 | 0 | Normal | 0 | 0 | 0 | 0
Commercial Food Prep Other_Existing_ | Commercial | Retail | Existing | Food Preparation | Natural Gas | Commercial Food Prep Other | E6 |  | 0 | 0 | 0 | 0 | 0 | 0 | 0 | 0 | 0 | 0 | 0 | 0 | 0 | 0 | 0 | 0 | 0 | Normal | 0 | 0 | 0 | 0
Commercial Food Prep Other_Existing_ | Commercial | Retail | Existing | Food Preparation | Natural Gas | Commercial Food Prep Other | E7 |  | 0 | 0 | 0 | 0 | 0 | 0 | 0 | 0 | 0 | 0 | 0 | 0 | 0 | 0 | 0 | 0 | 0 | Normal | 0 | 0 | 0 | 0
Commercial Food Prep Other_Existing_ | Commercial | Retail | Existing | Food Preparation | Natural Gas | Commercial Food Prep Other | E8 |  | 0 | 0 | 0 | 0 | 0 | 0 | 0 | 0 | 0 | 0 | 0 | 0 | 0 | 0 | 0 | 0 | 0 | Normal | 0 | 0 | 0 | 0
Commercial Food Prep Other_Existing_ | Commercial | Retail | Existing | Food Preparation | Natural Gas | Commercial Food Prep Other | E9 |  | 0 | 0 | 0 | 0 | 0 | 0 | 0 | 0 | 0 | 0 | 0 | 0 | 0 | 0 | 0 | 0 | 0 | Normal | 0 | 0 | 0 | 0
Commercial Food Prep Other_Existing_ | Commercial | Retail | Existing | Food Preparation | Natural Gas | Commercial Food Prep Other | E10 |  | 0 | 0 | 0 | 0 | 0 | 0 | 0 | 0 | 0 | 0 | 0 | 0 | 0 | 0 | 0 | 0 | 0 | Normal | 0 | 0 | 0 | 0
Pool Heater_Existing_TE 82% (Standard) | Commercial | Retail | Existing | Miscellaneous | Natural Gas | Pool Heater | E1 | TE 82% (Standard) | 1 | 0 | 0 | 0.027207 | 0.0099267 | 0.0004124 | 0.037546 | 0 | 8 | 14 | 11 | 2023 | 2027 | 1 | 0 | 0 | 0 | Normal | 0 | 0.044963 | 0 | 0 |  | 1 units | 1 | 0 | 3.7915e-06 |  | 11859 | 6239.8015 | 2618.1698 | 108.77 |  | 2021 | 1
Pool Heater_Existing_TE 84% (Standard 2028) | Commercial | Retail | Existing | Miscellaneous | Natural Gas | Pool Heater | E2 | TE 84% (Standard 2028) | 0.97622 | 0 | 0 | 0.029983 | 0.0098881 | 0.00041498 | 0.040286 | 0 | 8 | 14 | 11 | 2023 | 2050 | 1 | 0 | 0 | 0 | Normal | 0 | 0.043894 | 0 | 0 |  | 1 units | 1 | 0 | 3.7915e-06 |  | 11577 | 6876.516 | 2607.9824 | 109.45 |  | 2021 | 1
Pool Heater_Existing_TE 95% (Condensing) | Commercial | Retail | Existing | Miscellaneous | Natural Gas | Pool Heater | E3 | TE 95% (Condensing) | 0.86323 | 0 | 0 | 0.0392 | 0.010863 | 0.00045627 | 0.05052 | 0 | 8 | 14 | 11 | 2023 | 2050 | 1 | 0 | 0 | 0 | Normal | 0 | 0.038813 | 0 | 0 |  | 1 units | 1 | 0 | 3.7915e-06 |  | 10237 | 8990.4079 | 2865.215 | 120.34 |  | 2021 | 1
Pool Heater_Existing_ | Commercial | Retail | Existing | Miscellaneous | Natural Gas | Pool Heater | E4 |  | 0 | 0 | 0 | 0 | 0 | 0 | 0 | 0 | 0 | 0 | 0 | 0 | 0 | 0 | 0 | 0 | 0 | Normal | 0 | 0 | 0 | 0
Pool Heater_Existing_ | Commercial | Retail | Existing | Miscellaneous | Natural Gas | Pool Heater | E5 |  | 0 | 0 | 0 | 0 | 0 | 0 | 0 | 0 | 0 | 0 | 0 | 0 | 0 | 0 | 0 | 0 | 0 | Normal | 0 | 0 | 0 | 0
Pool Heater_Existing_ | Commercial | Retail | Existing | Miscellaneous | Natural Gas | Pool Heater | E6 |  | 0 | 0 | 0 | 0 | 0 | 0 | 0 | 0 | 0 | 0 | 0 | 0 | 0 | 0 | 0 | 0 | 0 | Normal | 0 | 0 | 0 | 0
Pool Heater_Existing_ | Commercial | Retail | Existing | Miscellaneous | Natural Gas | Pool Heater | E7 |  | 0 | 0 | 0 | 0 | 0 | 0 | 0 | 0 | 0 | 0 | 0 | 0 | 0 | 0 | 0 | 0 | 0 | Normal | 0 | 0 | 0 | 0
Pool Heater_Existing_ | Commercial | Retail | Existing | Miscellaneous | Natural Gas | Pool Heater | E8 |  | 0 | 0 | 0 | 0 | 0 | 0 | 0 | 0 | 0 | 0 | 0 | 0 | 0 | 0 | 0 | 0 | 0 | Normal | 0 | 0 | 0 | 0
Pool Heater_Existing_ | Commercial | Retail | Existing | Miscellaneous | Natural Gas | Pool Heater | E9 |  | 0 | 0 | 0 | 0 | 0 | 0 | 0 | 0 | 0 | 0 | 0 | 0 | 0 | 0 | 0 | 0 | 0 | Normal | 0 | 0 | 0 | 0
Pool Heater_Existing_ | Commercial | Retail | Existing | Miscellaneous | Natural Gas | Pool Heater | E10 |  | 0 | 0 | 0 | 0 | 0 | 0 | 0 | 0 | 0 | 0 | 0 | 0 | 0 | 0 | 0 | 0 | 0 | Normal | 0 | 0 | 0 | 0
Other Miscellaneous_Existing_Miscellaneous | Commercial | Retail | Existing | Miscellaneous | Natural Gas | Other Miscellaneous | E1 | Miscellaneous | 1 | 0 | 0 | 1.4313e-05 | 0 | 0 | 1.4313e-05 | 0 | 2 | 8 | 5 | 2023 | 2050 | 1 | 0 | 0 | 0 | Normal | 0 | 1.2281e-05 | 0 | 0 |  | 1 units | 1 | 0 | 1.2281e-05 |  | 1 | 1 | 0 | 0 |  | 2020 | 1.0135
Other Miscellaneous_Existing_ | Commercial | Retail | Existing | Miscellaneous | Natural Gas | Other Miscellaneous | E2 |  | 0 | 0 | 0 | 0 | 0 | 0 | 0 | 0 | 0 | 0 | 0 | 0 | 0 | 0 | 0 | 0 | 0 | Normal | 0 | 0 | 0 | 0
Other Miscellaneous_Existing_ | Commercial | Retail | Existing | Miscellaneous | Natural Gas | Other Miscellaneous | E3 |  | 0 | 0 | 0 | 0 | 0 | 0 | 0 | 0 | 0 | 0 | 0 | 0 | 0 | 0 | 0 | 0 | 0 | Normal | 0 | 0 | 0 | 0
Other Miscellaneous_Existing_ | Commercial | Retail | Existing | Miscellaneous | Natural Gas | Other Miscellaneous | E4 |  | 0 | 0 | 0 | 0 | 0 | 0 | 0 | 0 | 0 | 0 | 0 | 0 | 0 | 0 | 0 | 0 | 0 | Normal | 0 | 0 | 0 | 0
Other Miscellaneous_Existing_ | Commercial | Retail | Existing | Miscellaneous | Natural Gas | Other Miscellaneous | E5 |  | 0 | 0 | 0 | 0 | 0 | 0 | 0 | 0 | 0 | 0 | 0 | 0 | 0 | 0 | 0 | 0 | 0 | Normal | 0 | 0 | 0 | 0
Other Miscellaneous_Existing_ | Commercial | Retail | Existing | Miscellaneous | Natural Gas | Other Miscellaneous | E6 |  | 0 | 0 | 0 | 0 | 0 | 0 | 0 | 0 | 0 | 0 | 0 | 0 | 0 | 0 | 0 | 0 | 0 | Normal | 0 | 0 | 0 | 0
Other Miscellaneous_Existing_ | Commercial | Retail | Existing | Miscellaneous | Natural Gas | Other Miscellaneous | E7 |  | 0 | 0 | 0 | 0 | 0 | 0 | 0 | 0 | 0 | 0 | 0 | 0 | 0 | 0 | 0 | 0 | 0 | Normal | 0 | 0 | 0 | 0
Other Miscellaneous_Existing_ | Commercial | Retail | Existing | Miscellaneous | Natural Gas | Other Miscellaneous | E8 |  | 0 | 0 | 0 | 0 | 0 | 0 | 0 | 0 | 0 | 0 | 0 | 0 | 0 | 0 | 0 | 0 | 0 | Normal | 0 | 0 | 0 | 0
Other Miscellaneous_Existing_ | Commercial | Retail | Existing | Miscellaneous | Natural Gas | Other Miscellaneous | E9 |  | 0 | 0 | 0 | 0 | 0 | 0 | 0 | 0 | 0 | 0 | 0 | 0 | 0 | 0 | 0 | 0 | 0 | Normal | 0 | 0 | 0 | 0
Other Miscellaneous_Existing_ | Commercial | Retail | Existing | Miscellaneous | Natural Gas | Other Miscellaneous | E10 |  | 0 | 0 | 0 | 0 | 0 | 0 | 0 | 0 | 0 | 0 | 0 | 0 | 0 | 0 | 0 | 0 | 0 | Normal | 0 | 0 | 0 | 0
Furnace_New_TE 80% | Commercial | Retail | New | Space Heating | Natural Gas | Furnace | E1 | TE 80% | 1 | 0 | 0 | 1.3422 | 1.2431 | 0 | 2.5853 | 0 | 17 | 29 | 23 | 2023 | 2022 | 1 | 0 | 0 | 0 | Normal | 0 | 0.18756 | 0 | 0 |  | 140 kBtu/hr | 140 | 0 | 0.0648 |  | 4917 | 2634.8 | 2806.1691 | 0 |  | 2022 | 0.95704
Furnace_New_TE 81% (2023 Standard) | Commercial | Retail | New | Space Heating | Natural Gas | Furnace | E2 | TE 81% (2023 Standard) | 0.90014 | 0 | 0 | 1.3749 | 1.2525 | 0 | 2.6275 | 0 | 17 | 29 | 23 | 2023 | 2050 | 1 | 0 | 0 | 0 | Normal | 0 | 0.16883 | 0 | 0 |  | 140 kBtu/hr | 140 | 0 | 0.0648 |  | 4426 | 2699.0634 | 2827.5902 | 0 |  | 2022 | 0.95704
Furnace_New_TE 90% | Commercial | Retail | New | Space Heating | Natural Gas | Furnace | E3 | TE 90% | 0.84381 | 0 | 0 | 2.2028 | 1.2525 | 0 | 3.4553 | 0 | 17 | 29 | 23 | 2023 | 2050 | 1 | 0 | 0 | 0 | Normal | 0 | 0.15826 | 0 | 0 |  | 140 kBtu/hr | 140 | 0 | 0.0648 |  | 4149 | 4324.0866 | 2827.5902 | 0 |  | 2022 | 0.95704
Furnace_New_TE 96% | Commercial | Retail | New | Space Heating | Natural Gas | Furnace | E4 | TE 96% | 0.79107 | 0 | 0 | 3.5442 | 1.7201 | 0 | 5.2643 | 0 | 17 | 29 | 23 | 2023 | 2050 | 1 | 0 | 0 | 0 | Normal | 0 | 0.14837 | 0 | 0 |  | 140 kBtu/hr | 140 | 0 | 0.0648 |  | 3889.6875 | 6957.4606 | 3883.0501 | 0 |  | 2022 | 0.95704
Furnace_New_Dual-Fuel Heat Pump - TE 81% | Commercial | Retail | New | Space Heating | Natural Gas | Furnace | E5 | Dual-Fuel Heat Pump - TE 81% | 0.28478 | 0 | 0 | 8.4026 | 1.2525 | 0.29537 | 9.9505 | 0 | 16 | 26 | 21 | 2023 | 2050 | 1 | 0 | 0 | 0 | Normal | 0 | 0.053414 | 0 | 0 |  | 140 kBtu/hr | 140 | 0 | 0.0648 |  | 1400.2875 | 16494.619 | 2827.5902 | 0 |  | 2022 | 0.95704
Furnace_New_Dual-Fuel Heat Pump - TE 96% | Commercial | Retail | New | Space Heating | Natural Gas | Furnace | E6 | Dual-Fuel Heat Pump - TE 96% | 0.094928 | 0 | 0 | 10.5719 | 1.7201 | 0.29537 | 12.5874 | 0 | 16 | 26 | 21 | 2023 | 2050 | 1 | 0 | 0 | 0 | Normal | 0 | 0.017805 | 0 | 0 |  | 140 kBtu/hr | 140 | 0 | 0.0648 |  | 466.7625 | 20753.0162 | 3883.0501 | 0 |  | 2022 | 0.95704
Furnace_New_ | Commercial | Retail | New | Space Heating | Natural Gas | Furnace | E7 |  | 0 | 0 | 0 | 0 | 0 | 0 | 0 | 0 | 0 | 0 | 0 | 0 | 0 | 0 | 0 | 0 | 0 | Normal | 0 | 0 | 0 | 0
Furnace_New_ | Commercial | Retail | New | Space Heating | Natural Gas | Furnace | E8 |  | 0 | 0 | 0 | 0 | 0 | 0 | 0 | 0 | 0 | 0 | 0 | 0 | 0 | 0 | 0 | 0 | 0 | Normal | 0 | 0 | 0 | 0
Furnace_New_ | Commercial | Retail | New | Space Heating | Natural Gas | Furnace | E9 |  | 0 | 0 | 0 | 0 | 0 | 0 | 0 | 0 | 0 | 0 | 0 | 0 | 0 | 0 | 0 | 0 | 0 | Normal | 0 | 0 | 0 | 0
Furnace_New_ | Commercial | Retail | New | Space Heating | Natural Gas | Furnace | E10 |  | 0 | 0 | 0 | 0 | 0 | 0 | 0 | 0 | 0 | 0 | 0 | 0 | 0 | 0 | 0 | 0 | 0 | Normal | 0 | 0 | 0 | 0
Boiler_New_TE 80% | Commercial | Retail | New | Space Heating | Natural Gas | Boiler | E1 | TE 80% | 1 | 0 | 0 | 2.2179 | 1.1081 | 0 | 3.326 | 0 | 19 | 31 | 25 | 2023 | 2023 | 1 | 0 | 0 | 0 | Normal | 0 | 0.85253 | 0 | 0 |  | 514 kBtu/hr | 514 | 0 | 0.0648 |  | 28470 | 14115.0337 | 8110 | 0 |  | 2015 | 1.0838
Boiler_New_TE 84% | Commercial | Retail | New | Space Heating | Natural Gas | Boiler | E2 | TE 84% | 0.95237 | 0 | 0 | 2.8042 | 1.1081 | 0 | 3.9122 | 0 | 19 | 31 | 25 | 2023 | 2023 | 1 | 0 | 0 | 0 | Normal | 0 | 0.81192 | 0 | 0 |  | 514 kBtu/hr | 514 | 0 | 0.0648 |  | 27114 | 17846.3457 | 8110 | 0 |  | 2015 | 1.0838
Boiler_New_TE 90% (2024 WA Standard) | Commercial | Retail | New | Space Heating | Natural Gas | Boiler | E3 | TE 90% (2024 WA Standard) | 0.88887 | 0 | 0 | 3.6339 | 1.2468 | 0 | 4.8808 | 0 | 19 | 31 | 25 | 2023 | 2050 | 1 | 0 | 0 | 0 | Normal | 0 | 0.75778 | 0 | 0 |  | 514 kBtu/hr | 514 | 0 | 0.0648 |  | 25306 | 23127.2898 | 9125.5667 | 0 |  | 2015 | 1.0838
Boiler_New_TE 94% (ENERGY STAR 1.0) | Commercial | Retail | New | Space Heating | Natural Gas | Boiler | E4 | TE 94% (ENERGY STAR 1.0) | 0.85107 | 0 | 0 | 4.2095 | 1.2468 | 0 | 5.4564 | 0 | 19 | 31 | 25 | 2023 | 2050 | 1 | 0 | 0 | 0 | Normal | 0 | 0.72556 | 0 | 0 |  | 514 kBtu/hr | 514 | 0 | 0.0648 |  | 24230 | 26790.429 | 9125.5667 | 0 |  | 2015 | 1.0838
Boiler_New_TE 98% | Commercial | Retail | New | Space Heating | Natural Gas | Boiler | E5 | TE 98% | 0.81633 | 0 | 0 | 4.7851 | 1.2468 | 0 | 6.0319 | 0 | 19 | 31 | 25 | 2023 | 2050 | 1 | 0 | 0 | 0 | Normal | 0 | 0.69595 | 0 | 0 |  | 514 kBtu/hr | 514 | 0 | 0.0648 |  | 23241 | 30453.5682 | 9125.5667 | 0 |  | 2015 | 1.0838
Boiler_New_ | Commercial | Retail | New | Space Heating | Natural Gas | Boiler | E6 |  | 0 | 0 | 0 | 0 | 0 | 0 | 0 | 0 | 0 | 0 | 0 | 0 | 0 | 0 | 0 | 0 | 0 | Normal | 0 | 0 | 0 | 0
Boiler_New_ | Commercial | Retail | New | Space Heating | Natural Gas | Boiler | E7 |  | 0 | 0 | 0 | 0 | 0 | 0 | 0 | 0 | 0 | 0 | 0 | 0 | 0 | 0 | 0 | 0 | 0 | Normal | 0 | 0 | 0 | 0
Boiler_New_ | Commercial | Retail | New | Space Heating | Natural Gas | Boiler | E8 |  | 0 | 0 | 0 | 0 | 0 | 0 | 0 | 0 | 0 | 0 | 0 | 0 | 0 | 0 | 0 | 0 | 0 | Normal | 0 | 0 | 0 | 0
Boiler_New_ | Commercial | Retail | New | Space Heating | Natural Gas | Boiler | E9 |  | 0 | 0 | 0 | 0 | 0 | 0 | 0 | 0 | 0 | 0 | 0 | 0 | 0 | 0 | 0 | 0 | 0 | Normal | 0 | 0 | 0 | 0
Boiler_New_ | Commercial | Retail | New | Space Heating | Natural Gas | Boiler | E10 |  | 0 | 0 | 0 | 0 | 0 | 0 | 0 | 0 | 0 | 0 | 0 | 0 | 0 | 0 | 0 | 0 | 0 | Normal | 0 | 0 | 0 | 0
Unit Heater_New_Standard (TE 80%) | Commercial | Retail | New | Space Heating | Natural Gas | Unit Heater | E1 | Standard (TE 80%) | 1 | 0 | 0 | 0.064394 | 0.054926 | 0 | 0.11932 | 0 | 9 | 15 | 12 | 2023 | 2050 | 1 | 0 | 0 | 0 | Normal | 0 | 0.094962 | 0 | 0 |  | 120 kBtu/hr | 120 | 0 | 4.1982e-05 |  | 2262 | 1274.4 | 1250.082 | 0 |  | 2018 | 1.0466
Unit Heater_New_Condensing (TE 90%) | Commercial | Retail | New | Space Heating | Natural Gas | Unit Heater | E2 | Condensing (TE 90%) | 0.86111 | 0 | 0 | 0.20592 | 0.065737 | 0 | 0.27165 | 0 | 9 | 15 | 12 | 2023 | 2050 | 1 | 0 | 0 | 0 | Normal | 0 | 0.081773 | 0 | 0 |  | 120 kBtu/hr | 120 | 0 | 4.1982e-05 |  | 1947.8333 | 4075.2 | 1496.122 | 0 |  | 2018 | 1.0466
Unit Heater_New_Infrared Radiant | Commercial | Retail | New | Space Heating | Natural Gas | Unit Heater | E3 | Infrared Radiant | 0.8 | 0 | 0 | 0.088951 | 0.054926 | 0 | 0.14388 | 0 | 9 | 15 | 12 | 2023 | 2050 | 1 | 0 | 0 | 0 | Normal | 0 | 0.07597 | 0 | 0 |  | 120 kBtu/hr | 120 | 0 | 4.1982e-05 |  | 1809.6 | 1760.4 | 1250.082 | 0 |  | 2018 | 1.0466
Unit Heater_New_ | Commercial | Retail | New | Space Heating | Natural Gas | Unit Heater | E4 |  | 0 | 0 | 0 | 0 | 0 | 0 | 0 | 0 | 0 | 0 | 0 | 0 | 0 | 0 | 0 | 0 | 0 | Normal | 0 | 0 | 0 | 0
Unit Heater_New_ | Commercial | Retail | New | Space Heating | Natural Gas | Unit Heater | E5 |  | 0 | 0 | 0 | 0 | 0 | 0 | 0 | 0 | 0 | 0 | 0 | 0 | 0 | 0 | 0 | 0 | 0 | Normal | 0 | 0 | 0 | 0
Unit Heater_New_ | Commercial | Retail | New | Space Heating | Natural Gas | Unit Heater | E6 |  | 0 | 0 | 0 | 0 | 0 | 0 | 0 | 0 | 0 | 0 | 0 | 0 | 0 | 0 | 0 | 0 | 0 | Normal | 0 | 0 | 0 | 0
Unit Heater_New_ | Commercial | Retail | New | Space Heating | Natural Gas | Unit Heater | E7 |  | 0 | 0 | 0 | 0 | 0 | 0 | 0 | 0 | 0 | 0 | 0 | 0 | 0 | 0 | 0 | 0 | 0 | Normal | 0 | 0 | 0 | 0
Unit Heater_New_ | Commercial | Retail | New | Space Heating | Natural Gas | Unit Heater | E8 |  | 0 | 0 | 0 | 0 | 0 | 0 | 0 | 0 | 0 | 0 | 0 | 0 | 0 | 0 | 0 | 0 | 0 | Normal | 0 | 0 | 0 | 0
Unit Heater_New_ | Commercial | Retail | New | Space Heating | Natural Gas | Unit Heater | E9 |  | 0 | 0 | 0 | 0 | 0 | 0 | 0 | 0 | 0 | 0 | 0 | 0 | 0 | 0 | 0 | 0 | 0 | Normal | 0 | 0 | 0 | 0
Unit Heater_New_ | Commercial | Retail | New | Space Heating | Natural Gas | Unit Heater | E10 |  | 0 | 0 | 0 | 0 | 0 | 0 | 0 | 0 | 0 | 0 | 0 | 0 | 0 | 0 | 0 | 0 | 0 | Normal | 0 | 0 | 0 | 0
Water Heater_New_TE 80% | Commercial | Retail | New | Water Heating | Natural Gas | Water Heater | E1 | TE 80% | 1 | 0 | 0 | 0.041661 | 0 | 0.0018462 | 0.043508 | 0 | 8 | 12 | 10 | 2023 | 2050 | 1 | 0 | 0 | 0 | Normal | 0 | 0.066024 | 0 | 0 |  | 200 kBtu/hr | 200 | 0 | 0.0012383 |  | 3990 | 6113.5678 | 0 | 311.5578 |  | 2022 | 0.95704
Water Heater_New_TE 94% (ENERGY STAR 2.0) | Commercial | Retail | New | Water Heating | Natural Gas | Water Heater | E2 | TE 94% (ENERGY STAR 2.0) | 0.85113 | 0 | 0 | 0.051479 | 0 | 0.0018998 | 0.053378 | 0 | 8 | 12 | 10 | 2023 | 2050 | 1 | 0 | 0 | 0 | Normal | 0 | 0.056195 | 0 | 0 |  | 200 kBtu/hr | 200 | 0 | 0.0012383 |  | 3396 | 7554.1856 | 0 | 320.603 |  | 2022 | 0.95704
Water Heater_New_TE 96% (Instantaneous) | Commercial | Retail | New | Water Heating | Natural Gas | Water Heater | E3 | TE 96% (Instantaneous) | 0.83333 | 0 | 0 | 0.073587 | 0 | 0.0032926 | 0.07688 | 0 | 13 | 21 | 17 | 2023 | 2050 | 1 | 0 | 0 | 0 | Normal | 0 | 0.05502 | 0 | 0 |  | 200 kBtu/hr | 200 | 0 | 0.0012383 |  | 3325 | 10798.4962 | 0 | 555.6391 |  | 2022 | 0.95704
Water Heater_New_ | Commercial | Retail | New | Water Heating | Natural Gas | Water Heater | E4 |  | 0 | 0 | 0 | 0 | 0 | 0 | 0 | 0 | 0 | 0 | 0 | 0 | 0 | 0 | 0 | 0 | 0 | Normal | 0 | 0 | 0 | 0
Water Heater_New_ | Commercial | Retail | New | Water Heating | Natural Gas | Water Heater | E5 |  | 0 | 0 | 0 | 0 | 0 | 0 | 0 | 0 | 0 | 0 | 0 | 0 | 0 | 0 | 0 | 0 | 0 | Normal | 0 | 0 | 0 | 0
Water Heater_New_ | Commercial | Retail | New | Water Heating | Natural Gas | Water Heater | E6 |  | 0 | 0 | 0 | 0 | 0 | 0 | 0 | 0 | 0 | 0 | 0 | 0 | 0 | 0 | 0 | 0 | 0 | Normal | 0 | 0 | 0 | 0
Water Heater_New_ | Commercial | Retail | New | Water Heating | Natural Gas | Water Heater | E7 |  | 0 | 0 | 0 | 0 | 0 | 0 | 0 | 0 | 0 | 0 | 0 | 0 | 0 | 0 | 0 | 0 | 0 | Normal | 0 | 0 | 0 | 0
Water Heater_New_ | Commercial | Retail | New | Water Heating | Natural Gas | Water Heater | E8 |  | 0 | 0 | 0 | 0 | 0 | 0 | 0 | 0 | 0 | 0 | 0 | 0 | 0 | 0 | 0 | 0 | 0 | Normal | 0 | 0 | 0 | 0
Water Heater_New_ | Commercial | Retail | New | Water Heating | Natural Gas | Water Heater | E9 |  | 0 | 0 | 0 | 0 | 0 | 0 | 0 | 0 | 0 | 0 | 0 | 0 | 0 | 0 | 0 | 0 | 0 | Normal | 0 | 0 | 0 | 0
Water Heater_New_ | Commercial | Retail | New | Water Heating | Natural Gas | Water Heater | E10 |  | 0 | 0 | 0 | 0 | 0 | 0 | 0 | 0 | 0 | 0 | 0 | 0 | 0 | 0 | 0 | 0 | 0 | Normal | 0 | 0 | 0 | 0
Oven_New_Standard | Commercial | Retail | New | Food Preparation | Natural Gas | Oven | E1 | Standard | 1 | 0 | 0 | 20.6522 | 0 | 0 | 20.6522 | 0 | 9 | 15 | 12 | 2023 | 2050 | 1 | 0 | 0 | 0 | Normal | 0 | 0.98856 | 0 | 0 |  | 1 units | 1 | 0 | 0.00082651 |  | 1196.0712 | 20292 | 0 | 0 |  | 2016 | 1.0708
Oven_New_ENERGY STAR (3.0) | Commercial | Retail | New | Food Preparation | Natural Gas | Oven | E2 | ENERGY STAR (3.0) | 0.5676 | 0 | 0 | 24.944 | 0 | 0 | 24.944 | 0 | 9 | 15 | 12 | 2023 | 2050 | 1 | 0 | 0 | 0 | Normal | 0 | 0.56111 | 0 | 0 |  | 1 units | 1 | 0 | 0.00082651 |  | 678.8891 | 24509 | 0 | 0 |  | 2016 | 1.0708
Oven_New_ | Commercial | Retail | New | Food Preparation | Natural Gas | Oven | E3 |  | 0 | 0 | 0 | 0 | 0 | 0 | 0 | 0 | 0 | 0 | 0 | 0 | 0 | 0 | 0 | 0 | 0 | Normal | 0 | 0 | 0 | 0
Oven_New_ | Commercial | Retail | New | Food Preparation | Natural Gas | Oven | E4 |  | 0 | 0 | 0 | 0 | 0 | 0 | 0 | 0 | 0 | 0 | 0 | 0 | 0 | 0 | 0 | 0 | 0 | Normal | 0 | 0 | 0 | 0
Oven_New_ | Commercial | Retail | New | Food Preparation | Natural Gas | Oven | E5 |  | 0 | 0 | 0 | 0 | 0 | 0 | 0 | 0 | 0 | 0 | 0 | 0 | 0 | 0 | 0 | 0 | 0 | Normal | 0 | 0 | 0 | 0
Oven_New_ | Commercial | Retail | New | Food Preparation | Natural Gas | Oven | E6 |  | 0 | 0 | 0 | 0 | 0 | 0 | 0 | 0 | 0 | 0 | 0 | 0 | 0 | 0 | 0 | 0 | 0 | Normal | 0 | 0 | 0 | 0
Oven_New_ | Commercial | Retail | New | Food Preparation | Natural Gas | Oven | E7 |  | 0 | 0 | 0 | 0 | 0 | 0 | 0 | 0 | 0 | 0 | 0 | 0 | 0 | 0 | 0 | 0 | 0 | Normal | 0 | 0 | 0 | 0
Oven_New_ | Commercial | Retail | New | Food Preparation | Natural Gas | Oven | E8 |  | 0 | 0 | 0 | 0 | 0 | 0 | 0 | 0 | 0 | 0 | 0 | 0 | 0 | 0 | 0 | 0 | 0 | Normal | 0 | 0 | 0 | 0
Oven_New_ | Commercial | Retail | New | Food Preparation | Natural Gas | Oven | E9 |  | 0 | 0 | 0 | 0 | 0 | 0 | 0 | 0 | 0 | 0 | 0 | 0 | 0 | 0 | 0 | 0 | 0 | Normal | 0 | 0 | 0 | 0
Oven_New_ | Commercial | Retail | New | Food Preparation | Natural Gas | Oven | E10 |  | 0 | 0 | 0 | 0 | 0 | 0 | 0 | 0 | 0 | 0 | 0 | 0 | 0 | 0 | 0 | 0 | 0 | Normal | 0 | 0 | 0 | 0
Conveyor Oven_New_Standard | Commercial | Retail | New | Food Preparation | Natural Gas | Conveyor Oven | E1 | Standard | 1 | 0 | 0 | 10.28 | 0 | 0 | 10.28 | 0 | 9 | 15 | 12 | 2023 | 2050 | 1 | 0 | 0 | 0 | Normal | 0 | 0.85802 | 0 | 0 |  | 1 units | 1 | 0 | 0.00037144 |  | 2310 | 27984.53 | 0 | 0 |  | 2024 | 0.85998
Conveyor Oven_New_Efficient (>42% Baking Efficiency) | Commercial | Retail | New | Food Preparation | Natural Gas | Conveyor Oven | E2 | Efficient (>42% Baking Efficiency) | 0.78355 | 0 | 0 | 11.0461 | 0 | 0 | 11.0461 | 0 | 9 | 15 | 12 | 2023 | 2050 | 1 | 0 | 0 | 0 | Normal | 0 | 0.6723 | 0 | 0 |  | 1 units | 1 | 0 | 0.00037144 |  | 1810 | 30069.91 | 0 | 0 |  | 2024 | 0.85998
Conveyor Oven_New_ | Commercial | Retail | New | Food Preparation | Natural Gas | Conveyor Oven | E3 |  | 0 | 0 | 0 | 0 | 0 | 0 | 0 | 0 | 0 | 0 | 0 | 0 | 0 | 0 | 0 | 0 | 0 | Normal | 0 | 0 | 0 | 0
Conveyor Oven_New_ | Commercial | Retail | New | Food Preparation | Natural Gas | Conveyor Oven | E4 |  | 0 | 0 | 0 | 0 | 0 | 0 | 0 | 0 | 0 | 0 | 0 | 0 | 0 | 0 | 0 | 0 | 0 | Normal | 0 | 0 | 0 | 0
Conveyor Oven_New_ | Commercial | Retail | New | Food Preparation | Natural Gas | Conveyor Oven | E5 |  | 0 | 0 | 0 | 0 | 0 | 0 | 0 | 0 | 0 | 0 | 0 | 0 | 0 | 0 | 0 | 0 | 0 | Normal | 0 | 0 | 0 | 0
Conveyor Oven_New_ | Commercial | Retail | New | Food Preparation | Natural Gas | Conveyor Oven | E6 |  | 0 | 0 | 0 | 0 | 0 | 0 | 0 | 0 | 0 | 0 | 0 | 0 | 0 | 0 | 0 | 0 | 0 | Normal | 0 | 0 | 0 | 0
Conveyor Oven_New_ | Commercial | Retail | New | Food Preparation | Natural Gas | Conveyor Oven | E7 |  | 0 | 0 | 0 | 0 | 0 | 0 | 0 | 0 | 0 | 0 | 0 | 0 | 0 | 0 | 0 | 0 | 0 | Normal | 0 | 0 | 0 | 0
Conveyor Oven_New_ | Commercial | Retail | New | Food Preparation | Natural Gas | Conveyor Oven | E8 |  | 0 | 0 | 0 | 0 | 0 | 0 | 0 | 0 | 0 | 0 | 0 | 0 | 0 | 0 | 0 | 0 | 0 | Normal | 0 | 0 | 0 | 0
Conveyor Oven_New_ | Commercial | Retail | New | Food Preparation | Natural Gas | Conveyor Oven | E9 |  | 0 | 0 | 0 | 0 | 0 | 0 | 0 | 0 | 0 | 0 | 0 | 0 | 0 | 0 | 0 | 0 | 0 | Normal | 0 | 0 | 0 | 0
Conveyor Oven_New_ | Commercial | Retail | New | Food Preparation | Natural Gas | Conveyor Oven | E10 |  | 0 | 0 | 0 | 0 | 0 | 0 | 0 | 0 | 0 | 0 | 0 | 0 | 0 | 0 | 0 | 0 | 0 | Normal | 0 | 0 | 0 | 0
Rack Oven_New_Standard | Commercial | Retail | New | Food Preparation | Natural Gas | Rack Oven | E1 | Standard | 1 | 0 | 0 | 6.8781 | 0 | 0 | 6.8781 | 0 | 10 | 17 | 13.5 | 2023 | 2050 | 1 | 0 | 0 | 0 | Normal | 0 | 0.82582 | 0 | 0 |  | 1 units | 1 | 0 | 0.00037119 |  | 2224.7707 | 18736.2411 | 0 | 0 |  | 2024 | 0.85998
Rack Oven_New_ENERGY STAR (3.0) | Commercial | Retail | New | Food Preparation | Natural Gas | Rack Oven | E2 | ENERGY STAR (3.0) | 0.84734 | 0 | 0 | 7.4464 | 0 | 0 | 7.4464 | 0 | 10 | 17 | 13.5 | 2023 | 2050 | 1 | 0 | 0 | 0 | Normal | 0 | 0.69974 | 0 | 0 |  | 1 units | 1 | 0 | 0.00037119 |  | 1885.1273 | 20284.2411 | 0 | 0 |  | 2024 | 0.85998
Rack Oven_New_ | Commercial | Retail | New | Food Preparation | Natural Gas | Rack Oven | E3 |  | 0 | 0 | 0 | 0 | 0 | 0 | 0 | 0 | 0 | 0 | 0 | 0 | 0 | 0 | 0 | 0 | 0 | Normal | 0 | 0 | 0 | 0
Rack Oven_New_ | Commercial | Retail | New | Food Preparation | Natural Gas | Rack Oven | E4 |  | 0 | 0 | 0 | 0 | 0 | 0 | 0 | 0 | 0 | 0 | 0 | 0 | 0 | 0 | 0 | 0 | 0 | Normal | 0 | 0 | 0 | 0
Rack Oven_New_ | Commercial | Retail | New | Food Preparation | Natural Gas | Rack Oven | E5 |  | 0 | 0 | 0 | 0 | 0 | 0 | 0 | 0 | 0 | 0 | 0 | 0 | 0 | 0 | 0 | 0 | 0 | Normal | 0 | 0 | 0 | 0
Rack Oven_New_ | Commercial | Retail | New | Food Preparation | Natural Gas | Rack Oven | E6 |  | 0 | 0 | 0 | 0 | 0 | 0 | 0 | 0 | 0 | 0 | 0 | 0 | 0 | 0 | 0 | 0 | 0 | Normal | 0 | 0 | 0 | 0
Rack Oven_New_ | Commercial | Retail | New | Food Preparation | Natural Gas | Rack Oven | E7 |  | 0 | 0 | 0 | 0 | 0 | 0 | 0 | 0 | 0 | 0 | 0 | 0 | 0 | 0 | 0 | 0 | 0 | Normal | 0 | 0 | 0 | 0
Rack Oven_New_ | Commercial | Retail | New | Food Preparation | Natural Gas | Rack Oven | E8 |  | 0 | 0 | 0 | 0 | 0 | 0 | 0 | 0 | 0 | 0 | 0 | 0 | 0 | 0 | 0 | 0 | 0 | Normal | 0 | 0 | 0 | 0
Rack Oven_New_ | Commercial | Retail | New | Food Preparation | Natural Gas | Rack Oven | E9 |  | 0 | 0 | 0 | 0 | 0 | 0 | 0 | 0 | 0 | 0 | 0 | 0 | 0 | 0 | 0 | 0 | 0 | Normal | 0 | 0 | 0 | 0
Rack Oven_New_ | Commercial | Retail | New | Food Preparation | Natural Gas | Rack Oven | E10 |  | 0 | 0 | 0 | 0 | 0 | 0 | 0 | 0 | 0 | 0 | 0 | 0 | 0 | 0 | 0 | 0 | 0 | Normal | 0 | 0 | 0 | 0
Fryer_New_Standard | Commercial | Retail | New | Food Preparation | Natural Gas | Fryer | E1 | Standard | 1 | 0 | 0 | 5.4841 | 0 | 0 | 5.4841 | 0 | 8 | 14 | 11 | 2023 | 2021 | 1 | 0 | 0 | 0 | Normal | 0 | 1.5668 | 0 | 0 |  | 1 units | 1 | 0 | 0.0020569 |  | 761.7258 | 2695.9053 | 0 | 0 |  | 2024 | 0.85998
Fryer_New_ENERGY STAR (3.0) | Commercial | Retail | New | Food Preparation | Natural Gas | Fryer | E2 | ENERGY STAR (3.0) | 0.74928 | 0 | 0 | 25.5214 | 0 | 0 | 25.5214 | 0 | 8 | 14 | 11 | 2023 | 2050 | 1 | 0 | 0 | 0 | Normal | 0 | 1.174 | 0 | 0 |  | 1 units | 1 | 0 | 0.0020569 |  | 570.7473 | 12546.0625 | 0 | 0 |  | 2024 | 0.85998
Fryer_New_ | Commercial | Retail | New | Food Preparation | Natural Gas | Fryer | E3 |  | 0 | 0 | 0 | 0 | 0 | 0 | 0 | 0 | 0 | 0 | 0 | 0 | 0 | 0 | 0 | 0 | 0 | Normal | 0 | 0 | 0 | 0
Fryer_New_ | Commercial | Retail | New | Food Preparation | Natural Gas | Fryer | E4 |  | 0 | 0 | 0 | 0 | 0 | 0 | 0 | 0 | 0 | 0 | 0 | 0 | 0 | 0 | 0 | 0 | 0 | Normal | 0 | 0 | 0 | 0
Fryer_New_ | Commercial | Retail | New | Food Preparation | Natural Gas | Fryer | E5 |  | 0 | 0 | 0 | 0 | 0 | 0 | 0 | 0 | 0 | 0 | 0 | 0 | 0 | 0 | 0 | 0 | 0 | Normal | 0 | 0 | 0 | 0
Fryer_New_ | Commercial | Retail | New | Food Preparation | Natural Gas | Fryer | E6 |  | 0 | 0 | 0 | 0 | 0 | 0 | 0 | 0 | 0 | 0 | 0 | 0 | 0 | 0 | 0 | 0 | 0 | Normal | 0 | 0 | 0 | 0
Fryer_New_ | Commercial | Retail | New | Food Preparation | Natural Gas | Fryer | E7 |  | 0 | 0 | 0 | 0 | 0 | 0 | 0 | 0 | 0 | 0 | 0 | 0 | 0 | 0 | 0 | 0 | 0 | Normal | 0 | 0 | 0 | 0
Fryer_New_ | Commercial | Retail | New | Food Preparation | Natural Gas | Fryer | E8 |  | 0 | 0 | 0 | 0 | 0 | 0 | 0 | 0 | 0 | 0 | 0 | 0 | 0 | 0 | 0 | 0 | 0 | Normal | 0 | 0 | 0 | 0
Fryer_New_ | Commercial | Retail | New | Food Preparation | Natural Gas | Fryer | E9 |  | 0 | 0 | 0 | 0 | 0 | 0 | 0 | 0 | 0 | 0 | 0 | 0 | 0 | 0 | 0 | 0 | 0 | Normal | 0 | 0 | 0 | 0
Fryer_New_ | Commercial | Retail | New | Food Preparation | Natural Gas | Fryer | E10 |  | 0 | 0 | 0 | 0 | 0 | 0 | 0 | 0 | 0 | 0 | 0 | 0 | 0 | 0 | 0 | 0 | 0 | Normal | 0 | 0 | 0 | 0
Broiler_New_Typical | Commercial | Retail | New | Food Preparation | Natural Gas | Broiler | E1 | Typical | 1 | 0 | 0 | 5.3374 | 0 | 0 | 5.3374 | 0 | 9 | 15 | 12 | 2023 | 2050 | 0.5 | 0 | 0 | 0 | Normal | 0 | 1.2545 | 0 | 0 |  | 1 units | 1 | 0 | 0.0011068 |  | 1133.496 | 4687.5 | 0 | 0 |  | 2023 | 0.89459
Broiler_New_Infrared Burners | Commercial | Retail | New | Food Preparation | Natural Gas | Broiler | E2 | Infrared Burners | 0.63295 | 0 | 0 | 7.4439 | 0 | 0 | 7.4439 | 0 | 9 | 15 | 12 | 2023 | 2050 | 0.5 | 0 | 0 | 0 | Normal | 0 | 0.79406 | 0 | 0 |  | 1 units | 1 | 0 | 0.0011068 |  | 717.444 | 6537.5 | 0 | 0 |  | 2023 | 0.89459
Broiler_New_ | Commercial | Retail | New | Food Preparation | Natural Gas | Broiler | E3 |  | 0 | 0 | 0 | 0 | 0 | 0 | 0 | 0 | 0 | 0 | 0 | 0 | 0 | 0 | 0 | 0 | 0 | Normal | 0 | 0 | 0 | 0
Broiler_New_ | Commercial | Retail | New | Food Preparation | Natural Gas | Broiler | E4 |  | 0 | 0 | 0 | 0 | 0 | 0 | 0 | 0 | 0 | 0 | 0 | 0 | 0 | 0 | 0 | 0 | 0 | Normal | 0 | 0 | 0 | 0
Broiler_New_ | Commercial | Retail | New | Food Preparation | Natural Gas | Broiler | E5 |  | 0 | 0 | 0 | 0 | 0 | 0 | 0 | 0 | 0 | 0 | 0 | 0 | 0 | 0 | 0 | 0 | 0 | Normal | 0 | 0 | 0 | 0
Broiler_New_ | Commercial | Retail | New | Food Preparation | Natural Gas | Broiler | E6 |  | 0 | 0 | 0 | 0 | 0 | 0 | 0 | 0 | 0 | 0 | 0 | 0 | 0 | 0 | 0 | 0 | 0 | Normal | 0 | 0 | 0 | 0
Broiler_New_ | Commercial | Retail | New | Food Preparation | Natural Gas | Broiler | E7 |  | 0 | 0 | 0 | 0 | 0 | 0 | 0 | 0 | 0 | 0 | 0 | 0 | 0 | 0 | 0 | 0 | 0 | Normal | 0 | 0 | 0 | 0
Broiler_New_ | Commercial | Retail | New | Food Preparation | Natural Gas | Broiler | E8 |  | 0 | 0 | 0 | 0 | 0 | 0 | 0 | 0 | 0 | 0 | 0 | 0 | 0 | 0 | 0 | 0 | 0 | Normal | 0 | 0 | 0 | 0
Broiler_New_ | Commercial | Retail | New | Food Preparation | Natural Gas | Broiler | E9 |  | 0 | 0 | 0 | 0 | 0 | 0 | 0 | 0 | 0 | 0 | 0 | 0 | 0 | 0 | 0 | 0 | 0 | Normal | 0 | 0 | 0 | 0
Broiler_New_ | Commercial | Retail | New | Food Preparation | Natural Gas | Broiler | E10 |  | 0 | 0 | 0 | 0 | 0 | 0 | 0 | 0 | 0 | 0 | 0 | 0 | 0 | 0 | 0 | 0 | 0 | Normal | 0 | 0 | 0 | 0
Griddle_New_Standard | Commercial | Retail | New | Food Preparation | Natural Gas | Griddle | E1 | Standard | 1 | 0 | 0 | 1.736 | 0 | 0 | 1.736 | 0 | 6 | 10 | 8 | 2023 | 2050 | 1 | 0 | 0 | 0 | Normal | 0 | 0.90242 | 0 | 0 |  | 1 units | 1 | 0 | 0.00094448 |  | 955.4673 | 1492.6579 | 0 | 0 |  | 2016 | 1.0708
Griddle_New_ENERGY STAR (1.2) | Commercial | Retail | New | Food Preparation | Natural Gas | Griddle | E2 | ENERGY STAR (1.2) | 0.82738 | 0 | 0 | 9.2895 | 0 | 0 | 9.2895 | 0 | 6 | 10 | 8 | 2023 | 2050 | 1 | 0 | 0 | 0 | Normal | 0 | 0.74665 | 0 | 0 |  | 1 units | 1 | 0 | 0.00094448 |  | 790.5366 | 7987.3516 | 0 | 0 |  | 2016 | 1.0708
Griddle_New_High-Efficiency | Commercial | Retail | New | Food Preparation | Natural Gas | Griddle | E3 | High-Efficiency | 0.65939 | 0 | 0 | 12.4605 | 0 | 0 | 12.4605 | 0 | 6 | 10 | 8 | 2023 | 2050 | 1 | 0 | 0 | 0 | Normal | 0 | 0.59505 | 0 | 0 |  | 1 units | 1 | 0 | 0.00094448 |  | 630.0257 | 10713.9283 | 0 | 0 |  | 2016 | 1.0708
Griddle_New_ | Commercial | Retail | New | Food Preparation | Natural Gas | Griddle | E4 |  | 0 | 0 | 0 | 0 | 0 | 0 | 0 | 0 | 0 | 0 | 0 | 0 | 0 | 0 | 0 | 0 | 0 | Normal | 0 | 0 | 0 | 0
Griddle_New_ | Commercial | Retail | New | Food Preparation | Natural Gas | Griddle | E5 |  | 0 | 0 | 0 | 0 | 0 | 0 | 0 | 0 | 0 | 0 | 0 | 0 | 0 | 0 | 0 | 0 | 0 | Normal | 0 | 0 | 0 | 0
Griddle_New_ | Commercial | Retail | New | Food Preparation | Natural Gas | Griddle | E6 |  | 0 | 0 | 0 | 0 | 0 | 0 | 0 | 0 | 0 | 0 | 0 | 0 | 0 | 0 | 0 | 0 | 0 | Normal | 0 | 0 | 0 | 0
Griddle_New_ | Commercial | Retail | New | Food Preparation | Natural Gas | Griddle | E7 |  | 0 | 0 | 0 | 0 | 0 | 0 | 0 | 0 | 0 | 0 | 0 | 0 | 0 | 0 | 0 | 0 | 0 | Normal | 0 | 0 | 0 | 0
Griddle_New_ | Commercial | Retail | New | Food Preparation | Natural Gas | Griddle | E8 |  | 0 | 0 | 0 | 0 | 0 | 0 | 0 | 0 | 0 | 0 | 0 | 0 | 0 | 0 | 0 | 0 | 0 | Normal | 0 | 0 | 0 | 0
Griddle_New_ | Commercial | Retail | New | Food Preparation | Natural Gas | Griddle | E9 |  | 0 | 0 | 0 | 0 | 0 | 0 | 0 | 0 | 0 | 0 | 0 | 0 | 0 | 0 | 0 | 0 | 0 | Normal | 0 | 0 | 0 | 0
Griddle_New_ | Commercial | Retail | New | Food Preparation | Natural Gas | Griddle | E10 |  | 0 | 0 | 0 | 0 | 0 | 0 | 0 | 0 | 0 | 0 | 0 | 0 | 0 | 0 | 0 | 0 | 0 | Normal | 0 | 0 | 0 | 0
Range_New_Typical | Commercial | Retail | New | Food Preparation | Natural Gas | Range | E1 | Typical | 1 | 0 | 0 | 2.7869 | 0 | 0 | 2.7869 | 0 | 9 | 15 | 12 | 2023 | 2050 | 1 | 0 | 0 | 0 | Normal | 0 | 1.0983 | 0 | 0 |  | 1 units | 1 | 0 | 0.0013258 |  | 857.4828 | 2043.1823 | 0 | 0 |  | 2023 | 0.89459
Range_New_High Efficiency | Commercial | Retail | New | Food Preparation | Natural Gas | Range | E2 | High Efficiency | 0.75981 | 0 | 0 | 3.4824 | 0 | 0 | 3.4824 | 0 | 9 | 15 | 12 | 2023 | 2050 | 1 | 0 | 0 | 0 | Normal | 0 | 0.83451 | 0 | 0 |  | 1 units | 1 | 0 | 0.0013258 |  | 651.5262 | 2553.125 | 0 | 0 |  | 2023 | 0.89459
Range_New_ | Commercial | Retail | New | Food Preparation | Natural Gas | Range | E3 |  | 0 | 0 | 0 | 0 | 0 | 0 | 0 | 0 | 0 | 0 | 0 | 0 | 0 | 0 | 0 | 0 | 0 | Normal | 0 | 0 | 0 | 0
Range_New_ | Commercial | Retail | New | Food Preparation | Natural Gas | Range | E4 |  | 0 | 0 | 0 | 0 | 0 | 0 | 0 | 0 | 0 | 0 | 0 | 0 | 0 | 0 | 0 | 0 | 0 | Normal | 0 | 0 | 0 | 0
Range_New_ | Commercial | Retail | New | Food Preparation | Natural Gas | Range | E5 |  | 0 | 0 | 0 | 0 | 0 | 0 | 0 | 0 | 0 | 0 | 0 | 0 | 0 | 0 | 0 | 0 | 0 | Normal | 0 | 0 | 0 | 0
Range_New_ | Commercial | Retail | New | Food Preparation | Natural Gas | Range | E6 |  | 0 | 0 | 0 | 0 | 0 | 0 | 0 | 0 | 0 | 0 | 0 | 0 | 0 | 0 | 0 | 0 | 0 | Normal | 0 | 0 | 0 | 0
Range_New_ | Commercial | Retail | New | Food Preparation | Natural Gas | Range | E7 |  | 0 | 0 | 0 | 0 | 0 | 0 | 0 | 0 | 0 | 0 | 0 | 0 | 0 | 0 | 0 | 0 | 0 | Normal | 0 | 0 | 0 | 0
Range_New_ | Commercial | Retail | New | Food Preparation | Natural Gas | Range | E8 |  | 0 | 0 | 0 | 0 | 0 | 0 | 0 | 0 | 0 | 0 | 0 | 0 | 0 | 0 | 0 | 0 | 0 | Normal | 0 | 0 | 0 | 0
Range_New_ | Commercial | Retail | New | Food Preparation | Natural Gas | Range | E9 |  | 0 | 0 | 0 | 0 | 0 | 0 | 0 | 0 | 0 | 0 | 0 | 0 | 0 | 0 | 0 | 0 | 0 | Normal | 0 | 0 | 0 | 0
Range_New_ | Commercial | Retail | New | Food Preparation | Natural Gas | Range | E10 |  | 0 | 0 | 0 | 0 | 0 | 0 | 0 | 0 | 0 | 0 | 0 | 0 | 0 | 0 | 0 | 0 | 0 | Normal | 0 | 0 | 0 | 0
Steamer_New_Typical | Commercial | Retail | New | Food Preparation | Natural Gas | Steamer | E1 | Typical | 1 | 0 | 0 | 77.8896 | 0 | 0 | 77.8896 | 0 | 9 | 15 | 12 | 2023 | 2021 | 1 | 0 | 0 | 0 | Normal | 0 | 2.6924 | 0 | 0 |  | 1 units | 1 | 0 | 0.0040821 |  | 659.5559 | 19293.381 | 0 | 0 |  | 2024 | 0.85998
Steamer_New_ENERGY STAR (1.2) | Commercial | Retail | New | Food Preparation | Natural Gas | Steamer | E2 | ENERGY STAR (1.2) | 0.37076 | 0 | 0 | 69.2951 | 0 | -4.8752 | 64.4199 | 0 | 9 | 15 | 12 | 2023 | 2050 | 1 | 0 | 0 | 0 | Normal | 0 | 0.99823 | 0 | 0 |  | 1 units | 1 | 0 | 0.0040821 |  | 244.5384 | 17164.5079 | 0 | -1388.7391 |  | 2024 | 0.85998
Steamer_New_ | Commercial | Retail | New | Food Preparation | Natural Gas | Steamer | E3 |  | 0 | 0 | 0 | 0 | 0 | 0 | 0 | 0 | 0 | 0 | 0 | 0 | 0 | 0 | 0 | 0 | 0 | Normal | 0 | 0 | 0 | 0
Steamer_New_ | Commercial | Retail | New | Food Preparation | Natural Gas | Steamer | E4 |  | 0 | 0 | 0 | 0 | 0 | 0 | 0 | 0 | 0 | 0 | 0 | 0 | 0 | 0 | 0 | 0 | 0 | Normal | 0 | 0 | 0 | 0
Steamer_New_ | Commercial | Retail | New | Food Preparation | Natural Gas | Steamer | E5 |  | 0 | 0 | 0 | 0 | 0 | 0 | 0 | 0 | 0 | 0 | 0 | 0 | 0 | 0 | 0 | 0 | 0 | Normal | 0 | 0 | 0 | 0
Steamer_New_ | Commercial | Retail | New | Food Preparation | Natural Gas | Steamer | E6 |  | 0 | 0 | 0 | 0 | 0 | 0 | 0 | 0 | 0 | 0 | 0 | 0 | 0 | 0 | 0 | 0 | 0 | Normal | 0 | 0 | 0 | 0
Steamer_New_ | Commercial | Retail | New | Food Preparation | Natural Gas | Steamer | E7 |  | 0 | 0 | 0 | 0 | 0 | 0 | 0 | 0 | 0 | 0 | 0 | 0 | 0 | 0 | 0 | 0 | 0 | Normal | 0 | 0 | 0 | 0
Steamer_New_ | Commercial | Retail | New | Food Preparation | Natural Gas | Steamer | E8 |  | 0 | 0 | 0 | 0 | 0 | 0 | 0 | 0 | 0 | 0 | 0 | 0 | 0 | 0 | 0 | 0 | 0 | Normal | 0 | 0 | 0 | 0
Steamer_New_ | Commercial | Retail | New | Food Preparation | Natural Gas | Steamer | E9 |  | 0 | 0 | 0 | 0 | 0 | 0 | 0 | 0 | 0 | 0 | 0 | 0 | 0 | 0 | 0 | 0 | 0 | Normal | 0 | 0 | 0 | 0
Steamer_New_ | Commercial | Retail | New | Food Preparation | Natural Gas | Steamer | E10 |  | 0 | 0 | 0 | 0 | 0 | 0 | 0 | 0 | 0 | 0 | 0 | 0 | 0 | 0 | 0 | 0 | 0 | Normal | 0 | 0 | 0 | 0
Commercial Food Prep Other_New_Standard | Commercial | Retail | New | Food Preparation | Natural Gas | Commercial Food Prep Other | E1 | Standard | 1 | 0 | 0 | 0.37 | 0 | 0 | 0.37 | 0 | 8 | 12 | 10 | 2023 | 2050 | 1 | 0 | 0 | 0 | Normal | 0 | 0.38745 | 0 | 0 |  | 1 units | 1 | 0 | 0.00027224 |  | 1423.18 | 1000 | 0 | 0 |  | 2010 | 1.1818
Commercial Food Prep Other_New_Efficient | Commercial | Retail | New | Food Preparation | Natural Gas | Commercial Food Prep Other | E2 | Efficient | 0.72179 | 0 | 0 | 0.46733 | 0 | 0 | 0.46733 | 0 | 8 | 12 | 10 | 2023 | 2050 | 1 | 0 | 0 | 0 | Normal | 0 | 0.27966 | 0 | 0 |  | 1 units | 1 | 0 | 0.00027224 |  | 1027.2384 | 1263.0334 | 0 | 0 |  | 2010 | 1.1818
Commercial Food Prep Other_New_ | Commercial | Retail | New | Food Preparation | Natural Gas | Commercial Food Prep Other | E3 |  | 0 | 0 | 0 | 0 | 0 | 0 | 0 | 0 | 0 | 0 | 0 | 0 | 0 | 0 | 0 | 0 | 0 | Normal | 0 | 0 | 0 | 0
Commercial Food Prep Other_New_ | Commercial | Retail | New | Food Preparation | Natural Gas | Commercial Food Prep Other | E4 |  | 0 | 0 | 0 | 0 | 0 | 0 | 0 | 0 | 0 | 0 | 0 | 0 | 0 | 0 | 0 | 0 | 0 | Normal | 0 | 0 | 0 | 0
Commercial Food Prep Other_New_ | Commercial | Retail | New | Food Preparation | Natural Gas | Commercial Food Prep Other | E5 |  | 0 | 0 | 0 | 0 | 0 | 0 | 0 | 0 | 0 | 0 | 0 | 0 | 0 | 0 | 0 | 0 | 0 | Normal | 0 | 0 | 0 | 0
Commercial Food Prep Other_New_ | Commercial | Retail | New | Food Preparation | Natural Gas | Commercial Food Prep Other | E6 |  | 0 | 0 | 0 | 0 | 0 | 0 | 0 | 0 | 0 | 0 | 0 | 0 | 0 | 0 | 0 | 0 | 0 | Normal | 0 | 0 | 0 | 0
Commercial Food Prep Other_New_ | Commercial | Retail | New | Food Preparation | Natural Gas | Commercial Food Prep Other | E7 |  | 0 | 0 | 0 | 0 | 0 | 0 | 0 | 0 | 0 | 0 | 0 | 0 | 0 | 0 | 0 | 0 | 0 | Normal | 0 | 0 | 0 | 0
Commercial Food Prep Other_New_ | Commercial | Retail | New | Food Preparation | Natural Gas | Commercial Food Prep Other | E8 |  | 0 | 0 | 0 | 0 | 0 | 0 | 0 | 0 | 0 | 0 | 0 | 0 | 0 | 0 | 0 | 0 | 0 | Normal | 0 | 0 | 0 | 0
Commercial Food Prep Other_New_ | Commercial | Retail | New | Food Preparation | Natural Gas | Commercial Food Prep Other | E9 |  | 0 | 0 | 0 | 0 | 0 | 0 | 0 | 0 | 0 | 0 | 0 | 0 | 0 | 0 | 0 | 0 | 0 | Normal | 0 | 0 | 0 | 0
Commercial Food Prep Other_New_ | Commercial | Retail | New | Food Preparation | Natural Gas | Commercial Food Prep Other | E10 |  | 0 | 0 | 0 | 0 | 0 | 0 | 0 | 0 | 0 | 0 | 0 | 0 | 0 | 0 | 0 | 0 | 0 | Normal | 0 | 0 | 0 | 0
Pool Heater_New_TE 82% (Standard) | Commercial | Retail | New | Miscellaneous | Natural Gas | Pool Heater | E1 | TE 82% (Standard) | 1 | 0 | 0 | 0.027207 | 0.0099267 | 0.0004124 | 0.037546 | 0 | 8 | 14 | 11 | 2023 | 2027 | 1 | 0 | 0 | 0 | Normal | 0 | 0.044963 | 0 | 0 |  | 1 units | 1 | 0 | 3.7915e-06 |  | 11859 | 6239.8015 | 2618.1698 | 108.77 |  | 2021 | 1
Pool Heater_New_TE 84% (Standard 2028) | Commercial | Retail | New | Miscellaneous | Natural Gas | Pool Heater | E2 | TE 84% (Standard 2028) | 0.97622 | 0 | 0 | 0.029983 | 0.0098881 | 0.00041498 | 0.040286 | 0 | 8 | 14 | 11 | 2023 | 2050 | 1 | 0 | 0 | 0 | Normal | 0 | 0.043894 | 0 | 0 |  | 1 units | 1 | 0 | 3.7915e-06 |  | 11577 | 6876.516 | 2607.9824 | 109.45 |  | 2021 | 1
Pool Heater_New_TE 95% (Condensing) | Commercial | Retail | New | Miscellaneous | Natural Gas | Pool Heater | E3 | TE 95% (Condensing) | 0.86323 | 0 | 0 | 0.0392 | 0.010863 | 0.00045627 | 0.05052 | 0 | 8 | 14 | 11 | 2023 | 2050 | 1 | 0 | 0 | 0 | Normal | 0 | 0.038813 | 0 | 0 |  | 1 units | 1 | 0 | 3.7915e-06 |  | 10237 | 8990.4079 | 2865.215 | 120.34 |  | 2021 | 1
Pool Heater_New_ | Commercial | Retail | New | Miscellaneous | Natural Gas | Pool Heater | E4 |  | 0 | 0 | 0 | 0 | 0 | 0 | 0 | 0 | 0 | 0 | 0 | 0 | 0 | 0 | 0 | 0 | 0 | Normal | 0 | 0 | 0 | 0
Pool Heater_New_ | Commercial | Retail | New | Miscellaneous | Natural Gas | Pool Heater | E5 |  | 0 | 0 | 0 | 0 | 0 | 0 | 0 | 0 | 0 | 0 | 0 | 0 | 0 | 0 | 0 | 0 | 0 | Normal | 0 | 0 | 0 | 0
Pool Heater_New_ | Commercial | Retail | New | Miscellaneous | Natural Gas | Pool Heater | E6 |  | 0 | 0 | 0 | 0 | 0 | 0 | 0 | 0 | 0 | 0 | 0 | 0 | 0 | 0 | 0 | 0 | 0 | Normal | 0 | 0 | 0 | 0
Pool Heater_New_ | Commercial | Retail | New | Miscellaneous | Natural Gas | Pool Heater | E7 |  | 0 | 0 | 0 | 0 | 0 | 0 | 0 | 0 | 0 | 0 | 0 | 0 | 0 | 0 | 0 | 0 | 0 | Normal | 0 | 0 | 0 | 0
Pool Heater_New_ | Commercial | Retail | New | Miscellaneous | Natural Gas | Pool Heater | E8 |  | 0 | 0 | 0 | 0 | 0 | 0 | 0 | 0 | 0 | 0 | 0 | 0 | 0 | 0 | 0 | 0 | 0 | Normal | 0 | 0 | 0 | 0
Pool Heater_New_ | Commercial | Retail | New | Miscellaneous | Natural Gas | Pool Heater | E9 |  | 0 | 0 | 0 | 0 | 0 | 0 | 0 | 0 | 0 | 0 | 0 | 0 | 0 | 0 | 0 | 0 | 0 | Normal | 0 | 0 | 0 | 0
Pool Heater_New_ | Commercial | Retail | New | Miscellaneous | Natural Gas | Pool Heater | E10 |  | 0 | 0 | 0 | 0 | 0 | 0 | 0 | 0 | 0 | 0 | 0 | 0 | 0 | 0 | 0 | 0 | 0 | Normal | 0 | 0 | 0 | 0
Other Miscellaneous_New_Miscellaneous | Commercial | Retail | New | Miscellaneous | Natural Gas | Other Miscellaneous | E1 | Miscellaneous | 1 | 0 | 0 | 1.4313e-05 | 0 | 0 | 1.4313e-05 | 0 | 2 | 8 | 5 | 2023 | 2050 | 1 | 0 | 0 | 0 | Normal | 0 | 1.2281e-05 | 0 | 0 |  | 1 units | 1 | 0 | 1.2281e-05 |  | 1 | 1 | 0 | 0 |  | 2020 | 1.0135
Other Miscellaneous_New_ | Commercial | Retail | New | Miscellaneous | Natural Gas | Other Miscellaneous | E2 |  | 0 | 0 | 0 | 0 | 0 | 0 | 0 | 0 | 0 | 0 | 0 | 0 | 0 | 0 | 0 | 0 | 0 | Normal | 0 | 0 | 0 | 0
Other Miscellaneous_New_ | Commercial | Retail | New | Miscellaneous | Natural Gas | Other Miscellaneous | E3 |  | 0 | 0 | 0 | 0 | 0 | 0 | 0 | 0 | 0 | 0 | 0 | 0 | 0 | 0 | 0 | 0 | 0 | Normal | 0 | 0 | 0 | 0
Other Miscellaneous_New_ | Commercial | Retail | New | Miscellaneous | Natural Gas | Other Miscellaneous | E4 |  | 0 | 0 | 0 | 0 | 0 | 0 | 0 | 0 | 0 | 0 | 0 | 0 | 0 | 0 | 0 | 0 | 0 | Normal | 0 | 0 | 0 | 0
Other Miscellaneous_New_ | Commercial | Retail | New | Miscellaneous | Natural Gas | Other Miscellaneous | E5 |  | 0 | 0 | 0 | 0 | 0 | 0 | 0 | 0 | 0 | 0 | 0 | 0 | 0 | 0 | 0 | 0 | 0 | Normal | 0 | 0 | 0 | 0
Other Miscellaneous_New_ | Commercial | Retail | New | Miscellaneous | Natural Gas | Other Miscellaneous | E6 |  | 0 | 0 | 0 | 0 | 0 | 0 | 0 | 0 | 0 | 0 | 0 | 0 | 0 | 0 | 0 | 0 | 0 | Normal | 0 | 0 | 0 | 0
Other Miscellaneous_New_ | Commercial | Retail | New | Miscellaneous | Natural Gas | Other Miscellaneous | E7 |  | 0 | 0 | 0 | 0 | 0 | 0 | 0 | 0 | 0 | 0 | 0 | 0 | 0 | 0 | 0 | 0 | 0 | Normal | 0 | 0 | 0 | 0
Other Miscellaneous_New_ | Commercial | Retail | New | Miscellaneous | Natural Gas | Other Miscellaneous | E8 |  | 0 | 0 | 0 | 0 | 0 | 0 | 0 | 0 | 0 | 0 | 0 | 0 | 0 | 0 | 0 | 0 | 0 | Normal | 0 | 0 | 0 | 0
Other Miscellaneous_New_ | Commercial | Retail | New | Miscellaneous | Natural Gas | Other Miscellaneous | E9 |  | 0 | 0 | 0 | 0 | 0 | 0 | 0 | 0 | 0 | 0 | 0 | 0 | 0 | 0 | 0 | 0 | 0 | Normal | 0 | 0 | 0 | 0
Other Miscellaneous_New_ | Commercial | Retail | New | Miscellaneous | Natural Gas | Other Miscellaneous | E10 |  | 0 | 0 | 0 | 0 | 0 | 0 | 0 | 0 | 0 | 0 | 0 | 0 | 0 | 0 | 0 | 0 | 0 | Normal | 0 | 0 | 0 | 0
Furnace_Existing_TE 80% | Commercial | Lodging | Existing | Space Heating | Natural Gas | Furnace | E1 | TE 80% | 1 | 0 | 0 | 1.2202 | 1.13 | 0 | 2.3502 | 0 | 17 | 29 | 23 | 2023 | 2022 | 1 | 0 | 0 | 0 | Normal | 0 | 0.097457 | 0 | 0 |  | 140 kBtu/hr | 140 | 0 | 0.058909 |  | 8811 | 2634.8 | 2806.1691 | 0 |  | 2022 | 0.95704
Furnace_Existing_TE 81% (2023 Standard) | Commercial | Grocery | Existing | Space Heating | Natural Gas | Furnace | E2 | TE 81% (2023 Standard) | 0.89998 | 0 | 0 | 1.1458 | 1.0438 | 0 | 2.1896 | 0 | 17 | 29 | 23 | 2023 | 2050 | 1 | 0 | 0 | 0 | Normal | 0 | 0.051478 | 0 | 0 |  | 140 kBtu/hr | 140 | 0 | 0.054 |  | 15170 | 2699.0634 | 2827.5902 | 0 |  | 2022 | 0.95704
Furnace_Existing_TE 80% | Commercial | Warehouse | Existing | Space Heating | Natural Gas | Furnace | E1 | TE 80% | 1 | 0 | 0 | 0.92566 | 0.85728 | 0 | 1.7829 | 0 | 17 | 29 | 23 | 2023 | 2022 | 1 | 0 | 0 | 0 | Normal | 0 | 0.09151 | 0 | 0 |  | 140 kBtu/hr | 140 | 0 | 0.04469 |  | 3378 | 2634.8 | 2806.1691 | 0 |  | 2022 | 0.95704
Furnace_Existing_TE 96% | Commercial | Grocery | Existing | Space Heating | Natural Gas | Furnace | E4 | TE 96% | 0.791 | 0 | 0 | 2.9535 | 1.4334 | 0 | 4.3869 | 0 | 17 | 29 | 23 | 2023 | 2050 | 1 | 0 | 0 | 0 | Normal | 0 | 0.045245 | 0 | 0 |  | 140 kBtu/hr | 140 | 0 | 0.054 |  | 13333.125 | 6957.4606 | 3883.0501 | 0 |  | 2022 | 0.95704
Furnace_Existing_Dual-Fuel Heat Pump - TE 81% | Commercial | Grocery | Existing | Space Heating | Natural Gas | Furnace | E5 | Dual-Fuel Heat Pump - TE 81% | 0.32 | 0 | 0 | 7.0022 | 1.0438 | 0.03657 | 8.0825 | 0 | 16 | 26 | 21 | 2023 | 2050 | 1 | 0 | 0 | 0 | Normal | 0 | 0.018304 | 0 | 0 |  | 140 kBtu/hr | 140 | 0 | 0.054 |  | 5393.92 | 16494.619 | 2827.5902 | 0 |  | 2022 | 0.95704
Furnace_Existing_Dual-Fuel Heat Pump - TE 96% | Commercial | Grocery | Existing | Space Heating | Natural Gas | Furnace | E6 | Dual-Fuel Heat Pump - TE 96% | 0.2963 | 0 | 0 | 8.8099 | 1.4334 | 0.03657 | 10.2799 | 0 | 16 | 26 | 21 | 2023 | 2050 | 1 | 0 | 0 | 0 | Normal | 0 | 0.016948 | 0 | 0 |  | 140 kBtu/hr | 140 | 0 | 0.054 |  | 4994.3704 | 20753.0162 | 3883.0501 | 0 |  | 2022 | 0.95704
Furnace_Existing_ | Commercial | Grocery | Existing | Space Heating | Natural Gas | Furnace | E7 |  | 0 | 0 | 0 | 0 | 0 | 0 | 0 | 0 | 0 | 0 | 0 | 0 | 0 | 0 | 0 | 0 | 0 | Normal | 0 | 0 | 0 | 0
Furnace_Existing_ | Commercial | Grocery | Existing | Space Heating | Natural Gas | Furnace | E8 |  | 0 | 0 | 0 | 0 | 0 | 0 | 0 | 0 | 0 | 0 | 0 | 0 | 0 | 0 | 0 | 0 | 0 | Normal | 0 | 0 | 0 | 0
Furnace_Existing_ | Commercial | Grocery | Existing | Space Heating | Natural Gas | Furnace | E9 |  | 0 | 0 | 0 | 0 | 0 | 0 | 0 | 0 | 0 | 0 | 0 | 0 | 0 | 0 | 0 | 0 | 0 | Normal | 0 | 0 | 0 | 0
Furnace_Existing_ | Commercial | Grocery | Existing | Space Heating | Natural Gas | Furnace | E10 |  | 0 | 0 | 0 | 0 | 0 | 0 | 0 | 0 | 0 | 0 | 0 | 0 | 0 | 0 | 0 | 0 | 0 | Normal | 0 | 0 | 0 | 0
Boiler_Existing_TE 80% | Commercial | Grocery | Existing | Space Heating | Natural Gas | Boiler | E1 | TE 80% | 1 | 0 | 0 | 1.8482 | 0.92341 | 0 | 2.7716 | 0 | 19 | 31 | 25 | 2023 | 2023 | 1 | 0 | 0 | 0 | Normal | 0 | 0.25997 | 0 | 0 |  | 514 kBtu/hr | 514 | 0 | 0.054 |  | 35131 | 14115.0337 | 8110 | 0 |  | 2015 | 1.0838
Boiler_Existing_TE 84% | Commercial | Grocery | Existing | Space Heating | Natural Gas | Boiler | E2 | TE 84% | 0.95238 | 0 | 0 | 2.3368 | 0.92341 | 0 | 3.2602 | 0 | 19 | 31 | 25 | 2023 | 2023 | 1 | 0 | 0 | 0 | Normal | 0 | 0.24759 | 0 | 0 |  | 514 kBtu/hr | 514 | 0 | 0.054 |  | 33458 | 17846.3457 | 8110 | 0 |  | 2015 | 1.0838
Boiler_Existing_TE 90% (2024 WA Standard) | Commercial | Grocery | Existing | Space Heating | Natural Gas | Boiler | E3 | TE 90% (2024 WA Standard) | 0.88887 | 0 | 0 | 3.0283 | 1.039 | 0 | 4.0673 | 0 | 19 | 31 | 25 | 2023 | 2050 | 1 | 0 | 0 | 0 | Normal | 0 | 0.23108 | 0 | 0 |  | 514 kBtu/hr | 514 | 0 | 0.054 |  | 31227 | 23127.2898 | 9125.5667 | 0 |  | 2015 | 1.0838
Boiler_Existing_TE 94% (ENERGY STAR 1.0) | Commercial | Grocery | Existing | Space Heating | Natural Gas | Boiler | E4 | TE 94% (ENERGY STAR 1.0) | 0.85107 | 0 | 0 | 3.5079 | 1.039 | 0 | 4.547 | 0 | 19 | 31 | 25 | 2023 | 2050 | 1 | 0 | 0 | 0 | Normal | 0 | 0.22125 | 0 | 0 |  | 514 kBtu/hr | 514 | 0 | 0.054 |  | 29899 | 26790.429 | 9125.5667 | 0 |  | 2015 | 1.0838
Boiler_Existing_TE 98% | Commercial | Grocery | Existing | Space Heating | Natural Gas | Boiler | E5 | TE 98% | 0.81632 | 0 | 0 | 3.9876 | 1.039 | 0 | 5.0266 | 0 | 19 | 31 | 25 | 2023 | 2050 | 1 | 0 | 0 | 0 | Normal | 0 | 0.21222 | 0 | 0 |  | 514 kBtu/hr | 514 | 0 | 0.054 |  | 28678 | 30453.5682 | 9125.5667 | 0 |  | 2015 | 1.0838
Boiler_Existing_ | Commercial | Grocery | Existing | Space Heating | Natural Gas | Boiler | E6 |  | 0 | 0 | 0 | 0 | 0 | 0 | 0 | 0 | 0 | 0 | 0 | 0 | 0 | 0 | 0 | 0 | 0 | Normal | 0 | 0 | 0 | 0
Boiler_Existing_ | Commercial | Grocery | Existing | Space Heating | Natural Gas | Boiler | E7 |  | 0 | 0 | 0 | 0 | 0 | 0 | 0 | 0 | 0 | 0 | 0 | 0 | 0 | 0 | 0 | 0 | 0 | Normal | 0 | 0 | 0 | 0
Boiler_Existing_ | Commercial | Grocery | Existing | Space Heating | Natural Gas | Boiler | E8 |  | 0 | 0 | 0 | 0 | 0 | 0 | 0 | 0 | 0 | 0 | 0 | 0 | 0 | 0 | 0 | 0 | 0 | Normal | 0 | 0 | 0 | 0
Boiler_Existing_ | Commercial | Grocery | Existing | Space Heating | Natural Gas | Boiler | E9 |  | 0 | 0 | 0 | 0 | 0 | 0 | 0 | 0 | 0 | 0 | 0 | 0 | 0 | 0 | 0 | 0 | 0 | Normal | 0 | 0 | 0 | 0
Boiler_Existing_ | Commercial | Grocery | Existing | Space Heating | Natural Gas | Boiler | E10 |  | 0 | 0 | 0 | 0 | 0 | 0 | 0 | 0 | 0 | 0 | 0 | 0 | 0 | 0 | 0 | 0 | 0 | Normal | 0 | 0 | 0 | 0
Unit Heater_Existing_Standard (TE 80%) | Commercial | Grocery | Existing | Space Heating | Natural Gas | Unit Heater | E1 | Standard (TE 80%) | 1 | 0 | 0 | 0.019636 | 0.016749 | 0 | 0.036386 | 0 | 9 | 15 | 12 | 2023 | 2050 | 1 | 0 | 0 | 0 | Normal | 0 | 0.028958 | 0 | 0 |  | 120 kBtu/hr | 120 | 0 | 1.2802e-05 |  | 2262 | 1274.4 | 1250.082 | 0 |  | 2018 | 1.0466
Unit Heater_Existing_Condensing (TE 90%) | Commercial | Grocery | Existing | Space Heating | Natural Gas | Unit Heater | E2 | Condensing (TE 90%) | 0.86111 | 0 | 0 | 0.062792 | 0.020046 | 0 | 0.082838 | 0 | 9 | 15 | 12 | 2023 | 2050 | 1 | 0 | 0 | 0 | Normal | 0 | 0.024936 | 0 | 0 |  | 120 kBtu/hr | 120 | 0 | 1.2802e-05 |  | 1947.8333 | 4075.2 | 1496.122 | 0 |  | 2018 | 1.0466
Unit Heater_Existing_Infrared Radiant | Commercial | Grocery | Existing | Space Heating | Natural Gas | Unit Heater | E3 | Infrared Radiant | 0.8 | 0 | 0 | 0.027125 | 0.016749 | 0 | 0.043874 | 0 | 9 | 15 | 12 | 2023 | 2050 | 1 | 0 | 0 | 0 | Normal | 0 | 0.023166 | 0 | 0 |  | 120 kBtu/hr | 120 | 0 | 1.2802e-05 |  | 1809.6 | 1760.4 | 1250.082 | 0 |  | 2018 | 1.0466
Unit Heater_Existing_ | Commercial | Grocery | Existing | Space Heating | Natural Gas | Unit Heater | E4 |  | 0 | 0 | 0 | 0 | 0 | 0 | 0 | 0 | 0 | 0 | 0 | 0 | 0 | 0 | 0 | 0 | 0 | Normal | 0 | 0 | 0 | 0
Unit Heater_Existing_ | Commercial | Grocery | Existing | Space Heating | Natural Gas | Unit Heater | E5 |  | 0 | 0 | 0 | 0 | 0 | 0 | 0 | 0 | 0 | 0 | 0 | 0 | 0 | 0 | 0 | 0 | 0 | Normal | 0 | 0 | 0 | 0
Unit Heater_Existing_ | Commercial | Grocery | Existing | Space Heating | Natural Gas | Unit Heater | E6 |  | 0 | 0 | 0 | 0 | 0 | 0 | 0 | 0 | 0 | 0 | 0 | 0 | 0 | 0 | 0 | 0 | 0 | Normal | 0 | 0 | 0 | 0
Unit Heater_Existing_ | Commercial | Grocery | Existing | Space Heating | Natural Gas | Unit Heater | E7 |  | 0 | 0 | 0 | 0 | 0 | 0 | 0 | 0 | 0 | 0 | 0 | 0 | 0 | 0 | 0 | 0 | 0 | Normal | 0 | 0 | 0 | 0
Unit Heater_Existing_ | Commercial | Grocery | Existing | Space Heating | Natural Gas | Unit Heater | E8 |  | 0 | 0 | 0 | 0 | 0 | 0 | 0 | 0 | 0 | 0 | 0 | 0 | 0 | 0 | 0 | 0 | 0 | Normal | 0 | 0 | 0 | 0
Unit Heater_Existing_ | Commercial | Grocery | Existing | Space Heating | Natural Gas | Unit Heater | E9 |  | 0 | 0 | 0 | 0 | 0 | 0 | 0 | 0 | 0 | 0 | 0 | 0 | 0 | 0 | 0 | 0 | 0 | Normal | 0 | 0 | 0 | 0
Unit Heater_Existing_ | Commercial | Grocery | Existing | Space Heating | Natural Gas | Unit Heater | E10 |  | 0 | 0 | 0 | 0 | 0 | 0 | 0 | 0 | 0 | 0 | 0 | 0 | 0 | 0 | 0 | 0 | 0 | Normal | 0 | 0 | 0 | 0
Water Heater_Existing_TE 80% | Commercial | Grocery | Existing | Water Heating | Natural Gas | Water Heater | E1 | TE 80% | 1 | 0 | 0 | 0.0032992 | 0 | 0.0001462 | 0.0034454 | 0 | 8 | 12 | 10 | 2023 | 2050 | 1 | 0 | 0 | 0 | Normal | 0 | 0.0052284 | 0 | 0 |  | 200 kBtu/hr | 200 | 0 | 9.8066e-05 |  | 2286 | 6113.5678 | 0 | 311.5578 |  | 2022 | 0.95704
Water Heater_Existing_TE 94% (ENERGY STAR 2.0) | Commercial | Grocery | Existing | Water Heating | Natural Gas | Water Heater | E2 | TE 94% (ENERGY STAR 2.0) | 0.85127 | 0 | 0 | 0.0040766 | 0 | 0.00015045 | 0.0042271 | 0 | 8 | 12 | 10 | 2023 | 2050 | 1 | 0 | 0 | 0 | Normal | 0 | 0.0044507 | 0 | 0 |  | 200 kBtu/hr | 200 | 0 | 9.8066e-05 |  | 1946 | 7554.1856 | 0 | 320.603 |  | 2022 | 0.95704
Water Heater_Existing_TE 96% (Instantaneous) | Commercial | Grocery | Existing | Water Heating | Natural Gas | Water Heater | E3 | TE 96% (Instantaneous) | 0.83333 | 0 | 0 | 0.0058274 | 0 | 0.00026074 | 0.0060882 | 0 | 13 | 21 | 17 | 2023 | 2050 | 1 | 0 | 0 | 0 | Normal | 0 | 0.004357 | 0 | 0 |  | 200 kBtu/hr | 200 | 0 | 9.8066e-05 |  | 1905 | 10798.4962 | 0 | 555.6391 |  | 2022 | 0.95704
Water Heater_Existing_ | Commercial | Grocery | Existing | Water Heating | Natural Gas | Water Heater | E4 |  | 0 | 0 | 0 | 0 | 0 | 0 | 0 | 0 | 0 | 0 | 0 | 0 | 0 | 0 | 0 | 0 | 0 | Normal | 0 | 0 | 0 | 0
Water Heater_Existing_ | Commercial | Grocery | Existing | Water Heating | Natural Gas | Water Heater | E5 |  | 0 | 0 | 0 | 0 | 0 | 0 | 0 | 0 | 0 | 0 | 0 | 0 | 0 | 0 | 0 | 0 | 0 | Normal | 0 | 0 | 0 | 0
Water Heater_Existing_ | Commercial | Grocery | Existing | Water Heating | Natural Gas | Water Heater | E6 |  | 0 | 0 | 0 | 0 | 0 | 0 | 0 | 0 | 0 | 0 | 0 | 0 | 0 | 0 | 0 | 0 | 0 | Normal | 0 | 0 | 0 | 0
Water Heater_Existing_ | Commercial | Grocery | Existing | Water Heating | Natural Gas | Water Heater | E7 |  | 0 | 0 | 0 | 0 | 0 | 0 | 0 | 0 | 0 | 0 | 0 | 0 | 0 | 0 | 0 | 0 | 0 | Normal | 0 | 0 | 0 | 0
Water Heater_Existing_ | Commercial | Grocery | Existing | Water Heating | Natural Gas | Water Heater | E8 |  | 0 | 0 | 0 | 0 | 0 | 0 | 0 | 0 | 0 | 0 | 0 | 0 | 0 | 0 | 0 | 0 | 0 | Normal | 0 | 0 | 0 | 0
Water Heater_Existing_ | Commercial | Grocery | Existing | Water Heating | Natural Gas | Water Heater | E9 |  | 0 | 0 | 0 | 0 | 0 | 0 | 0 | 0 | 0 | 0 | 0 | 0 | 0 | 0 | 0 | 0 | 0 | Normal | 0 | 0 | 0 | 0
Water Heater_Existing_ | Commercial | Grocery | Existing | Water Heating | Natural Gas | Water Heater | E10 |  | 0 | 0 | 0 | 0 | 0 | 0 | 0 | 0 | 0 | 0 | 0 | 0 | 0 | 0 | 0 | 0 | 0 | Normal | 0 | 0 | 0 | 0
Oven_Existing_Standard | Commercial | Grocery | Existing | Food Preparation | Natural Gas | Oven | E1 | Standard | 1 | 0 | 0 | 7.84 | 0 | 0 | 7.84 | 0 | 9 | 15 | 12 | 2023 | 2050 | 1 | 0 | 0 | 0 | Normal | 0 | 0.37528 | 0 | 0 |  | 1 units | 1 | 0 | 0.00031376 |  | 1196.0712 | 20292 | 0 | 0 |  | 2016 | 1.0708
Oven_Existing_ENERGY STAR (3.0) | Commercial | Grocery | Existing | Food Preparation | Natural Gas | Oven | E2 | ENERGY STAR (3.0) | 0.5676 | 0 | 0 | 9.4693 | 0 | 0 | 9.4693 | 0 | 9 | 15 | 12 | 2023 | 2050 | 1 | 0 | 0 | 0 | Normal | 0 | 0.21301 | 0 | 0 |  | 1 units | 1 | 0 | 0.00031376 |  | 678.8891 | 24509 | 0 | 0 |  | 2016 | 1.0708
Oven_Existing_ | Commercial | Grocery | Existing | Food Preparation | Natural Gas | Oven | E3 |  | 0 | 0 | 0 | 0 | 0 | 0 | 0 | 0 | 0 | 0 | 0 | 0 | 0 | 0 | 0 | 0 | 0 | Normal | 0 | 0 | 0 | 0
Oven_Existing_ | Commercial | Grocery | Existing | Food Preparation | Natural Gas | Oven | E4 |  | 0 | 0 | 0 | 0 | 0 | 0 | 0 | 0 | 0 | 0 | 0 | 0 | 0 | 0 | 0 | 0 | 0 | Normal | 0 | 0 | 0 | 0
Oven_Existing_ | Commercial | Grocery | Existing | Food Preparation | Natural Gas | Oven | E5 |  | 0 | 0 | 0 | 0 | 0 | 0 | 0 | 0 | 0 | 0 | 0 | 0 | 0 | 0 | 0 | 0 | 0 | Normal | 0 | 0 | 0 | 0
Oven_Existing_ | Commercial | Grocery | Existing | Food Preparation | Natural Gas | Oven | E6 |  | 0 | 0 | 0 | 0 | 0 | 0 | 0 | 0 | 0 | 0 | 0 | 0 | 0 | 0 | 0 | 0 | 0 | Normal | 0 | 0 | 0 | 0
Oven_Existing_ | Commercial | Grocery | Existing | Food Preparation | Natural Gas | Oven | E7 |  | 0 | 0 | 0 | 0 | 0 | 0 | 0 | 0 | 0 | 0 | 0 | 0 | 0 | 0 | 0 | 0 | 0 | Normal | 0 | 0 | 0 | 0
Oven_Existing_ | Commercial | Grocery | Existing | Food Preparation | Natural Gas | Oven | E8 |  | 0 | 0 | 0 | 0 | 0 | 0 | 0 | 0 | 0 | 0 | 0 | 0 | 0 | 0 | 0 | 0 | 0 | Normal | 0 | 0 | 0 | 0
Oven_Existing_ | Commercial | Grocery | Existing | Food Preparation | Natural Gas | Oven | E9 |  | 0 | 0 | 0 | 0 | 0 | 0 | 0 | 0 | 0 | 0 | 0 | 0 | 0 | 0 | 0 | 0 | 0 | Normal | 0 | 0 | 0 | 0
Oven_Existing_ | Commercial | Grocery | Existing | Food Preparation | Natural Gas | Oven | E10 |  | 0 | 0 | 0 | 0 | 0 | 0 | 0 | 0 | 0 | 0 | 0 | 0 | 0 | 0 | 0 | 0 | 0 | Normal | 0 | 0 | 0 | 0
Conveyor Oven_Existing_Standard | Commercial | Grocery | Existing | Food Preparation | Natural Gas | Conveyor Oven | E1 | Standard | 1 | 0 | 0 | 3.9025 | 0 | 0 | 3.9025 | 0 | 9 | 15 | 12 | 2023 | 2050 | 1 | 0 | 0 | 0 | Normal | 0 | 0.32572 | 0 | 0 |  | 1 units | 1 | 0 | 0.00014101 |  | 2310 | 27984.53 | 0 | 0 |  | 2024 | 0.85998
Conveyor Oven_Existing_Efficient (>42% Baking Efficiency) | Commercial | Grocery | Existing | Food Preparation | Natural Gas | Conveyor Oven | E2 | Efficient (>42% Baking Efficiency) | 0.78355 | 0 | 0 | 4.1933 | 0 | 0 | 4.1933 | 0 | 9 | 15 | 12 | 2023 | 2050 | 1 | 0 | 0 | 0 | Normal | 0 | 0.25522 | 0 | 0 |  | 1 units | 1 | 0 | 0.00014101 |  | 1810 | 30069.91 | 0 | 0 |  | 2024 | 0.85998
Conveyor Oven_Existing_ | Commercial | Grocery | Existing | Food Preparation | Natural Gas | Conveyor Oven | E3 |  | 0 | 0 | 0 | 0 | 0 | 0 | 0 | 0 | 0 | 0 | 0 | 0 | 0 | 0 | 0 | 0 | 0 | Normal | 0 | 0 | 0 | 0
Conveyor Oven_Existing_ | Commercial | Grocery | Existing | Food Preparation | Natural Gas | Conveyor Oven | E4 |  | 0 | 0 | 0 | 0 | 0 | 0 | 0 | 0 | 0 | 0 | 0 | 0 | 0 | 0 | 0 | 0 | 0 | Normal | 0 | 0 | 0 | 0
Conveyor Oven_Existing_ | Commercial | Grocery | Existing | Food Preparation | Natural Gas | Conveyor Oven | E5 |  | 0 | 0 | 0 | 0 | 0 | 0 | 0 | 0 | 0 | 0 | 0 | 0 | 0 | 0 | 0 | 0 | 0 | Normal | 0 | 0 | 0 | 0
Conveyor Oven_Existing_ | Commercial | Grocery | Existing | Food Preparation | Natural Gas | Conveyor Oven | E6 |  | 0 | 0 | 0 | 0 | 0 | 0 | 0 | 0 | 0 | 0 | 0 | 0 | 0 | 0 | 0 | 0 | 0 | Normal | 0 | 0 | 0 | 0
Conveyor Oven_Existing_ | Commercial | Grocery | Existing | Food Preparation | Natural Gas | Conveyor Oven | E7 |  | 0 | 0 | 0 | 0 | 0 | 0 | 0 | 0 | 0 | 0 | 0 | 0 | 0 | 0 | 0 | 0 | 0 | Normal | 0 | 0 | 0 | 0
Conveyor Oven_Existing_ | Commercial | Grocery | Existing | Food Preparation | Natural Gas | Conveyor Oven | E8 |  | 0 | 0 | 0 | 0 | 0 | 0 | 0 | 0 | 0 | 0 | 0 | 0 | 0 | 0 | 0 | 0 | 0 | Normal | 0 | 0 | 0 | 0
Conveyor Oven_Existing_ | Commercial | Grocery | Existing | Food Preparation | Natural Gas | Conveyor Oven | E9 |  | 0 | 0 | 0 | 0 | 0 | 0 | 0 | 0 | 0 | 0 | 0 | 0 | 0 | 0 | 0 | 0 | 0 | Normal | 0 | 0 | 0 | 0
Conveyor Oven_Existing_ | Commercial | Grocery | Existing | Food Preparation | Natural Gas | Conveyor Oven | E10 |  | 0 | 0 | 0 | 0 | 0 | 0 | 0 | 0 | 0 | 0 | 0 | 0 | 0 | 0 | 0 | 0 | 0 | Normal | 0 | 0 | 0 | 0
Rack Oven_Existing_Standard | Commercial | Grocery | Existing | Food Preparation | Natural Gas | Rack Oven | E1 | Standard | 1 | 0 | 0 | 2.6111 | 0 | 0 | 2.6111 | 0 | 10 | 17 | 13.5 | 2023 | 2050 | 1 | 0 | 0 | 0 | Normal | 0 | 0.3135 | 0 | 0 |  | 1 units | 1 | 0 | 0.00014091 |  | 2224.7707 | 18736.2411 | 0 | 0 |  | 2024 | 0.85998
Rack Oven_Existing_ENERGY STAR (3.0) | Commercial | Grocery | Existing | Food Preparation | Natural Gas | Rack Oven | E2 | ENERGY STAR (3.0) | 0.84734 | 0 | 0 | 2.8268 | 0 | 0 | 2.8268 | 0 | 10 | 17 | 13.5 | 2023 | 2050 | 1 | 0 | 0 | 0 | Normal | 0 | 0.26564 | 0 | 0 |  | 1 units | 1 | 0 | 0.00014091 |  | 1885.1273 | 20284.2411 | 0 | 0 |  | 2024 | 0.85998
Rack Oven_Existing_ | Commercial | Grocery | Existing | Food Preparation | Natural Gas | Rack Oven | E3 |  | 0 | 0 | 0 | 0 | 0 | 0 | 0 | 0 | 0 | 0 | 0 | 0 | 0 | 0 | 0 | 0 | 0 | Normal | 0 | 0 | 0 | 0
Rack Oven_Existing_ | Commercial | Grocery | Existing | Food Preparation | Natural Gas | Rack Oven | E4 |  | 0 | 0 | 0 | 0 | 0 | 0 | 0 | 0 | 0 | 0 | 0 | 0 | 0 | 0 | 0 | 0 | 0 | Normal | 0 | 0 | 0 | 0
Rack Oven_Existing_ | Commercial | Grocery | Existing | Food Preparation | Natural Gas | Rack Oven | E5 |  | 0 | 0 | 0 | 0 | 0 | 0 | 0 | 0 | 0 | 0 | 0 | 0 | 0 | 0 | 0 | 0 | 0 | Normal | 0 | 0 | 0 | 0
Rack Oven_Existing_ | Commercial | Grocery | Existing | Food Preparation | Natural Gas | Rack Oven | E6 |  | 0 | 0 | 0 | 0 | 0 | 0 | 0 | 0 | 0 | 0 | 0 | 0 | 0 | 0 | 0 | 0 | 0 | Normal | 0 | 0 | 0 | 0
Rack Oven_Existing_ | Commercial | Grocery | Existing | Food Preparation | Natural Gas | Rack Oven | E7 |  | 0 | 0 | 0 | 0 | 0 | 0 | 0 | 0 | 0 | 0 | 0 | 0 | 0 | 0 | 0 | 0 | 0 | Normal | 0 | 0 | 0 | 0
Rack Oven_Existing_ | Commercial | Grocery | Existing | Food Preparation | Natural Gas | Rack Oven | E8 |  | 0 | 0 | 0 | 0 | 0 | 0 | 0 | 0 | 0 | 0 | 0 | 0 | 0 | 0 | 0 | 0 | 0 | Normal | 0 | 0 | 0 | 0
Rack Oven_Existing_ | Commercial | Grocery | Existing | Food Preparation | Natural Gas | Rack Oven | E9 |  | 0 | 0 | 0 | 0 | 0 | 0 | 0 | 0 | 0 | 0 | 0 | 0 | 0 | 0 | 0 | 0 | 0 | Normal | 0 | 0 | 0 | 0
Rack Oven_Existing_ | Commercial | Grocery | Existing | Food Preparation | Natural Gas | Rack Oven | E10 |  | 0 | 0 | 0 | 0 | 0 | 0 | 0 | 0 | 0 | 0 | 0 | 0 | 0 | 0 | 0 | 0 | 0 | Normal | 0 | 0 | 0 | 0
Fryer_Existing_Standard | Commercial | Grocery | Existing | Food Preparation | Natural Gas | Fryer | E1 | Standard | 1 | 0 | 0 | 2.0819 | 0 | 0 | 2.0819 | 0 | 8 | 14 | 11 | 2023 | 2021 | 1 | 0 | 0 | 0 | Normal | 0 | 0.59478 | 0 | 0 |  | 1 units | 1 | 0 | 0.00078084 |  | 761.7258 | 2695.9053 | 0 | 0 |  | 2024 | 0.85998
Fryer_Existing_ENERGY STAR (3.0) | Commercial | Grocery | Existing | Food Preparation | Natural Gas | Fryer | E2 | ENERGY STAR (3.0) | 0.74928 | 0 | 0 | 9.6885 | 0 | 0 | 9.6885 | 0 | 8 | 14 | 11 | 2023 | 2050 | 1 | 0 | 0 | 0 | Normal | 0 | 0.44566 | 0 | 0 |  | 1 units | 1 | 0 | 0.00078084 |  | 570.7473 | 12546.0625 | 0 | 0 |  | 2024 | 0.85998
Fryer_Existing_ | Commercial | Grocery | Existing | Food Preparation | Natural Gas | Fryer | E3 |  | 0 | 0 | 0 | 0 | 0 | 0 | 0 | 0 | 0 | 0 | 0 | 0 | 0 | 0 | 0 | 0 | 0 | Normal | 0 | 0 | 0 | 0
Fryer_Existing_ | Commercial | Grocery | Existing | Food Preparation | Natural Gas | Fryer | E4 |  | 0 | 0 | 0 | 0 | 0 | 0 | 0 | 0 | 0 | 0 | 0 | 0 | 0 | 0 | 0 | 0 | 0 | Normal | 0 | 0 | 0 | 0
Fryer_Existing_ | Commercial | Grocery | Existing | Food Preparation | Natural Gas | Fryer | E5 |  | 0 | 0 | 0 | 0 | 0 | 0 | 0 | 0 | 0 | 0 | 0 | 0 | 0 | 0 | 0 | 0 | 0 | Normal | 0 | 0 | 0 | 0
Fryer_Existing_ | Commercial | Grocery | Existing | Food Preparation | Natural Gas | Fryer | E6 |  | 0 | 0 | 0 | 0 | 0 | 0 | 0 | 0 | 0 | 0 | 0 | 0 | 0 | 0 | 0 | 0 | 0 | Normal | 0 | 0 | 0 | 0
Fryer_Existing_ | Commercial | Grocery | Existing | Food Preparation | Natural Gas | Fryer | E7 |  | 0 | 0 | 0 | 0 | 0 | 0 | 0 | 0 | 0 | 0 | 0 | 0 | 0 | 0 | 0 | 0 | 0 | Normal | 0 | 0 | 0 | 0
Fryer_Existing_ | Commercial | Grocery | Existing | Food Preparation | Natural Gas | Fryer | E8 |  | 0 | 0 | 0 | 0 | 0 | 0 | 0 | 0 | 0 | 0 | 0 | 0 | 0 | 0 | 0 | 0 | 0 | Normal | 0 | 0 | 0 | 0
Fryer_Existing_ | Commercial | Grocery | Existing | Food Preparation | Natural Gas | Fryer | E9 |  | 0 | 0 | 0 | 0 | 0 | 0 | 0 | 0 | 0 | 0 | 0 | 0 | 0 | 0 | 0 | 0 | 0 | Normal | 0 | 0 | 0 | 0
Fryer_Existing_ | Commercial | Grocery | Existing | Food Preparation | Natural Gas | Fryer | E10 |  | 0 | 0 | 0 | 0 | 0 | 0 | 0 | 0 | 0 | 0 | 0 | 0 | 0 | 0 | 0 | 0 | 0 | Normal | 0 | 0 | 0 | 0
Broiler_Existing_Typical | Commercial | Grocery | Existing | Food Preparation | Natural Gas | Broiler | E1 | Typical | 1 | 0 | 0 | 1.0131 | 0 | 0 | 1.0131 | 0 | 9 | 15 | 12 | 2023 | 2050 | 0.5 | 0 | 0 | 0 | Normal | 0 | 0.23813 | 0 | 0 |  | 1 units | 1 | 0 | 0.00021008 |  | 1133.496 | 4687.5 | 0 | 0 |  | 2023 | 0.89459
Broiler_Existing_Infrared Burners | Commercial | Grocery | Existing | Food Preparation | Natural Gas | Broiler | E2 | Infrared Burners | 0.63295 | 0 | 0 | 1.4129 | 0 | 0 | 1.4129 | 0 | 9 | 15 | 12 | 2023 | 2050 | 0.5 | 0 | 0 | 0 | Normal | 0 | 0.15072 | 0 | 0 |  | 1 units | 1 | 0 | 0.00021008 |  | 717.444 | 6537.5 | 0 | 0 |  | 2023 | 0.89459
Broiler_Existing_ | Commercial | Grocery | Existing | Food Preparation | Natural Gas | Broiler | E3 |  | 0 | 0 | 0 | 0 | 0 | 0 | 0 | 0 | 0 | 0 | 0 | 0 | 0 | 0 | 0 | 0 | 0 | Normal | 0 | 0 | 0 | 0
Broiler_Existing_ | Commercial | Grocery | Existing | Food Preparation | Natural Gas | Broiler | E4 |  | 0 | 0 | 0 | 0 | 0 | 0 | 0 | 0 | 0 | 0 | 0 | 0 | 0 | 0 | 0 | 0 | 0 | Normal | 0 | 0 | 0 | 0
Broiler_Existing_ | Commercial | Grocery | Existing | Food Preparation | Natural Gas | Broiler | E5 |  | 0 | 0 | 0 | 0 | 0 | 0 | 0 | 0 | 0 | 0 | 0 | 0 | 0 | 0 | 0 | 0 | 0 | Normal | 0 | 0 | 0 | 0
Broiler_Existing_ | Commercial | Grocery | Existing | Food Preparation | Natural Gas | Broiler | E6 |  | 0 | 0 | 0 | 0 | 0 | 0 | 0 | 0 | 0 | 0 | 0 | 0 | 0 | 0 | 0 | 0 | 0 | Normal | 0 | 0 | 0 | 0
Broiler_Existing_ | Commercial | Grocery | Existing | Food Preparation | Natural Gas | Broiler | E7 |  | 0 | 0 | 0 | 0 | 0 | 0 | 0 | 0 | 0 | 0 | 0 | 0 | 0 | 0 | 0 | 0 | 0 | Normal | 0 | 0 | 0 | 0
Broiler_Existing_ | Commercial | Grocery | Existing | Food Preparation | Natural Gas | Broiler | E8 |  | 0 | 0 | 0 | 0 | 0 | 0 | 0 | 0 | 0 | 0 | 0 | 0 | 0 | 0 | 0 | 0 | 0 | Normal | 0 | 0 | 0 | 0
Broiler_Existing_ | Commercial | Grocery | Existing | Food Preparation | Natural Gas | Broiler | E9 |  | 0 | 0 | 0 | 0 | 0 | 0 | 0 | 0 | 0 | 0 | 0 | 0 | 0 | 0 | 0 | 0 | 0 | Normal | 0 | 0 | 0 | 0
Broiler_Existing_ | Commercial | Grocery | Existing | Food Preparation | Natural Gas | Broiler | E10 |  | 0 | 0 | 0 | 0 | 0 | 0 | 0 | 0 | 0 | 0 | 0 | 0 | 0 | 0 | 0 | 0 | 0 | Normal | 0 | 0 | 0 | 0
Griddle_Existing_ | Commercial | Miscellaneous | Existing | Food Preparation | Natural Gas | Griddle | E6 |  | 0 | 0 | 0 | 0 | 0 | 0 | 0 | 0 | 0 | 0 | 0 | 0 | 0 | 0 | 0 | 0 | 0 | Normal | 0 | 0 | 0 | 0
Griddle_Existing_ | Commercial | Miscellaneous | Existing | Food Preparation | Natural Gas | Griddle | E7 |  | 0 | 0 | 0 | 0 | 0 | 0 | 0 | 0 | 0 | 0 | 0 | 0 | 0 | 0 | 0 | 0 | 0 | Normal | 0 | 0 | 0 | 0
Griddle_Existing_ | Commercial | Miscellaneous | Existing | Food Preparation | Natural Gas | Griddle | E8 |  | 0 | 0 | 0 | 0 | 0 | 0 | 0 | 0 | 0 | 0 | 0 | 0 | 0 | 0 | 0 | 0 | 0 | Normal | 0 | 0 | 0 | 0
Griddle_Existing_ | Commercial | Miscellaneous | Existing | Food Preparation | Natural Gas | Griddle | E9 |  | 0 | 0 | 0 | 0 | 0 | 0 | 0 | 0 | 0 | 0 | 0 | 0 | 0 | 0 | 0 | 0 | 0 | Normal | 0 | 0 | 0 | 0
Griddle_Existing_ | Commercial | Miscellaneous | Existing | Food Preparation | Natural Gas | Griddle | E10 |  | 0 | 0 | 0 | 0 | 0 | 0 | 0 | 0 | 0 | 0 | 0 | 0 | 0 | 0 | 0 | 0 | 0 | Normal | 0 | 0 | 0 | 0
Griddle_Existing_ | Commercial | Office | Existing | Food Preparation | Natural Gas | Griddle | E4 |  | 0 | 0 | 0 | 0 | 0 | 0 | 0 | 0 | 0 | 0 | 0 | 0 | 0 | 0 | 0 | 0 | 0 | Normal | 0 | 0 | 0 | 0
Griddle_Existing_ | Commercial | Office | Existing | Food Preparation | Natural Gas | Griddle | E5 |  | 0 | 0 | 0 | 0 | 0 | 0 | 0 | 0 | 0 | 0 | 0 | 0 | 0 | 0 | 0 | 0 | 0 | Normal | 0 | 0 | 0 | 0
Griddle_Existing_ | Commercial | Office | Existing | Food Preparation | Natural Gas | Griddle | E6 |  | 0 | 0 | 0 | 0 | 0 | 0 | 0 | 0 | 0 | 0 | 0 | 0 | 0 | 0 | 0 | 0 | 0 | Normal | 0 | 0 | 0 | 0
Griddle_Existing_ | Commercial | Office | Existing | Food Preparation | Natural Gas | Griddle | E7 |  | 0 | 0 | 0 | 0 | 0 | 0 | 0 | 0 | 0 | 0 | 0 | 0 | 0 | 0 | 0 | 0 | 0 | Normal | 0 | 0 | 0 | 0
Griddle_Existing_ | Commercial | Office | Existing | Food Preparation | Natural Gas | Griddle | E8 |  | 0 | 0 | 0 | 0 | 0 | 0 | 0 | 0 | 0 | 0 | 0 | 0 | 0 | 0 | 0 | 0 | 0 | Normal | 0 | 0 | 0 | 0
Range_Existing_Typical | Commercial | Grocery | Existing | Food Preparation | Natural Gas | Range | E1 | Typical | 1 | 0 | 0 | 0.52898 | 0 | 0 | 0.52898 | 0 | 9 | 15 | 12 | 2023 | 2050 | 1 | 0 | 0 | 0 | Normal | 0 | 0.20847 | 0 | 0 |  | 1 units | 1 | 0 | 0.00025166 |  | 857.4828 | 2043.1823 | 0 | 0 |  | 2023 | 0.89459
Range_Existing_High Efficiency | Commercial | Grocery | Existing | Food Preparation | Natural Gas | Range | E2 | High Efficiency | 0.75981 | 0 | 0 | 0.661 | 0 | 0 | 0.661 | 0 | 9 | 15 | 12 | 2023 | 2050 | 1 | 0 | 0 | 0 | Normal | 0 | 0.1584 | 0 | 0 |  | 1 units | 1 | 0 | 0.00025166 |  | 651.5262 | 2553.125 | 0 | 0 |  | 2023 | 0.89459
Range_Existing_ | Commercial | Grocery | Existing | Food Preparation | Natural Gas | Range | E3 |  | 0 | 0 | 0 | 0 | 0 | 0 | 0 | 0 | 0 | 0 | 0 | 0 | 0 | 0 | 0 | 0 | 0 | Normal | 0 | 0 | 0 | 0
Range_Existing_ | Commercial | Grocery | Existing | Food Preparation | Natural Gas | Range | E4 |  | 0 | 0 | 0 | 0 | 0 | 0 | 0 | 0 | 0 | 0 | 0 | 0 | 0 | 0 | 0 | 0 | 0 | Normal | 0 | 0 | 0 | 0
Range_Existing_ | Commercial | Grocery | Existing | Food Preparation | Natural Gas | Range | E5 |  | 0 | 0 | 0 | 0 | 0 | 0 | 0 | 0 | 0 | 0 | 0 | 0 | 0 | 0 | 0 | 0 | 0 | Normal | 0 | 0 | 0 | 0
Range_Existing_ | Commercial | Grocery | Existing | Food Preparation | Natural Gas | Range | E6 |  | 0 | 0 | 0 | 0 | 0 | 0 | 0 | 0 | 0 | 0 | 0 | 0 | 0 | 0 | 0 | 0 | 0 | Normal | 0 | 0 | 0 | 0
Range_Existing_ | Commercial | Grocery | Existing | Food Preparation | Natural Gas | Range | E7 |  | 0 | 0 | 0 | 0 | 0 | 0 | 0 | 0 | 0 | 0 | 0 | 0 | 0 | 0 | 0 | 0 | 0 | Normal | 0 | 0 | 0 | 0
Range_Existing_ | Commercial | Grocery | Existing | Food Preparation | Natural Gas | Range | E8 |  | 0 | 0 | 0 | 0 | 0 | 0 | 0 | 0 | 0 | 0 | 0 | 0 | 0 | 0 | 0 | 0 | 0 | Normal | 0 | 0 | 0 | 0
Range_Existing_ | Commercial | Grocery | Existing | Food Preparation | Natural Gas | Range | E9 |  | 0 | 0 | 0 | 0 | 0 | 0 | 0 | 0 | 0 | 0 | 0 | 0 | 0 | 0 | 0 | 0 | 0 | Normal | 0 | 0 | 0 | 0
Range_Existing_ | Commercial | Grocery | Existing | Food Preparation | Natural Gas | Range | E10 |  | 0 | 0 | 0 | 0 | 0 | 0 | 0 | 0 | 0 | 0 | 0 | 0 | 0 | 0 | 0 | 0 | 0 | Normal | 0 | 0 | 0 | 0
Steamer_Existing_Typical | Commercial | Grocery | Existing | Food Preparation | Natural Gas | Steamer | E1 | Typical | 1 | 0 | 0 | 14.7843 | 0 | 0 | 14.7843 | 0 | 9 | 15 | 12 | 2023 | 2021 | 1 | 0 | 0 | 0 | Normal | 0 | 0.51104 | 0 | 0 |  | 1 units | 1 | 0 | 0.00077483 |  | 659.5559 | 19293.381 | 0 | 0 |  | 2024 | 0.85998
Steamer_Existing_ENERGY STAR (1.2) | Commercial | Grocery | Existing | Food Preparation | Natural Gas | Steamer | E2 | ENERGY STAR (1.2) | 0.37076 | 0 | 0 | 13.153 | 0 | -0.92537 | 12.2276 | 0 | 9 | 15 | 12 | 2023 | 2050 | 1 | 0 | 0 | 0 | Normal | 0 | 0.18947 | 0 | 0 |  | 1 units | 1 | 0 | 0.00077483 |  | 244.5384 | 17164.5079 | 0 | -1388.7391 |  | 2024 | 0.85998
Steamer_Existing_ | Commercial | Grocery | Existing | Food Preparation | Natural Gas | Steamer | E3 |  | 0 | 0 | 0 | 0 | 0 | 0 | 0 | 0 | 0 | 0 | 0 | 0 | 0 | 0 | 0 | 0 | 0 | Normal | 0 | 0 | 0 | 0
Steamer_Existing_ | Commercial | Grocery | Existing | Food Preparation | Natural Gas | Steamer | E4 |  | 0 | 0 | 0 | 0 | 0 | 0 | 0 | 0 | 0 | 0 | 0 | 0 | 0 | 0 | 0 | 0 | 0 | Normal | 0 | 0 | 0 | 0
Steamer_Existing_ | Commercial | Grocery | Existing | Food Preparation | Natural Gas | Steamer | E5 |  | 0 | 0 | 0 | 0 | 0 | 0 | 0 | 0 | 0 | 0 | 0 | 0 | 0 | 0 | 0 | 0 | 0 | Normal | 0 | 0 | 0 | 0
Steamer_Existing_ | Commercial | Grocery | Existing | Food Preparation | Natural Gas | Steamer | E6 |  | 0 | 0 | 0 | 0 | 0 | 0 | 0 | 0 | 0 | 0 | 0 | 0 | 0 | 0 | 0 | 0 | 0 | Normal | 0 | 0 | 0 | 0
Steamer_Existing_ | Commercial | Grocery | Existing | Food Preparation | Natural Gas | Steamer | E7 |  | 0 | 0 | 0 | 0 | 0 | 0 | 0 | 0 | 0 | 0 | 0 | 0 | 0 | 0 | 0 | 0 | 0 | Normal | 0 | 0 | 0 | 0
Steamer_Existing_ | Commercial | Grocery | Existing | Food Preparation | Natural Gas | Steamer | E8 |  | 0 | 0 | 0 | 0 | 0 | 0 | 0 | 0 | 0 | 0 | 0 | 0 | 0 | 0 | 0 | 0 | 0 | Normal | 0 | 0 | 0 | 0
Steamer_Existing_ | Commercial | Grocery | Existing | Food Preparation | Natural Gas | Steamer | E9 |  | 0 | 0 | 0 | 0 | 0 | 0 | 0 | 0 | 0 | 0 | 0 | 0 | 0 | 0 | 0 | 0 | 0 | Normal | 0 | 0 | 0 | 0
Steamer_Existing_ | Commercial | Grocery | Existing | Food Preparation | Natural Gas | Steamer | E10 |  | 0 | 0 | 0 | 0 | 0 | 0 | 0 | 0 | 0 | 0 | 0 | 0 | 0 | 0 | 0 | 0 | 0 | Normal | 0 | 0 | 0 | 0
Commercial Food Prep Other_Existing_Standard | Commercial | Grocery | Existing | Food Preparation | Natural Gas | Commercial Food Prep Other | E1 | Standard | 1 | 0 | 0 | 0.070231 | 0 | 0 | 0.070231 | 0 | 8 | 12 | 10 | 2023 | 2050 | 1 | 0 | 0 | 0 | Normal | 0 | 0.073542 | 0 | 0 |  | 1 units | 1 | 0 | 5.1675e-05 |  | 1423.18 | 1000 | 0 | 0 |  | 2010 | 1.1818
Commercial Food Prep Other_Existing_Efficient | Commercial | Grocery | Existing | Food Preparation | Natural Gas | Commercial Food Prep Other | E2 | Efficient | 0.72179 | 0 | 0 | 0.088704 | 0 | 0 | 0.088704 | 0 | 8 | 12 | 10 | 2023 | 2050 | 1 | 0 | 0 | 0 | Normal | 0 | 0.053082 | 0 | 0 |  | 1 units | 1 | 0 | 5.1675e-05 |  | 1027.2384 | 1263.0334 | 0 | 0 |  | 2010 | 1.1818
Commercial Food Prep Other_Existing_ | Commercial | Grocery | Existing | Food Preparation | Natural Gas | Commercial Food Prep Other | E3 |  | 0 | 0 | 0 | 0 | 0 | 0 | 0 | 0 | 0 | 0 | 0 | 0 | 0 | 0 | 0 | 0 | 0 | Normal | 0 | 0 | 0 | 0
Commercial Food Prep Other_Existing_ | Commercial | Grocery | Existing | Food Preparation | Natural Gas | Commercial Food Prep Other | E4 |  | 0 | 0 | 0 | 0 | 0 | 0 | 0 | 0 | 0 | 0 | 0 | 0 | 0 | 0 | 0 | 0 | 0 | Normal | 0 | 0 | 0 | 0
Commercial Food Prep Other_Existing_ | Commercial | Grocery | Existing | Food Preparation | Natural Gas | Commercial Food Prep Other | E5 |  | 0 | 0 | 0 | 0 | 0 | 0 | 0 | 0 | 0 | 0 | 0 | 0 | 0 | 0 | 0 | 0 | 0 | Normal | 0 | 0 | 0 | 0
Commercial Food Prep Other_Existing_ | Commercial | Grocery | Existing | Food Preparation | Natural Gas | Commercial Food Prep Other | E6 |  | 0 | 0 | 0 | 0 | 0 | 0 | 0 | 0 | 0 | 0 | 0 | 0 | 0 | 0 | 0 | 0 | 0 | Normal | 0 | 0 | 0 | 0
Commercial Food Prep Other_Existing_ | Commercial | Grocery | Existing | Food Preparation | Natural Gas | Commercial Food Prep Other | E7 |  | 0 | 0 | 0 | 0 | 0 | 0 | 0 | 0 | 0 | 0 | 0 | 0 | 0 | 0 | 0 | 0 | 0 | Normal | 0 | 0 | 0 | 0
Commercial Food Prep Other_Existing_ | Commercial | Grocery | Existing | Food Preparation | Natural Gas | Commercial Food Prep Other | E8 |  | 0 | 0 | 0 | 0 | 0 | 0 | 0 | 0 | 0 | 0 | 0 | 0 | 0 | 0 | 0 | 0 | 0 | Normal | 0 | 0 | 0 | 0
Commercial Food Prep Other_Existing_ | Commercial | Grocery | Existing | Food Preparation | Natural Gas | Commercial Food Prep Other | E9 |  | 0 | 0 | 0 | 0 | 0 | 0 | 0 | 0 | 0 | 0 | 0 | 0 | 0 | 0 | 0 | 0 | 0 | Normal | 0 | 0 | 0 | 0
Commercial Food Prep Other_Existing_ | Commercial | Grocery | Existing | Food Preparation | Natural Gas | Commercial Food Prep Other | E10 |  | 0 | 0 | 0 | 0 | 0 | 0 | 0 | 0 | 0 | 0 | 0 | 0 | 0 | 0 | 0 | 0 | 0 | Normal | 0 | 0 | 0 | 0
Pool Heater_Existing_TE 82% (Standard) | Commercial | Grocery | Existing | Miscellaneous | Natural Gas | Pool Heater | E1 | TE 82% (Standard) | 1 | 0 | 0 | 0.0158 | 0.0057649 | 0.0002395 | 0.021805 | 0 | 8 | 14 | 11 | 2023 | 2027 | 1 | 0 | 0 | 0 | Normal | 0 | 0.026112 | 0 | 0 |  | 1 units | 1 | 0 | 2.2019e-06 |  | 11859 | 6239.8015 | 2618.1698 | 108.77 |  | 2021 | 1
Pool Heater_Existing_TE 84% (Standard 2028) | Commercial | Grocery | Existing | Miscellaneous | Natural Gas | Pool Heater | E2 | TE 84% (Standard 2028) | 0.97622 | 0 | 0 | 0.017412 | 0.0057425 | 0.000241 | 0.023396 | 0 | 8 | 14 | 11 | 2023 | 2050 | 1 | 0 | 0 | 0 | Normal | 0 | 0.025491 | 0 | 0 |  | 1 units | 1 | 0 | 2.2019e-06 |  | 11577 | 6876.516 | 2607.9824 | 109.45 |  | 2021 | 1
Pool Heater_Existing_TE 95% (Condensing) | Commercial | Grocery | Existing | Miscellaneous | Natural Gas | Pool Heater | E3 | TE 95% (Condensing) | 0.86323 | 0 | 0 | 0.022765 | 0.0063089 | 0.00026497 | 0.029339 | 0 | 8 | 14 | 11 | 2023 | 2050 | 1 | 0 | 0 | 0 | Normal | 0 | 0.022541 | 0 | 0 |  | 1 units | 1 | 0 | 2.2019e-06 |  | 10237 | 8990.4079 | 2865.215 | 120.34 |  | 2021 | 1
Pool Heater_Existing_ | Commercial | Grocery | Existing | Miscellaneous | Natural Gas | Pool Heater | E4 |  | 0 | 0 | 0 | 0 | 0 | 0 | 0 | 0 | 0 | 0 | 0 | 0 | 0 | 0 | 0 | 0 | 0 | Normal | 0 | 0 | 0 | 0
Pool Heater_Existing_ | Commercial | Grocery | Existing | Miscellaneous | Natural Gas | Pool Heater | E5 |  | 0 | 0 | 0 | 0 | 0 | 0 | 0 | 0 | 0 | 0 | 0 | 0 | 0 | 0 | 0 | 0 | 0 | Normal | 0 | 0 | 0 | 0
Pool Heater_Existing_ | Commercial | Grocery | Existing | Miscellaneous | Natural Gas | Pool Heater | E6 |  | 0 | 0 | 0 | 0 | 0 | 0 | 0 | 0 | 0 | 0 | 0 | 0 | 0 | 0 | 0 | 0 | 0 | Normal | 0 | 0 | 0 | 0
Pool Heater_Existing_ | Commercial | Grocery | Existing | Miscellaneous | Natural Gas | Pool Heater | E7 |  | 0 | 0 | 0 | 0 | 0 | 0 | 0 | 0 | 0 | 0 | 0 | 0 | 0 | 0 | 0 | 0 | 0 | Normal | 0 | 0 | 0 | 0
Pool Heater_Existing_ | Commercial | Grocery | Existing | Miscellaneous | Natural Gas | Pool Heater | E8 |  | 0 | 0 | 0 | 0 | 0 | 0 | 0 | 0 | 0 | 0 | 0 | 0 | 0 | 0 | 0 | 0 | 0 | Normal | 0 | 0 | 0 | 0
Pool Heater_Existing_ | Commercial | Grocery | Existing | Miscellaneous | Natural Gas | Pool Heater | E9 |  | 0 | 0 | 0 | 0 | 0 | 0 | 0 | 0 | 0 | 0 | 0 | 0 | 0 | 0 | 0 | 0 | 0 | Normal | 0 | 0 | 0 | 0
Pool Heater_Existing_ | Commercial | Grocery | Existing | Miscellaneous | Natural Gas | Pool Heater | E10 |  | 0 | 0 | 0 | 0 | 0 | 0 | 0 | 0 | 0 | 0 | 0 | 0 | 0 | 0 | 0 | 0 | 0 | Normal | 0 | 0 | 0 | 0
Other Miscellaneous_Existing_Miscellaneous | Commercial | Grocery | Existing | Miscellaneous | Natural Gas | Other Miscellaneous | E1 | Miscellaneous | 1 | 0 | 0 | 2.9901e-05 | 0 | 0 | 2.9901e-05 | 0 | 2 | 8 | 5 | 2023 | 2050 | 1 | 0 | 0 | 0 | Normal | 0 | 2.5656e-05 | 0 | 0 |  | 1 units | 1 | 0 | 2.5656e-05 |  | 1 | 1 | 0 | 0 |  | 2020 | 1.0135
Other Miscellaneous_Existing_ | Commercial | Grocery | Existing | Miscellaneous | Natural Gas | Other Miscellaneous | E2 |  | 0 | 0 | 0 | 0 | 0 | 0 | 0 | 0 | 0 | 0 | 0 | 0 | 0 | 0 | 0 | 0 | 0 | Normal | 0 | 0 | 0 | 0
Other Miscellaneous_Existing_ | Commercial | Grocery | Existing | Miscellaneous | Natural Gas | Other Miscellaneous | E3 |  | 0 | 0 | 0 | 0 | 0 | 0 | 0 | 0 | 0 | 0 | 0 | 0 | 0 | 0 | 0 | 0 | 0 | Normal | 0 | 0 | 0 | 0
Other Miscellaneous_Existing_ | Commercial | Grocery | Existing | Miscellaneous | Natural Gas | Other Miscellaneous | E4 |  | 0 | 0 | 0 | 0 | 0 | 0 | 0 | 0 | 0 | 0 | 0 | 0 | 0 | 0 | 0 | 0 | 0 | Normal | 0 | 0 | 0 | 0
Other Miscellaneous_Existing_ | Commercial | Grocery | Existing | Miscellaneous | Natural Gas | Other Miscellaneous | E5 |  | 0 | 0 | 0 | 0 | 0 | 0 | 0 | 0 | 0 | 0 | 0 | 0 | 0 | 0 | 0 | 0 | 0 | Normal | 0 | 0 | 0 | 0
Other Miscellaneous_Existing_ | Commercial | Grocery | Existing | Miscellaneous | Natural Gas | Other Miscellaneous | E6 |  | 0 | 0 | 0 | 0 | 0 | 0 | 0 | 0 | 0 | 0 | 0 | 0 | 0 | 0 | 0 | 0 | 0 | Normal | 0 | 0 | 0 | 0
Other Miscellaneous_Existing_ | Commercial | Grocery | Existing | Miscellaneous | Natural Gas | Other Miscellaneous | E7 |  | 0 | 0 | 0 | 0 | 0 | 0 | 0 | 0 | 0 | 0 | 0 | 0 | 0 | 0 | 0 | 0 | 0 | Normal | 0 | 0 | 0 | 0
Other Miscellaneous_Existing_ | Commercial | Grocery | Existing | Miscellaneous | Natural Gas | Other Miscellaneous | E8 |  | 0 | 0 | 0 | 0 | 0 | 0 | 0 | 0 | 0 | 0 | 0 | 0 | 0 | 0 | 0 | 0 | 0 | Normal | 0 | 0 | 0 | 0
Other Miscellaneous_Existing_ | Commercial | Grocery | Existing | Miscellaneous | Natural Gas | Other Miscellaneous | E9 |  | 0 | 0 | 0 | 0 | 0 | 0 | 0 | 0 | 0 | 0 | 0 | 0 | 0 | 0 | 0 | 0 | 0 | Normal | 0 | 0 | 0 | 0
Other Miscellaneous_Existing_ | Commercial | Grocery | Existing | Miscellaneous | Natural Gas | Other Miscellaneous | E10 |  | 0 | 0 | 0 | 0 | 0 | 0 | 0 | 0 | 0 | 0 | 0 | 0 | 0 | 0 | 0 | 0 | 0 | Normal | 0 | 0 | 0 | 0
Furnace_New_TE 80% | Commercial | Grocery | New | Space Heating | Natural Gas | Furnace | E1 | TE 80% | 1 | 0 | 0 | 1.1185 | 1.0359 | 0 | 2.1544 | 0 | 17 | 29 | 23 | 2023 | 2022 | 1 | 0 | 0 | 0 | Normal | 0 | 0.057201 | 0 | 0 |  | 140 kBtu/hr | 140 | 0 | 0.054 |  | 17214 | 2634.8 | 2806.1691 | 0 |  | 2022 | 0.95704
Furnace_New_TE 81% (2023 Standard) | Commercial | Grocery | New | Space Heating | Natural Gas | Furnace | E2 | TE 81% (2023 Standard) | 0.89997 | 0 | 0 | 1.1458 | 1.0438 | 0 | 2.1896 | 0 | 17 | 29 | 23 | 2023 | 2050 | 1 | 0 | 0 | 0 | Normal | 0 | 0.051479 | 0 | 0 |  | 140 kBtu/hr | 140 | 0 | 0.054 |  | 15492 | 2699.0634 | 2827.5902 | 0 |  | 2022 | 0.95704
Furnace_New_TE 90% | Commercial | Grocery | New | Space Heating | Natural Gas | Furnace | E3 | TE 90% | 0.84373 | 0 | 0 | 1.8356 | 1.0438 | 0 | 2.8794 | 0 | 17 | 29 | 23 | 2023 | 2050 | 1 | 0 | 0 | 0 | Normal | 0 | 0.048263 | 0 | 0 |  | 140 kBtu/hr | 140 | 0 | 0.054 |  | 14524 | 4324.0866 | 2827.5902 | 0 |  | 2022 | 0.95704
Furnace_New_TE 96% | Commercial | Grocery | New | Space Heating | Natural Gas | Furnace | E4 | TE 96% | 0.791 | 0 | 0 | 2.9535 | 1.4334 | 0 | 4.3869 | 0 | 17 | 29 | 23 | 2023 | 2050 | 1 | 0 | 0 | 0 | Normal | 0 | 0.045246 | 0 | 0 |  | 140 kBtu/hr | 140 | 0 | 0.054 |  | 13616.25 | 6957.4606 | 3883.0501 | 0 |  | 2022 | 0.95704
Furnace_New_Dual-Fuel Heat Pump - TE 81% | Commercial | Grocery | New | Space Heating | Natural Gas | Furnace | E5 | Dual-Fuel Heat Pump - TE 81% | 0.28476 | 0 | 0 | 7.0022 | 1.0438 | 0.03657 | 8.0825 | 0 | 16 | 26 | 21 | 2023 | 2050 | 1 | 0 | 0 | 0 | Normal | 0 | 0.016289 | 0 | 0 |  | 140 kBtu/hr | 140 | 0 | 0.054 |  | 4901.85 | 16494.619 | 2827.5902 | 0 |  | 2022 | 0.95704
Furnace_New_Dual-Fuel Heat Pump - TE 96% | Commercial | Grocery | New | Space Heating | Natural Gas | Furnace | E6 | Dual-Fuel Heat Pump - TE 96% | 0.09492 | 0 | 0 | 8.8099 | 1.4334 | 0.03657 | 10.2799 | 0 | 16 | 26 | 21 | 2023 | 2050 | 1 | 0 | 0 | 0 | Normal | 0 | 0.0054295 | 0 | 0 |  | 140 kBtu/hr | 140 | 0 | 0.054 |  | 1633.95 | 20753.0162 | 3883.0501 | 0 |  | 2022 | 0.95704
Furnace_New_ | Commercial | Grocery | New | Space Heating | Natural Gas | Furnace | E7 |  | 0 | 0 | 0 | 0 | 0 | 0 | 0 | 0 | 0 | 0 | 0 | 0 | 0 | 0 | 0 | 0 | 0 | Normal | 0 | 0 | 0 | 0
Furnace_New_ | Commercial | Grocery | New | Space Heating | Natural Gas | Furnace | E8 |  | 0 | 0 | 0 | 0 | 0 | 0 | 0 | 0 | 0 | 0 | 0 | 0 | 0 | 0 | 0 | 0 | 0 | Normal | 0 | 0 | 0 | 0
Furnace_New_ | Commercial | Grocery | New | Space Heating | Natural Gas | Furnace | E9 |  | 0 | 0 | 0 | 0 | 0 | 0 | 0 | 0 | 0 | 0 | 0 | 0 | 0 | 0 | 0 | 0 | 0 | Normal | 0 | 0 | 0 | 0
Furnace_New_ | Commercial | Grocery | New | Space Heating | Natural Gas | Furnace | E10 |  | 0 | 0 | 0 | 0 | 0 | 0 | 0 | 0 | 0 | 0 | 0 | 0 | 0 | 0 | 0 | 0 | 0 | Normal | 0 | 0 | 0 | 0
Boiler_New_TE 80% | Commercial | Grocery | New | Space Heating | Natural Gas | Boiler | E1 | TE 80% | 1 | 0 | 0 | 1.8482 | 0.92341 | 0 | 2.7716 | 0 | 19 | 31 | 25 | 2023 | 2023 | 1 | 0 | 0 | 0 | Normal | 0 | 0.25997 | 0 | 0 |  | 514 kBtu/hr | 514 | 0 | 0.054 |  | 28470 | 14115.0337 | 8110 | 0 |  | 2015 | 1.0838
Boiler_New_TE 84% | Commercial | Grocery | New | Space Heating | Natural Gas | Boiler | E2 | TE 84% | 0.95237 | 0 | 0 | 2.3368 | 0.92341 | 0 | 3.2602 | 0 | 19 | 31 | 25 | 2023 | 2023 | 1 | 0 | 0 | 0 | Normal | 0 | 0.24759 | 0 | 0 |  | 514 kBtu/hr | 514 | 0 | 0.054 |  | 27114 | 17846.3457 | 8110 | 0 |  | 2015 | 1.0838
Boiler_New_TE 90% (2024 WA Standard) | Commercial | Grocery | New | Space Heating | Natural Gas | Boiler | E3 | TE 90% (2024 WA Standard) | 0.88887 | 0 | 0 | 3.0283 | 1.039 | 0 | 4.0673 | 0 | 19 | 31 | 25 | 2023 | 2050 | 1 | 0 | 0 | 0 | Normal | 0 | 0.23108 | 0 | 0 |  | 514 kBtu/hr | 514 | 0 | 0.054 |  | 25306 | 23127.2898 | 9125.5667 | 0 |  | 2015 | 1.0838
Boiler_New_TE 94% (ENERGY STAR 1.0) | Commercial | Grocery | New | Space Heating | Natural Gas | Boiler | E4 | TE 94% (ENERGY STAR 1.0) | 0.85107 | 0 | 0 | 3.5079 | 1.039 | 0 | 4.547 | 0 | 19 | 31 | 25 | 2023 | 2050 | 1 | 0 | 0 | 0 | Normal | 0 | 0.22125 | 0 | 0 |  | 514 kBtu/hr | 514 | 0 | 0.054 |  | 24230 | 26790.429 | 9125.5667 | 0 |  | 2015 | 1.0838
Boiler_New_TE 98% | Commercial | Grocery | New | Space Heating | Natural Gas | Boiler | E5 | TE 98% | 0.81633 | 0 | 0 | 3.9876 | 1.039 | 0 | 5.0266 | 0 | 19 | 31 | 25 | 2023 | 2050 | 1 | 0 | 0 | 0 | Normal | 0 | 0.21222 | 0 | 0 |  | 514 kBtu/hr | 514 | 0 | 0.054 |  | 23241 | 30453.5682 | 9125.5667 | 0 |  | 2015 | 1.0838
Boiler_New_ | Commercial | Grocery | New | Space Heating | Natural Gas | Boiler | E6 |  | 0 | 0 | 0 | 0 | 0 | 0 | 0 | 0 | 0 | 0 | 0 | 0 | 0 | 0 | 0 | 0 | 0 | Normal | 0 | 0 | 0 | 0
Boiler_New_ | Commercial | Grocery | New | Space Heating | Natural Gas | Boiler | E7 |  | 0 | 0 | 0 | 0 | 0 | 0 | 0 | 0 | 0 | 0 | 0 | 0 | 0 | 0 | 0 | 0 | 0 | Normal | 0 | 0 | 0 | 0
Boiler_New_ | Commercial | Grocery | New | Space Heating | Natural Gas | Boiler | E8 |  | 0 | 0 | 0 | 0 | 0 | 0 | 0 | 0 | 0 | 0 | 0 | 0 | 0 | 0 | 0 | 0 | 0 | Normal | 0 | 0 | 0 | 0
Boiler_New_ | Commercial | Grocery | New | Space Heating | Natural Gas | Boiler | E9 |  | 0 | 0 | 0 | 0 | 0 | 0 | 0 | 0 | 0 | 0 | 0 | 0 | 0 | 0 | 0 | 0 | 0 | Normal | 0 | 0 | 0 | 0
Boiler_New_ | Commercial | Grocery | New | Space Heating | Natural Gas | Boiler | E10 |  | 0 | 0 | 0 | 0 | 0 | 0 | 0 | 0 | 0 | 0 | 0 | 0 | 0 | 0 | 0 | 0 | 0 | Normal | 0 | 0 | 0 | 0
Unit Heater_New_Standard (TE 80%) | Commercial | Grocery | New | Space Heating | Natural Gas | Unit Heater | E1 | Standard (TE 80%) | 1 | 0 | 0 | 0.019636 | 0.016749 | 0 | 0.036386 | 0 | 9 | 15 | 12 | 2023 | 2050 | 1 | 0 | 0 | 0 | Normal | 0 | 0.028958 | 0 | 0 |  | 120 kBtu/hr | 120 | 0 | 1.2802e-05 |  | 2262 | 1274.4 | 1250.082 | 0 |  | 2018 | 1.0466
Unit Heater_New_Condensing (TE 90%) | Commercial | Grocery | New | Space Heating | Natural Gas | Unit Heater | E2 | Condensing (TE 90%) | 0.86111 | 0 | 0 | 0.062792 | 0.020046 | 0 | 0.082838 | 0 | 9 | 15 | 12 | 2023 | 2050 | 1 | 0 | 0 | 0 | Normal | 0 | 0.024936 | 0 | 0 |  | 120 kBtu/hr | 120 | 0 | 1.2802e-05 |  | 1947.8333 | 4075.2 | 1496.122 | 0 |  | 2018 | 1.0466
Unit Heater_New_Infrared Radiant | Commercial | Grocery | New | Space Heating | Natural Gas | Unit Heater | E3 | Infrared Radiant | 0.8 | 0 | 0 | 0.027125 | 0.016749 | 0 | 0.043874 | 0 | 9 | 15 | 12 | 2023 | 2050 | 1 | 0 | 0 | 0 | Normal | 0 | 0.023166 | 0 | 0 |  | 120 kBtu/hr | 120 | 0 | 1.2802e-05 |  | 1809.6 | 1760.4 | 1250.082 | 0 |  | 2018 | 1.0466
Unit Heater_New_ | Commercial | Grocery | New | Space Heating | Natural Gas | Unit Heater | E4 |  | 0 | 0 | 0 | 0 | 0 | 0 | 0 | 0 | 0 | 0 | 0 | 0 | 0 | 0 | 0 | 0 | 0 | Normal | 0 | 0 | 0 | 0
Unit Heater_New_ | Commercial | Grocery | New | Space Heating | Natural Gas | Unit Heater | E5 |  | 0 | 0 | 0 | 0 | 0 | 0 | 0 | 0 | 0 | 0 | 0 | 0 | 0 | 0 | 0 | 0 | 0 | Normal | 0 | 0 | 0 | 0
Unit Heater_New_ | Commercial | Grocery | New | Space Heating | Natural Gas | Unit Heater | E6 |  | 0 | 0 | 0 | 0 | 0 | 0 | 0 | 0 | 0 | 0 | 0 | 0 | 0 | 0 | 0 | 0 | 0 | Normal | 0 | 0 | 0 | 0
Unit Heater_New_ | Commercial | Grocery | New | Space Heating | Natural Gas | Unit Heater | E7 |  | 0 | 0 | 0 | 0 | 0 | 0 | 0 | 0 | 0 | 0 | 0 | 0 | 0 | 0 | 0 | 0 | 0 | Normal | 0 | 0 | 0 | 0
Unit Heater_New_ | Commercial | Grocery | New | Space Heating | Natural Gas | Unit Heater | E8 |  | 0 | 0 | 0 | 0 | 0 | 0 | 0 | 0 | 0 | 0 | 0 | 0 | 0 | 0 | 0 | 0 | 0 | Normal | 0 | 0 | 0 | 0
Unit Heater_New_ | Commercial | Grocery | New | Space Heating | Natural Gas | Unit Heater | E9 |  | 0 | 0 | 0 | 0 | 0 | 0 | 0 | 0 | 0 | 0 | 0 | 0 | 0 | 0 | 0 | 0 | 0 | Normal | 0 | 0 | 0 | 0
Unit Heater_New_ | Commercial | Grocery | New | Space Heating | Natural Gas | Unit Heater | E10 |  | 0 | 0 | 0 | 0 | 0 | 0 | 0 | 0 | 0 | 0 | 0 | 0 | 0 | 0 | 0 | 0 | 0 | Normal | 0 | 0 | 0 | 0
Water Heater_New_TE 80% | Commercial | Grocery | New | Water Heating | Natural Gas | Water Heater | E1 | TE 80% | 1 | 0 | 0 | 0.0032992 | 0 | 0.0001462 | 0.0034454 | 0 | 8 | 12 | 10 | 2023 | 2050 | 1 | 0 | 0 | 0 | Normal | 0 | 0.0052284 | 0 | 0 |  | 200 kBtu/hr | 200 | 0 | 9.8066e-05 |  | 2286 | 6113.5678 | 0 | 311.5578 |  | 2022 | 0.95704
Water Heater_New_TE 94% (ENERGY STAR 2.0) | Commercial | Grocery | New | Water Heating | Natural Gas | Water Heater | E2 | TE 94% (ENERGY STAR 2.0) | 0.85127 | 0 | 0 | 0.0040766 | 0 | 0.00015045 | 0.0042271 | 0 | 8 | 12 | 10 | 2023 | 2050 | 1 | 0 | 0 | 0 | Normal | 0 | 0.0044507 | 0 | 0 |  | 200 kBtu/hr | 200 | 0 | 9.8066e-05 |  | 1946 | 7554.1856 | 0 | 320.603 |  | 2022 | 0.95704
Water Heater_New_TE 96% (Instantaneous) | Commercial | Grocery | New | Water Heating | Natural Gas | Water Heater | E3 | TE 96% (Instantaneous) | 0.83333 | 0 | 0 | 0.0058274 | 0 | 0.00026074 | 0.0060882 | 0 | 13 | 21 | 17 | 2023 | 2050 | 1 | 0 | 0 | 0 | Normal | 0 | 0.004357 | 0 | 0 |  | 200 kBtu/hr | 200 | 0 | 9.8066e-05 |  | 1905 | 10798.4962 | 0 | 555.6391 |  | 2022 | 0.95704
Water Heater_New_ | Commercial | Grocery | New | Water Heating | Natural Gas | Water Heater | E4 |  | 0 | 0 | 0 | 0 | 0 | 0 | 0 | 0 | 0 | 0 | 0 | 0 | 0 | 0 | 0 | 0 | 0 | Normal | 0 | 0 | 0 | 0
Water Heater_New_ | Commercial | Grocery | New | Water Heating | Natural Gas | Water Heater | E5 |  | 0 | 0 | 0 | 0 | 0 | 0 | 0 | 0 | 0 | 0 | 0 | 0 | 0 | 0 | 0 | 0 | 0 | Normal | 0 | 0 | 0 | 0
Water Heater_New_ | Commercial | Grocery | New | Water Heating | Natural Gas | Water Heater | E6 |  | 0 | 0 | 0 | 0 | 0 | 0 | 0 | 0 | 0 | 0 | 0 | 0 | 0 | 0 | 0 | 0 | 0 | Normal | 0 | 0 | 0 | 0
Water Heater_New_ | Commercial | Grocery | New | Water Heating | Natural Gas | Water Heater | E7 |  | 0 | 0 | 0 | 0 | 0 | 0 | 0 | 0 | 0 | 0 | 0 | 0 | 0 | 0 | 0 | 0 | 0 | Normal | 0 | 0 | 0 | 0
Water Heater_New_ | Commercial | Grocery | New | Water Heating | Natural Gas | Water Heater | E8 |  | 0 | 0 | 0 | 0 | 0 | 0 | 0 | 0 | 0 | 0 | 0 | 0 | 0 | 0 | 0 | 0 | 0 | Normal | 0 | 0 | 0 | 0
Water Heater_New_ | Commercial | Grocery | New | Water Heating | Natural Gas | Water Heater | E9 |  | 0 | 0 | 0 | 0 | 0 | 0 | 0 | 0 | 0 | 0 | 0 | 0 | 0 | 0 | 0 | 0 | 0 | Normal | 0 | 0 | 0 | 0
Water Heater_New_ | Commercial | Grocery | New | Water Heating | Natural Gas | Water Heater | E10 |  | 0 | 0 | 0 | 0 | 0 | 0 | 0 | 0 | 0 | 0 | 0 | 0 | 0 | 0 | 0 | 0 | 0 | Normal | 0 | 0 | 0 | 0
Oven_New_Standard | Commercial | Grocery | New | Food Preparation | Natural Gas | Oven | E1 | Standard | 1 | 0 | 0 | 7.84 | 0 | 0 | 7.84 | 0 | 9 | 15 | 12 | 2023 | 2050 | 1 | 0 | 0 | 0 | Normal | 0 | 0.37528 | 0 | 0 |  | 1 units | 1 | 0 | 0.00031376 |  | 1196.0712 | 20292 | 0 | 0 |  | 2016 | 1.0708
Oven_New_ENERGY STAR (3.0) | Commercial | Grocery | New | Food Preparation | Natural Gas | Oven | E2 | ENERGY STAR (3.0) | 0.5676 | 0 | 0 | 9.4693 | 0 | 0 | 9.4693 | 0 | 9 | 15 | 12 | 2023 | 2050 | 1 | 0 | 0 | 0 | Normal | 0 | 0.21301 | 0 | 0 |  | 1 units | 1 | 0 | 0.00031376 |  | 678.8891 | 24509 | 0 | 0 |  | 2016 | 1.0708
Oven_New_ | Commercial | Grocery | New | Food Preparation | Natural Gas | Oven | E3 |  | 0 | 0 | 0 | 0 | 0 | 0 | 0 | 0 | 0 | 0 | 0 | 0 | 0 | 0 | 0 | 0 | 0 | Normal | 0 | 0 | 0 | 0
Oven_New_ | Commercial | Grocery | New | Food Preparation | Natural Gas | Oven | E4 |  | 0 | 0 | 0 | 0 | 0 | 0 | 0 | 0 | 0 | 0 | 0 | 0 | 0 | 0 | 0 | 0 | 0 | Normal | 0 | 0 | 0 | 0
Oven_New_ | Commercial | Grocery | New | Food Preparation | Natural Gas | Oven | E5 |  | 0 | 0 | 0 | 0 | 0 | 0 | 0 | 0 | 0 | 0 | 0 | 0 | 0 | 0 | 0 | 0 | 0 | Normal | 0 | 0 | 0 | 0
Oven_New_ | Commercial | Grocery | New | Food Preparation | Natural Gas | Oven | E6 |  | 0 | 0 | 0 | 0 | 0 | 0 | 0 | 0 | 0 | 0 | 0 | 0 | 0 | 0 | 0 | 0 | 0 | Normal | 0 | 0 | 0 | 0
Oven_New_ | Commercial | Grocery | New | Food Preparation | Natural Gas | Oven | E7 |  | 0 | 0 | 0 | 0 | 0 | 0 | 0 | 0 | 0 | 0 | 0 | 0 | 0 | 0 | 0 | 0 | 0 | Normal | 0 | 0 | 0 | 0
Oven_New_ | Commercial | Grocery | New | Food Preparation | Natural Gas | Oven | E8 |  | 0 | 0 | 0 | 0 | 0 | 0 | 0 | 0 | 0 | 0 | 0 | 0 | 0 | 0 | 0 | 0 | 0 | Normal | 0 | 0 | 0 | 0
Oven_New_ | Commercial | Grocery | New | Food Preparation | Natural Gas | Oven | E9 |  | 0 | 0 | 0 | 0 | 0 | 0 | 0 | 0 | 0 | 0 | 0 | 0 | 0 | 0 | 0 | 0 | 0 | Normal | 0 | 0 | 0 | 0
Oven_New_ | Commercial | Grocery | New | Food Preparation | Natural Gas | Oven | E10 |  | 0 | 0 | 0 | 0 | 0 | 0 | 0 | 0 | 0 | 0 | 0 | 0 | 0 | 0 | 0 | 0 | 0 | Normal | 0 | 0 | 0 | 0
Conveyor Oven_New_Standard | Commercial | Grocery | New | Food Preparation | Natural Gas | Conveyor Oven | E1 | Standard | 1 | 0 | 0 | 3.9025 | 0 | 0 | 3.9025 | 0 | 9 | 15 | 12 | 2023 | 2050 | 1 | 0 | 0 | 0 | Normal | 0 | 0.32572 | 0 | 0 |  | 1 units | 1 | 0 | 0.00014101 |  | 2310 | 27984.53 | 0 | 0 |  | 2024 | 0.85998
Conveyor Oven_New_Efficient (>42% Baking Efficiency) | Commercial | Grocery | New | Food Preparation | Natural Gas | Conveyor Oven | E2 | Efficient (>42% Baking Efficiency) | 0.78355 | 0 | 0 | 4.1933 | 0 | 0 | 4.1933 | 0 | 9 | 15 | 12 | 2023 | 2050 | 1 | 0 | 0 | 0 | Normal | 0 | 0.25522 | 0 | 0 |  | 1 units | 1 | 0 | 0.00014101 |  | 1810 | 30069.91 | 0 | 0 |  | 2024 | 0.85998
Conveyor Oven_New_ | Commercial | Grocery | New | Food Preparation | Natural Gas | Conveyor Oven | E3 |  | 0 | 0 | 0 | 0 | 0 | 0 | 0 | 0 | 0 | 0 | 0 | 0 | 0 | 0 | 0 | 0 | 0 | Normal | 0 | 0 | 0 | 0
Conveyor Oven_New_ | Commercial | Grocery | New | Food Preparation | Natural Gas | Conveyor Oven | E4 |  | 0 | 0 | 0 | 0 | 0 | 0 | 0 | 0 | 0 | 0 | 0 | 0 | 0 | 0 | 0 | 0 | 0 | Normal | 0 | 0 | 0 | 0
Conveyor Oven_New_ | Commercial | Grocery | New | Food Preparation | Natural Gas | Conveyor Oven | E5 |  | 0 | 0 | 0 | 0 | 0 | 0 | 0 | 0 | 0 | 0 | 0 | 0 | 0 | 0 | 0 | 0 | 0 | Normal | 0 | 0 | 0 | 0
Conveyor Oven_New_ | Commercial | Grocery | New | Food Preparation | Natural Gas | Conveyor Oven | E6 |  | 0 | 0 | 0 | 0 | 0 | 0 | 0 | 0 | 0 | 0 | 0 | 0 | 0 | 0 | 0 | 0 | 0 | Normal | 0 | 0 | 0 | 0
Conveyor Oven_New_ | Commercial | Grocery | New | Food Preparation | Natural Gas | Conveyor Oven | E7 |  | 0 | 0 | 0 | 0 | 0 | 0 | 0 | 0 | 0 | 0 | 0 | 0 | 0 | 0 | 0 | 0 | 0 | Normal | 0 | 0 | 0 | 0
Conveyor Oven_New_ | Commercial | Grocery | New | Food Preparation | Natural Gas | Conveyor Oven | E8 |  | 0 | 0 | 0 | 0 | 0 | 0 | 0 | 0 | 0 | 0 | 0 | 0 | 0 | 0 | 0 | 0 | 0 | Normal | 0 | 0 | 0 | 0
Conveyor Oven_New_ | Commercial | Grocery | New | Food Preparation | Natural Gas | Conveyor Oven | E9 |  | 0 | 0 | 0 | 0 | 0 | 0 | 0 | 0 | 0 | 0 | 0 | 0 | 0 | 0 | 0 | 0 | 0 | Normal | 0 | 0 | 0 | 0
Conveyor Oven_New_ | Commercial | Grocery | New | Food Preparation | Natural Gas | Conveyor Oven | E10 |  | 0 | 0 | 0 | 0 | 0 | 0 | 0 | 0 | 0 | 0 | 0 | 0 | 0 | 0 | 0 | 0 | 0 | Normal | 0 | 0 | 0 | 0
Rack Oven_New_Standard | Commercial | Grocery | New | Food Preparation | Natural Gas | Rack Oven | E1 | Standard | 1 | 0 | 0 | 2.6111 | 0 | 0 | 2.6111 | 0 | 10 | 17 | 13.5 | 2023 | 2050 | 1 | 0 | 0 | 0 | Normal | 0 | 0.3135 | 0 | 0 |  | 1 units | 1 | 0 | 0.00014091 |  | 2224.7707 | 18736.2411 | 0 | 0 |  | 2024 | 0.85998
Rack Oven_New_ENERGY STAR (3.0) | Commercial | Grocery | New | Food Preparation | Natural Gas | Rack Oven | E2 | ENERGY STAR (3.0) | 0.84734 | 0 | 0 | 2.8268 | 0 | 0 | 2.8268 | 0 | 10 | 17 | 13.5 | 2023 | 2050 | 1 | 0 | 0 | 0 | Normal | 0 | 0.26564 | 0 | 0 |  | 1 units | 1 | 0 | 0.00014091 |  | 1885.1273 | 20284.2411 | 0 | 0 |  | 2024 | 0.85998
Rack Oven_New_ | Commercial | Grocery | New | Food Preparation | Natural Gas | Rack Oven | E3 |  | 0 | 0 | 0 | 0 | 0 | 0 | 0 | 0 | 0 | 0 | 0 | 0 | 0 | 0 | 0 | 0 | 0 | Normal | 0 | 0 | 0 | 0
Rack Oven_New_ | Commercial | Grocery | New | Food Preparation | Natural Gas | Rack Oven | E4 |  | 0 | 0 | 0 | 0 | 0 | 0 | 0 | 0 | 0 | 0 | 0 | 0 | 0 | 0 | 0 | 0 | 0 | Normal | 0 | 0 | 0 | 0
Rack Oven_New_ | Commercial | Grocery | New | Food Preparation | Natural Gas | Rack Oven | E5 |  | 0 | 0 | 0 | 0 | 0 | 0 | 0 | 0 | 0 | 0 | 0 | 0 | 0 | 0 | 0 | 0 | 0 | Normal | 0 | 0 | 0 | 0
Rack Oven_New_ | Commercial | Grocery | New | Food Preparation | Natural Gas | Rack Oven | E6 |  | 0 | 0 | 0 | 0 | 0 | 0 | 0 | 0 | 0 | 0 | 0 | 0 | 0 | 0 | 0 | 0 | 0 | Normal | 0 | 0 | 0 | 0
Rack Oven_New_ | Commercial | Grocery | New | Food Preparation | Natural Gas | Rack Oven | E7 |  | 0 | 0 | 0 | 0 | 0 | 0 | 0 | 0 | 0 | 0 | 0 | 0 | 0 | 0 | 0 | 0 | 0 | Normal | 0 | 0 | 0 | 0
Rack Oven_New_ | Commercial | Grocery | New | Food Preparation | Natural Gas | Rack Oven | E8 |  | 0 | 0 | 0 | 0 | 0 | 0 | 0 | 0 | 0 | 0 | 0 | 0 | 0 | 0 | 0 | 0 | 0 | Normal | 0 | 0 | 0 | 0
Rack Oven_New_ | Commercial | Grocery | New | Food Preparation | Natural Gas | Rack Oven | E9 |  | 0 | 0 | 0 | 0 | 0 | 0 | 0 | 0 | 0 | 0 | 0 | 0 | 0 | 0 | 0 | 0 | 0 | Normal | 0 | 0 | 0 | 0
Rack Oven_New_ | Commercial | Grocery | New | Food Preparation | Natural Gas | Rack Oven | E10 |  | 0 | 0 | 0 | 0 | 0 | 0 | 0 | 0 | 0 | 0 | 0 | 0 | 0 | 0 | 0 | 0 | 0 | Normal | 0 | 0 | 0 | 0
Fryer_New_Standard | Commercial | Grocery | New | Food Preparation | Natural Gas | Fryer | E1 | Standard | 1 | 0 | 0 | 2.0819 | 0 | 0 | 2.0819 | 0 | 8 | 14 | 11 | 2023 | 2021 | 1 | 0 | 0 | 0 | Normal | 0 | 0.59478 | 0 | 0 |  | 1 units | 1 | 0 | 0.00078084 |  | 761.7258 | 2695.9053 | 0 | 0 |  | 2024 | 0.85998
Fryer_New_ENERGY STAR (3.0) | Commercial | Grocery | New | Food Preparation | Natural Gas | Fryer | E2 | ENERGY STAR (3.0) | 0.74928 | 0 | 0 | 9.6885 | 0 | 0 | 9.6885 | 0 | 8 | 14 | 11 | 2023 | 2050 | 1 | 0 | 0 | 0 | Normal | 0 | 0.44566 | 0 | 0 |  | 1 units | 1 | 0 | 0.00078084 |  | 570.7473 | 12546.0625 | 0 | 0 |  | 2024 | 0.85998
Fryer_New_ | Commercial | Grocery | New | Food Preparation | Natural Gas | Fryer | E3 |  | 0 | 0 | 0 | 0 | 0 | 0 | 0 | 0 | 0 | 0 | 0 | 0 | 0 | 0 | 0 | 0 | 0 | Normal | 0 | 0 | 0 | 0
Fryer_New_ | Commercial | Grocery | New | Food Preparation | Natural Gas | Fryer | E4 |  | 0 | 0 | 0 | 0 | 0 | 0 | 0 | 0 | 0 | 0 | 0 | 0 | 0 | 0 | 0 | 0 | 0 | Normal | 0 | 0 | 0 | 0
Fryer_New_ | Commercial | Grocery | New | Food Preparation | Natural Gas | Fryer | E5 |  | 0 | 0 | 0 | 0 | 0 | 0 | 0 | 0 | 0 | 0 | 0 | 0 | 0 | 0 | 0 | 0 | 0 | Normal | 0 | 0 | 0 | 0
Fryer_New_ | Commercial | Grocery | New | Food Preparation | Natural Gas | Fryer | E6 |  | 0 | 0 | 0 | 0 | 0 | 0 | 0 | 0 | 0 | 0 | 0 | 0 | 0 | 0 | 0 | 0 | 0 | Normal | 0 | 0 | 0 | 0
Fryer_New_ | Commercial | Grocery | New | Food Preparation | Natural Gas | Fryer | E7 |  | 0 | 0 | 0 | 0 | 0 | 0 | 0 | 0 | 0 | 0 | 0 | 0 | 0 | 0 | 0 | 0 | 0 | Normal | 0 | 0 | 0 | 0
Fryer_New_ | Commercial | Grocery | New | Food Preparation | Natural Gas | Fryer | E8 |  | 0 | 0 | 0 | 0 | 0 | 0 | 0 | 0 | 0 | 0 | 0 | 0 | 0 | 0 | 0 | 0 | 0 | Normal | 0 | 0 | 0 | 0
Fryer_New_ | Commercial | Grocery | New | Food Preparation | Natural Gas | Fryer | E9 |  | 0 | 0 | 0 | 0 | 0 | 0 | 0 | 0 | 0 | 0 | 0 | 0 | 0 | 0 | 0 | 0 | 0 | Normal | 0 | 0 | 0 | 0
Fryer_New_ | Commercial | Grocery | New | Food Preparation | Natural Gas | Fryer | E10 |  | 0 | 0 | 0 | 0 | 0 | 0 | 0 | 0 | 0 | 0 | 0 | 0 | 0 | 0 | 0 | 0 | 0 | Normal | 0 | 0 | 0 | 0
Broiler_New_Typical | Commercial | Grocery | New | Food Preparation | Natural Gas | Broiler | E1 | Typical | 1 | 0 | 0 | 1.0131 | 0 | 0 | 1.0131 | 0 | 9 | 15 | 12 | 2023 | 2050 | 0.5 | 0 | 0 | 0 | Normal | 0 | 0.23813 | 0 | 0 |  | 1 units | 1 | 0 | 0.00021008 |  | 1133.496 | 4687.5 | 0 | 0 |  | 2023 | 0.89459
Broiler_New_Infrared Burners | Commercial | Grocery | New | Food Preparation | Natural Gas | Broiler | E2 | Infrared Burners | 0.63295 | 0 | 0 | 1.4129 | 0 | 0 | 1.4129 | 0 | 9 | 15 | 12 | 2023 | 2050 | 0.5 | 0 | 0 | 0 | Normal | 0 | 0.15072 | 0 | 0 |  | 1 units | 1 | 0 | 0.00021008 |  | 717.444 | 6537.5 | 0 | 0 |  | 2023 | 0.89459
Broiler_New_ | Commercial | Grocery | New | Food Preparation | Natural Gas | Broiler | E3 |  | 0 | 0 | 0 | 0 | 0 | 0 | 0 | 0 | 0 | 0 | 0 | 0 | 0 | 0 | 0 | 0 | 0 | Normal | 0 | 0 | 0 | 0
Broiler_New_ | Commercial | Grocery | New | Food Preparation | Natural Gas | Broiler | E4 |  | 0 | 0 | 0 | 0 | 0 | 0 | 0 | 0 | 0 | 0 | 0 | 0 | 0 | 0 | 0 | 0 | 0 | Normal | 0 | 0 | 0 | 0
Broiler_New_ | Commercial | Grocery | New | Food Preparation | Natural Gas | Broiler | E5 |  | 0 | 0 | 0 | 0 | 0 | 0 | 0 | 0 | 0 | 0 | 0 | 0 | 0 | 0 | 0 | 0 | 0 | Normal | 0 | 0 | 0 | 0
Broiler_New_ | Commercial | Grocery | New | Food Preparation | Natural Gas | Broiler | E6 |  | 0 | 0 | 0 | 0 | 0 | 0 | 0 | 0 | 0 | 0 | 0 | 0 | 0 | 0 | 0 | 0 | 0 | Normal | 0 | 0 | 0 | 0
Broiler_New_ | Commercial | Grocery | New | Food Preparation | Natural Gas | Broiler | E7 |  | 0 | 0 | 0 | 0 | 0 | 0 | 0 | 0 | 0 | 0 | 0 | 0 | 0 | 0 | 0 | 0 | 0 | Normal | 0 | 0 | 0 | 0
Broiler_New_ | Commercial | Grocery | New | Food Preparation | Natural Gas | Broiler | E8 |  | 0 | 0 | 0 | 0 | 0 | 0 | 0 | 0 | 0 | 0 | 0 | 0 | 0 | 0 | 0 | 0 | 0 | Normal | 0 | 0 | 0 | 0
Broiler_New_ | Commercial | Grocery | New | Food Preparation | Natural Gas | Broiler | E9 |  | 0 | 0 | 0 | 0 | 0 | 0 | 0 | 0 | 0 | 0 | 0 | 0 | 0 | 0 | 0 | 0 | 0 | Normal | 0 | 0 | 0 | 0
Broiler_New_ | Commercial | Grocery | New | Food Preparation | Natural Gas | Broiler | E10 |  | 0 | 0 | 0 | 0 | 0 | 0 | 0 | 0 | 0 | 0 | 0 | 0 | 0 | 0 | 0 | 0 | 0 | Normal | 0 | 0 | 0 | 0
Griddle_New_Standard | Commercial | Grocery | New | Food Preparation | Natural Gas | Griddle | E1 | Standard | 1 | 0 | 0 | 0.32951 | 0 | 0 | 0.32951 | 0 | 6 | 10 | 8 | 2023 | 2050 | 1 | 0 | 0 | 0 | Normal | 0 | 0.17129 | 0 | 0 |  | 1 units | 1 | 0 | 0.00017927 |  | 955.4673 | 1492.6579 | 0 | 0 |  | 2016 | 1.0708
Griddle_New_ENERGY STAR (1.2) | Commercial | Grocery | New | Food Preparation | Natural Gas | Griddle | E2 | ENERGY STAR (1.2) | 0.82738 | 0 | 0 | 1.7632 | 0 | 0 | 1.7632 | 0 | 6 | 10 | 8 | 2023 | 2050 | 1 | 0 | 0 | 0 | Normal | 0 | 0.14172 | 0 | 0 |  | 1 units | 1 | 0 | 0.00017927 |  | 790.5366 | 7987.3516 | 0 | 0 |  | 2016 | 1.0708
Griddle_New_High-Efficiency | Commercial | Grocery | New | Food Preparation | Natural Gas | Griddle | E3 | High-Efficiency | 0.65939 | 0 | 0 | 2.3651 | 0 | 0 | 2.3651 | 0 | 6 | 10 | 8 | 2023 | 2050 | 1 | 0 | 0 | 0 | Normal | 0 | 0.11295 | 0 | 0 |  | 1 units | 1 | 0 | 0.00017927 |  | 630.0257 | 10713.9283 | 0 | 0 |  | 2016 | 1.0708
Griddle_New_ | Commercial | Grocery | New | Food Preparation | Natural Gas | Griddle | E4 |  | 0 | 0 | 0 | 0 | 0 | 0 | 0 | 0 | 0 | 0 | 0 | 0 | 0 | 0 | 0 | 0 | 0 | Normal | 0 | 0 | 0 | 0
Griddle_New_ | Commercial | Grocery | New | Food Preparation | Natural Gas | Griddle | E5 |  | 0 | 0 | 0 | 0 | 0 | 0 | 0 | 0 | 0 | 0 | 0 | 0 | 0 | 0 | 0 | 0 | 0 | Normal | 0 | 0 | 0 | 0
Griddle_New_ | Commercial | Grocery | New | Food Preparation | Natural Gas | Griddle | E6 |  | 0 | 0 | 0 | 0 | 0 | 0 | 0 | 0 | 0 | 0 | 0 | 0 | 0 | 0 | 0 | 0 | 0 | Normal | 0 | 0 | 0 | 0
Griddle_New_ | Commercial | Grocery | New | Food Preparation | Natural Gas | Griddle | E7 |  | 0 | 0 | 0 | 0 | 0 | 0 | 0 | 0 | 0 | 0 | 0 | 0 | 0 | 0 | 0 | 0 | 0 | Normal | 0 | 0 | 0 | 0
Griddle_New_ | Commercial | Grocery | New | Food Preparation | Natural Gas | Griddle | E8 |  | 0 | 0 | 0 | 0 | 0 | 0 | 0 | 0 | 0 | 0 | 0 | 0 | 0 | 0 | 0 | 0 | 0 | Normal | 0 | 0 | 0 | 0
Griddle_New_ | Commercial | Grocery | New | Food Preparation | Natural Gas | Griddle | E9 |  | 0 | 0 | 0 | 0 | 0 | 0 | 0 | 0 | 0 | 0 | 0 | 0 | 0 | 0 | 0 | 0 | 0 | Normal | 0 | 0 | 0 | 0
Griddle_New_ | Commercial | Grocery | New | Food Preparation | Natural Gas | Griddle | E10 |  | 0 | 0 | 0 | 0 | 0 | 0 | 0 | 0 | 0 | 0 | 0 | 0 | 0 | 0 | 0 | 0 | 0 | Normal | 0 | 0 | 0 | 0
Range_New_Typical | Commercial | Grocery | New | Food Preparation | Natural Gas | Range | E1 | Typical | 1 | 0 | 0 | 0.52898 | 0 | 0 | 0.52898 | 0 | 9 | 15 | 12 | 2023 | 2050 | 1 | 0 | 0 | 0 | Normal | 0 | 0.20847 | 0 | 0 |  | 1 units | 1 | 0 | 0.00025166 |  | 857.4828 | 2043.1823 | 0 | 0 |  | 2023 | 0.89459
Range_New_High Efficiency | Commercial | Grocery | New | Food Preparation | Natural Gas | Range | E2 | High Efficiency | 0.75981 | 0 | 0 | 0.661 | 0 | 0 | 0.661 | 0 | 9 | 15 | 12 | 2023 | 2050 | 1 | 0 | 0 | 0 | Normal | 0 | 0.1584 | 0 | 0 |  | 1 units | 1 | 0 | 0.00025166 |  | 651.5262 | 2553.125 | 0 | 0 |  | 2023 | 0.89459
Range_New_ | Commercial | Grocery | New | Food Preparation | Natural Gas | Range | E3 |  | 0 | 0 | 0 | 0 | 0 | 0 | 0 | 0 | 0 | 0 | 0 | 0 | 0 | 0 | 0 | 0 | 0 | Normal | 0 | 0 | 0 | 0
Range_New_ | Commercial | Grocery | New | Food Preparation | Natural Gas | Range | E4 |  | 0 | 0 | 0 | 0 | 0 | 0 | 0 | 0 | 0 | 0 | 0 | 0 | 0 | 0 | 0 | 0 | 0 | Normal | 0 | 0 | 0 | 0
Range_New_ | Commercial | Grocery | New | Food Preparation | Natural Gas | Range | E5 |  | 0 | 0 | 0 | 0 | 0 | 0 | 0 | 0 | 0 | 0 | 0 | 0 | 0 | 0 | 0 | 0 | 0 | Normal | 0 | 0 | 0 | 0
Range_New_ | Commercial | Grocery | New | Food Preparation | Natural Gas | Range | E6 |  | 0 | 0 | 0 | 0 | 0 | 0 | 0 | 0 | 0 | 0 | 0 | 0 | 0 | 0 | 0 | 0 | 0 | Normal | 0 | 0 | 0 | 0
Range_New_ | Commercial | Grocery | New | Food Preparation | Natural Gas | Range | E7 |  | 0 | 0 | 0 | 0 | 0 | 0 | 0 | 0 | 0 | 0 | 0 | 0 | 0 | 0 | 0 | 0 | 0 | Normal | 0 | 0 | 0 | 0
Range_New_ | Commercial | Grocery | New | Food Preparation | Natural Gas | Range | E8 |  | 0 | 0 | 0 | 0 | 0 | 0 | 0 | 0 | 0 | 0 | 0 | 0 | 0 | 0 | 0 | 0 | 0 | Normal | 0 | 0 | 0 | 0
Range_New_ | Commercial | Grocery | New | Food Preparation | Natural Gas | Range | E9 |  | 0 | 0 | 0 | 0 | 0 | 0 | 0 | 0 | 0 | 0 | 0 | 0 | 0 | 0 | 0 | 0 | 0 | Normal | 0 | 0 | 0 | 0
Range_New_ | Commercial | Grocery | New | Food Preparation | Natural Gas | Range | E10 |  | 0 | 0 | 0 | 0 | 0 | 0 | 0 | 0 | 0 | 0 | 0 | 0 | 0 | 0 | 0 | 0 | 0 | Normal | 0 | 0 | 0 | 0
Steamer_New_Typical | Commercial | Grocery | New | Food Preparation | Natural Gas | Steamer | E1 | Typical | 1 | 0 | 0 | 14.7843 | 0 | 0 | 14.7843 | 0 | 9 | 15 | 12 | 2023 | 2021 | 1 | 0 | 0 | 0 | Normal | 0 | 0.51104 | 0 | 0 |  | 1 units | 1 | 0 | 0.00077483 |  | 659.5559 | 19293.381 | 0 | 0 |  | 2024 | 0.85998
Steamer_New_ENERGY STAR (1.2) | Commercial | Grocery | New | Food Preparation | Natural Gas | Steamer | E2 | ENERGY STAR (1.2) | 0.37076 | 0 | 0 | 13.153 | 0 | -0.92537 | 12.2276 | 0 | 9 | 15 | 12 | 2023 | 2050 | 1 | 0 | 0 | 0 | Normal | 0 | 0.18947 | 0 | 0 |  | 1 units | 1 | 0 | 0.00077483 |  | 244.5384 | 17164.5079 | 0 | -1388.7391 |  | 2024 | 0.85998
Steamer_New_ | Commercial | Grocery | New | Food Preparation | Natural Gas | Steamer | E3 |  | 0 | 0 | 0 | 0 | 0 | 0 | 0 | 0 | 0 | 0 | 0 | 0 | 0 | 0 | 0 | 0 | 0 | Normal | 0 | 0 | 0 | 0
Steamer_New_ | Commercial | Grocery | New | Food Preparation | Natural Gas | Steamer | E4 |  | 0 | 0 | 0 | 0 | 0 | 0 | 0 | 0 | 0 | 0 | 0 | 0 | 0 | 0 | 0 | 0 | 0 | Normal | 0 | 0 | 0 | 0
Steamer_New_ | Commercial | Grocery | New | Food Preparation | Natural Gas | Steamer | E5 |  | 0 | 0 | 0 | 0 | 0 | 0 | 0 | 0 | 0 | 0 | 0 | 0 | 0 | 0 | 0 | 0 | 0 | Normal | 0 | 0 | 0 | 0
Steamer_New_ | Commercial | Grocery | New | Food Preparation | Natural Gas | Steamer | E6 |  | 0 | 0 | 0 | 0 | 0 | 0 | 0 | 0 | 0 | 0 | 0 | 0 | 0 | 0 | 0 | 0 | 0 | Normal | 0 | 0 | 0 | 0
Steamer_New_ | Commercial | Grocery | New | Food Preparation | Natural Gas | Steamer | E7 |  | 0 | 0 | 0 | 0 | 0 | 0 | 0 | 0 | 0 | 0 | 0 | 0 | 0 | 0 | 0 | 0 | 0 | Normal | 0 | 0 | 0 | 0
Steamer_New_ | Commercial | Grocery | New | Food Preparation | Natural Gas | Steamer | E8 |  | 0 | 0 | 0 | 0 | 0 | 0 | 0 | 0 | 0 | 0 | 0 | 0 | 0 | 0 | 0 | 0 | 0 | Normal | 0 | 0 | 0 | 0
Steamer_New_ | Commercial | Grocery | New | Food Preparation | Natural Gas | Steamer | E9 |  | 0 | 0 | 0 | 0 | 0 | 0 | 0 | 0 | 0 | 0 | 0 | 0 | 0 | 0 | 0 | 0 | 0 | Normal | 0 | 0 | 0 | 0
Steamer_New_ | Commercial | Grocery | New | Food Preparation | Natural Gas | Steamer | E10 |  | 0 | 0 | 0 | 0 | 0 | 0 | 0 | 0 | 0 | 0 | 0 | 0 | 0 | 0 | 0 | 0 | 0 | Normal | 0 | 0 | 0 | 0
Commercial Food Prep Other_New_Standard | Commercial | Grocery | New | Food Preparation | Natural Gas | Commercial Food Prep Other | E1 | Standard | 1 | 0 | 0 | 0.070231 | 0 | 0 | 0.070231 | 0 | 8 | 12 | 10 | 2023 | 2050 | 1 | 0 | 0 | 0 | Normal | 0 | 0.073542 | 0 | 0 |  | 1 units | 1 | 0 | 5.1675e-05 |  | 1423.18 | 1000 | 0 | 0 |  | 2010 | 1.1818
Commercial Food Prep Other_New_Efficient | Commercial | Grocery | New | Food Preparation | Natural Gas | Commercial Food Prep Other | E2 | Efficient | 0.72179 | 0 | 0 | 0.088704 | 0 | 0 | 0.088704 | 0 | 8 | 12 | 10 | 2023 | 2050 | 1 | 0 | 0 | 0 | Normal | 0 | 0.053082 | 0 | 0 |  | 1 units | 1 | 0 | 5.1675e-05 |  | 1027.2384 | 1263.0334 | 0 | 0 |  | 2010 | 1.1818
Commercial Food Prep Other_New_ | Commercial | Grocery | New | Food Preparation | Natural Gas | Commercial Food Prep Other | E3 |  | 0 | 0 | 0 | 0 | 0 | 0 | 0 | 0 | 0 | 0 | 0 | 0 | 0 | 0 | 0 | 0 | 0 | Normal | 0 | 0 | 0 | 0
Commercial Food Prep Other_New_ | Commercial | Grocery | New | Food Preparation | Natural Gas | Commercial Food Prep Other | E4 |  | 0 | 0 | 0 | 0 | 0 | 0 | 0 | 0 | 0 | 0 | 0 | 0 | 0 | 0 | 0 | 0 | 0 | Normal | 0 | 0 | 0 | 0
Commercial Food Prep Other_New_ | Commercial | Grocery | New | Food Preparation | Natural Gas | Commercial Food Prep Other | E5 |  | 0 | 0 | 0 | 0 | 0 | 0 | 0 | 0 | 0 | 0 | 0 | 0 | 0 | 0 | 0 | 0 | 0 | Normal | 0 | 0 | 0 | 0
Commercial Food Prep Other_New_ | Commercial | Grocery | New | Food Preparation | Natural Gas | Commercial Food Prep Other | E6 |  | 0 | 0 | 0 | 0 | 0 | 0 | 0 | 0 | 0 | 0 | 0 | 0 | 0 | 0 | 0 | 0 | 0 | Normal | 0 | 0 | 0 | 0
Commercial Food Prep Other_New_ | Commercial | Grocery | New | Food Preparation | Natural Gas | Commercial Food Prep Other | E7 |  | 0 | 0 | 0 | 0 | 0 | 0 | 0 | 0 | 0 | 0 | 0 | 0 | 0 | 0 | 0 | 0 | 0 | Normal | 0 | 0 | 0 | 0
Commercial Food Prep Other_New_ | Commercial | Grocery | New | Food Preparation | Natural Gas | Commercial Food Prep Other | E8 |  | 0 | 0 | 0 | 0 | 0 | 0 | 0 | 0 | 0 | 0 | 0 | 0 | 0 | 0 | 0 | 0 | 0 | Normal | 0 | 0 | 0 | 0
Commercial Food Prep Other_New_ | Commercial | Grocery | New | Food Preparation | Natural Gas | Commercial Food Prep Other | E9 |  | 0 | 0 | 0 | 0 | 0 | 0 | 0 | 0 | 0 | 0 | 0 | 0 | 0 | 0 | 0 | 0 | 0 | Normal | 0 | 0 | 0 | 0
Commercial Food Prep Other_New_ | Commercial | Grocery | New | Food Preparation | Natural Gas | Commercial Food Prep Other | E10 |  | 0 | 0 | 0 | 0 | 0 | 0 | 0 | 0 | 0 | 0 | 0 | 0 | 0 | 0 | 0 | 0 | 0 | Normal | 0 | 0 | 0 | 0
Pool Heater_New_TE 82% (Standard) | Commercial | Grocery | New | Miscellaneous | Natural Gas | Pool Heater | E1 | TE 82% (Standard) | 1 | 0 | 0 | 0.0158 | 0.0057649 | 0.0002395 | 0.021805 | 0 | 8 | 14 | 11 | 2023 | 2027 | 1 | 0 | 0 | 0 | Normal | 0 | 0.026112 | 0 | 0 |  | 1 units | 1 | 0 | 2.2019e-06 |  | 11859 | 6239.8015 | 2618.1698 | 108.77 |  | 2021 | 1
Pool Heater_New_TE 84% (Standard 2028) | Commercial | Grocery | New | Miscellaneous | Natural Gas | Pool Heater | E2 | TE 84% (Standard 2028) | 0.97622 | 0 | 0 | 0.017412 | 0.0057425 | 0.000241 | 0.023396 | 0 | 8 | 14 | 11 | 2023 | 2050 | 1 | 0 | 0 | 0 | Normal | 0 | 0.025491 | 0 | 0 |  | 1 units | 1 | 0 | 2.2019e-06 |  | 11577 | 6876.516 | 2607.9824 | 109.45 |  | 2021 | 1
Pool Heater_New_TE 95% (Condensing) | Commercial | Grocery | New | Miscellaneous | Natural Gas | Pool Heater | E3 | TE 95% (Condensing) | 0.86323 | 0 | 0 | 0.022765 | 0.0063089 | 0.00026497 | 0.029339 | 0 | 8 | 14 | 11 | 2023 | 2050 | 1 | 0 | 0 | 0 | Normal | 0 | 0.022541 | 0 | 0 |  | 1 units | 1 | 0 | 2.2019e-06 |  | 10237 | 8990.4079 | 2865.215 | 120.34 |  | 2021 | 1
Pool Heater_New_ | Commercial | Grocery | New | Miscellaneous | Natural Gas | Pool Heater | E4 |  | 0 | 0 | 0 | 0 | 0 | 0 | 0 | 0 | 0 | 0 | 0 | 0 | 0 | 0 | 0 | 0 | 0 | Normal | 0 | 0 | 0 | 0
Pool Heater_New_ | Commercial | Grocery | New | Miscellaneous | Natural Gas | Pool Heater | E5 |  | 0 | 0 | 0 | 0 | 0 | 0 | 0 | 0 | 0 | 0 | 0 | 0 | 0 | 0 | 0 | 0 | 0 | Normal | 0 | 0 | 0 | 0
Pool Heater_New_ | Commercial | Grocery | New | Miscellaneous | Natural Gas | Pool Heater | E6 |  | 0 | 0 | 0 | 0 | 0 | 0 | 0 | 0 | 0 | 0 | 0 | 0 | 0 | 0 | 0 | 0 | 0 | Normal | 0 | 0 | 0 | 0
Pool Heater_New_ | Commercial | Grocery | New | Miscellaneous | Natural Gas | Pool Heater | E7 |  | 0 | 0 | 0 | 0 | 0 | 0 | 0 | 0 | 0 | 0 | 0 | 0 | 0 | 0 | 0 | 0 | 0 | Normal | 0 | 0 | 0 | 0
Pool Heater_New_ | Commercial | Grocery | New | Miscellaneous | Natural Gas | Pool Heater | E8 |  | 0 | 0 | 0 | 0 | 0 | 0 | 0 | 0 | 0 | 0 | 0 | 0 | 0 | 0 | 0 | 0 | 0 | Normal | 0 | 0 | 0 | 0
Pool Heater_New_ | Commercial | Grocery | New | Miscellaneous | Natural Gas | Pool Heater | E9 |  | 0 | 0 | 0 | 0 | 0 | 0 | 0 | 0 | 0 | 0 | 0 | 0 | 0 | 0 | 0 | 0 | 0 | Normal | 0 | 0 | 0 | 0
Pool Heater_New_ | Commercial | Grocery | New | Miscellaneous | Natural Gas | Pool Heater | E10 |  | 0 | 0 | 0 | 0 | 0 | 0 | 0 | 0 | 0 | 0 | 0 | 0 | 0 | 0 | 0 | 0 | 0 | Normal | 0 | 0 | 0 | 0
Other Miscellaneous_New_Miscellaneous | Commercial | Grocery | New | Miscellaneous | Natural Gas | Other Miscellaneous | E1 | Miscellaneous | 1 | 0 | 0 | 2.9901e-05 | 0 | 0 | 2.9901e-05 | 0 | 2 | 8 | 5 | 2023 | 2050 | 1 | 0 | 0 | 0 | Normal | 0 | 2.5656e-05 | 0 | 0 |  | 1 units | 1 | 0 | 2.5656e-05 |  | 1 | 1 | 0 | 0 |  | 2020 | 1.0135
Other Miscellaneous_New_ | Commercial | Grocery | New | Miscellaneous | Natural Gas | Other Miscellaneous | E2 |  | 0 | 0 | 0 | 0 | 0 | 0 | 0 | 0 | 0 | 0 | 0 | 0 | 0 | 0 | 0 | 0 | 0 | Normal | 0 | 0 | 0 | 0
Other Miscellaneous_New_ | Commercial | Grocery | New | Miscellaneous | Natural Gas | Other Miscellaneous | E3 |  | 0 | 0 | 0 | 0 | 0 | 0 | 0 | 0 | 0 | 0 | 0 | 0 | 0 | 0 | 0 | 0 | 0 | Normal | 0 | 0 | 0 | 0
Other Miscellaneous_New_ | Commercial | Grocery | New | Miscellaneous | Natural Gas | Other Miscellaneous | E4 |  | 0 | 0 | 0 | 0 | 0 | 0 | 0 | 0 | 0 | 0 | 0 | 0 | 0 | 0 | 0 | 0 | 0 | Normal | 0 | 0 | 0 | 0
Other Miscellaneous_New_ | Commercial | Grocery | New | Miscellaneous | Natural Gas | Other Miscellaneous | E5 |  | 0 | 0 | 0 | 0 | 0 | 0 | 0 | 0 | 0 | 0 | 0 | 0 | 0 | 0 | 0 | 0 | 0 | Normal | 0 | 0 | 0 | 0
Other Miscellaneous_New_ | Commercial | Grocery | New | Miscellaneous | Natural Gas | Other Miscellaneous | E6 |  | 0 | 0 | 0 | 0 | 0 | 0 | 0 | 0 | 0 | 0 | 0 | 0 | 0 | 0 | 0 | 0 | 0 | Normal | 0 | 0 | 0 | 0
Other Miscellaneous_New_ | Commercial | Grocery | New | Miscellaneous | Natural Gas | Other Miscellaneous | E7 |  | 0 | 0 | 0 | 0 | 0 | 0 | 0 | 0 | 0 | 0 | 0 | 0 | 0 | 0 | 0 | 0 | 0 | Normal | 0 | 0 | 0 | 0
Other Miscellaneous_New_ | Commercial | Grocery | New | Miscellaneous | Natural Gas | Other Miscellaneous | E8 |  | 0 | 0 | 0 | 0 | 0 | 0 | 0 | 0 | 0 | 0 | 0 | 0 | 0 | 0 | 0 | 0 | 0 | Normal | 0 | 0 | 0 | 0
Other Miscellaneous_New_ | Commercial | Grocery | New | Miscellaneous | Natural Gas | Other Miscellaneous | E9 |  | 0 | 0 | 0 | 0 | 0 | 0 | 0 | 0 | 0 | 0 | 0 | 0 | 0 | 0 | 0 | 0 | 0 | Normal | 0 | 0 | 0 | 0
Other Miscellaneous_New_ | Commercial | Grocery | New | Miscellaneous | Natural Gas | Other Miscellaneous | E10 |  | 0 | 0 | 0 | 0 | 0 | 0 | 0 | 0 | 0 | 0 | 0 | 0 | 0 | 0 | 0 | 0 | 0 | Normal | 0 | 0 | 0 | 0
Furnace_Existing_TE 80% | Commercial | Miscellaneous | Existing | Space Heating | Natural Gas | Furnace | E1 | TE 80% | 1 | 0 | 0 | 0.6711 | 0.62153 | 0 | 1.2926 | 0 | 17 | 29 | 23 | 2023 | 2022 | 1 | 0 | 0 | 0 | Normal | 0 | 0.097674 | 0 | 0 |  | 140 kBtu/hr | 140 | 0 | 0.0324 |  | 4141 | 2634.8 | 2806.1691 | 0 |  | 2022 | 0.95704
Furnace_Existing_TE 81% (2023 Standard) | Commercial | Education | Existing | Space Heating | Natural Gas | Furnace | E2 | TE 81% (2023 Standard) | 0.89999 | 0 | 0 | 1.3749 | 1.2525 | 0 | 2.6275 | 0 | 17 | 29 | 23 | 2023 | 2050 | 1 | 0 | 0 | 0 | Normal | 0 | 0.05777 | 0 | 0 |  | 140 kBtu/hr | 140 | 0 | 0.0648 |  | 7775 | 2699.0634 | 2827.5902 | 0 |  | 2022 | 0.95704
Furnace_Existing_TE 90% | Commercial | Office | Existing | Space Heating | Natural Gas | Furnace | E3 | TE 90% | 0.84375 | 0 | 0 | 1.5734 | 0.89467 | 0 | 2.4681 | 0 | 17 | 29 | 23 | 2023 | 2050 | 1 | 0 | 0 | 0 | Normal | 0 | 0.07464 | 0 | 0 |  | 140 kBtu/hr | 140 | 0 | 0.046286 |  | 7895 | 4324.0866 | 2827.5902 | 0 |  | 2022 | 0.95704
Furnace_Existing_TE 96% | Commercial | Education | Existing | Space Heating | Natural Gas | Furnace | E4 | TE 96% | 0.791 | 0 | 0 | 3.5442 | 1.7201 | 0 | 5.2643 | 0 | 17 | 29 | 23 | 2023 | 2050 | 1 | 0 | 0 | 0 | Normal | 0 | 0.050774 | 0 | 0 |  | 140 kBtu/hr | 140 | 0 | 0.0648 |  | 6833.4375 | 6957.4606 | 3883.0501 | 0 |  | 2022 | 0.95704
Furnace_Existing_Dual-Fuel Heat Pump - TE 81% | Commercial | Education | Existing | Space Heating | Natural Gas | Furnace | E5 | Dual-Fuel Heat Pump - TE 81% | 0.32 | 0 | 0 | 8.4026 | 1.2525 | 0.2623 | 9.9175 | 0 | 16 | 26 | 21 | 2023 | 2050 | 1 | 0 | 0 | 0 | Normal | 0 | 0.020541 | 0 | 0 |  | 140 kBtu/hr | 140 | 0 | 0.0648 |  | 2764.48 | 16494.619 | 2827.5902 | 0 |  | 2022 | 0.95704
Furnace_Existing_Dual-Fuel Heat Pump - TE 96% | Commercial | Education | Existing | Space Heating | Natural Gas | Furnace | E6 | Dual-Fuel Heat Pump - TE 96% | 0.2963 | 0 | 0 | 10.5719 | 1.7201 | 0.2623 | 12.5543 | 0 | 16 | 26 | 21 | 2023 | 2050 | 1 | 0 | 0 | 0 | Normal | 0 | 0.019019 | 0 | 0 |  | 140 kBtu/hr | 140 | 0 | 0.0648 |  | 2559.7037 | 20753.0162 | 3883.0501 | 0 |  | 2022 | 0.95704
Furnace_Existing_ | Commercial | Education | Existing | Space Heating | Natural Gas | Furnace | E7 |  | 0 | 0 | 0 | 0 | 0 | 0 | 0 | 0 | 0 | 0 | 0 | 0 | 0 | 0 | 0 | 0 | 0 | Normal | 0 | 0 | 0 | 0
Furnace_Existing_ | Commercial | Education | Existing | Space Heating | Natural Gas | Furnace | E8 |  | 0 | 0 | 0 | 0 | 0 | 0 | 0 | 0 | 0 | 0 | 0 | 0 | 0 | 0 | 0 | 0 | 0 | Normal | 0 | 0 | 0 | 0
Furnace_Existing_ | Commercial | Education | Existing | Space Heating | Natural Gas | Furnace | E9 |  | 0 | 0 | 0 | 0 | 0 | 0 | 0 | 0 | 0 | 0 | 0 | 0 | 0 | 0 | 0 | 0 | 0 | Normal | 0 | 0 | 0 | 0
Furnace_Existing_ | Commercial | Education | Existing | Space Heating | Natural Gas | Furnace | E10 |  | 0 | 0 | 0 | 0 | 0 | 0 | 0 | 0 | 0 | 0 | 0 | 0 | 0 | 0 | 0 | 0 | 0 | Normal | 0 | 0 | 0 | 0
Boiler_Existing_TE 80% | Commercial | Education | Existing | Space Heating | Natural Gas | Boiler | E1 | TE 80% | 1 | 0 | 0 | 2.2179 | 1.1081 | 0 | 3.326 | 0 | 19 | 31 | 25 | 2023 | 2023 | 1 | 0 | 0 | 0 | Normal | 0 | 0.15418 | 0 | 0 |  | 514 kBtu/hr | 514 | 0 | 0.0648 |  | 17791 | 14115.0337 | 8110 | 0 |  | 2015 | 1.0838
Boiler_Existing_TE 84% | Commercial | Education | Existing | Space Heating | Natural Gas | Boiler | E2 | TE 84% | 0.95239 | 0 | 0 | 2.8042 | 1.1081 | 0 | 3.9122 | 0 | 19 | 31 | 25 | 2023 | 2023 | 1 | 0 | 0 | 0 | Normal | 0 | 0.14684 | 0 | 0 |  | 514 kBtu/hr | 514 | 0 | 0.0648 |  | 16944 | 17846.3457 | 8110 | 0 |  | 2015 | 1.0838
Boiler_Existing_TE 90% (2024 WA Standard) | Commercial | Education | Existing | Space Heating | Natural Gas | Boiler | E3 | TE 90% (2024 WA Standard) | 0.88888 | 0 | 0 | 3.6339 | 1.2468 | 0 | 4.8808 | 0 | 19 | 31 | 25 | 2023 | 2050 | 1 | 0 | 0 | 0 | Normal | 0 | 0.13705 | 0 | 0 |  | 514 kBtu/hr | 514 | 0 | 0.0648 |  | 15814 | 23127.2898 | 9125.5667 | 0 |  | 2015 | 1.0838
Boiler_Existing_TE 94% (ENERGY STAR 1.0) | Commercial | Education | Existing | Space Heating | Natural Gas | Boiler | E4 | TE 94% (ENERGY STAR 1.0) | 0.85105 | 0 | 0 | 4.2095 | 1.2468 | 0 | 5.4564 | 0 | 19 | 31 | 25 | 2023 | 2050 | 1 | 0 | 0 | 0 | Normal | 0 | 0.13122 | 0 | 0 |  | 514 kBtu/hr | 514 | 0 | 0.0648 |  | 15141 | 26790.429 | 9125.5667 | 0 |  | 2015 | 1.0838
Boiler_Existing_TE 98% | Commercial | Education | Existing | Space Heating | Natural Gas | Boiler | E5 | TE 98% | 0.81631 | 0 | 0 | 4.7851 | 1.2468 | 0 | 6.0319 | 0 | 19 | 31 | 25 | 2023 | 2050 | 1 | 0 | 0 | 0 | Normal | 0 | 0.12586 | 0 | 0 |  | 514 kBtu/hr | 514 | 0 | 0.0648 |  | 14523 | 30453.5682 | 9125.5667 | 0 |  | 2015 | 1.0838
Boiler_Existing_ | Commercial | Education | Existing | Space Heating | Natural Gas | Boiler | E6 |  | 0 | 0 | 0 | 0 | 0 | 0 | 0 | 0 | 0 | 0 | 0 | 0 | 0 | 0 | 0 | 0 | 0 | Normal | 0 | 0 | 0 | 0
Boiler_Existing_ | Commercial | Education | Existing | Space Heating | Natural Gas | Boiler | E7 |  | 0 | 0 | 0 | 0 | 0 | 0 | 0 | 0 | 0 | 0 | 0 | 0 | 0 | 0 | 0 | 0 | 0 | Normal | 0 | 0 | 0 | 0
Boiler_Existing_ | Commercial | Education | Existing | Space Heating | Natural Gas | Boiler | E8 |  | 0 | 0 | 0 | 0 | 0 | 0 | 0 | 0 | 0 | 0 | 0 | 0 | 0 | 0 | 0 | 0 | 0 | Normal | 0 | 0 | 0 | 0
Boiler_Existing_ | Commercial | Education | Existing | Space Heating | Natural Gas | Boiler | E9 |  | 0 | 0 | 0 | 0 | 0 | 0 | 0 | 0 | 0 | 0 | 0 | 0 | 0 | 0 | 0 | 0 | 0 | Normal | 0 | 0 | 0 | 0
Boiler_Existing_ | Commercial | Education | Existing | Space Heating | Natural Gas | Boiler | E10 |  | 0 | 0 | 0 | 0 | 0 | 0 | 0 | 0 | 0 | 0 | 0 | 0 | 0 | 0 | 0 | 0 | 0 | Normal | 0 | 0 | 0 | 0
Unit Heater_Existing_Standard (TE 80%) | Commercial | Education | Existing | Space Heating | Natural Gas | Unit Heater | E1 | Standard (TE 80%) | 1 | 0 | 0 | 0.022036 | 0.018796 | 0 | 0.040831 | 0 | 9 | 15 | 12 | 2023 | 2050 | 1 | 0 | 0 | 0 | Normal | 0 | 0.032496 | 0 | 0 |  | 120 kBtu/hr | 120 | 0 | 1.4366e-05 |  | 2262 | 1274.4 | 1250.082 | 0 |  | 2018 | 1.0466
Unit Heater_Existing_Condensing (TE 90%) | Commercial | Education | Existing | Space Heating | Natural Gas | Unit Heater | E2 | Condensing (TE 90%) | 0.86111 | 0 | 0 | 0.070464 | 0.022495 | 0 | 0.092959 | 0 | 9 | 15 | 12 | 2023 | 2050 | 1 | 0 | 0 | 0 | Normal | 0 | 0.027983 | 0 | 0 |  | 120 kBtu/hr | 120 | 0 | 1.4366e-05 |  | 1947.8333 | 4075.2 | 1496.122 | 0 |  | 2018 | 1.0466
Unit Heater_Existing_Infrared Radiant | Commercial | Education | Existing | Space Heating | Natural Gas | Unit Heater | E3 | Infrared Radiant | 0.8 | 0 | 0 | 0.030439 | 0.018796 | 0 | 0.049235 | 0 | 9 | 15 | 12 | 2023 | 2050 | 1 | 0 | 0 | 0 | Normal | 0 | 0.025997 | 0 | 0 |  | 120 kBtu/hr | 120 | 0 | 1.4366e-05 |  | 1809.6 | 1760.4 | 1250.082 | 0 |  | 2018 | 1.0466
Unit Heater_Existing_ | Commercial | Education | Existing | Space Heating | Natural Gas | Unit Heater | E4 |  | 0 | 0 | 0 | 0 | 0 | 0 | 0 | 0 | 0 | 0 | 0 | 0 | 0 | 0 | 0 | 0 | 0 | Normal | 0 | 0 | 0 | 0
Unit Heater_Existing_ | Commercial | Education | Existing | Space Heating | Natural Gas | Unit Heater | E5 |  | 0 | 0 | 0 | 0 | 0 | 0 | 0 | 0 | 0 | 0 | 0 | 0 | 0 | 0 | 0 | 0 | 0 | Normal | 0 | 0 | 0 | 0
Unit Heater_Existing_ | Commercial | Education | Existing | Space Heating | Natural Gas | Unit Heater | E6 |  | 0 | 0 | 0 | 0 | 0 | 0 | 0 | 0 | 0 | 0 | 0 | 0 | 0 | 0 | 0 | 0 | 0 | Normal | 0 | 0 | 0 | 0
Unit Heater_Existing_ | Commercial | Education | Existing | Space Heating | Natural Gas | Unit Heater | E7 |  | 0 | 0 | 0 | 0 | 0 | 0 | 0 | 0 | 0 | 0 | 0 | 0 | 0 | 0 | 0 | 0 | 0 | Normal | 0 | 0 | 0 | 0
Unit Heater_Existing_ | Commercial | Education | Existing | Space Heating | Natural Gas | Unit Heater | E8 |  | 0 | 0 | 0 | 0 | 0 | 0 | 0 | 0 | 0 | 0 | 0 | 0 | 0 | 0 | 0 | 0 | 0 | Normal | 0 | 0 | 0 | 0
Unit Heater_Existing_ | Commercial | Education | Existing | Space Heating | Natural Gas | Unit Heater | E9 |  | 0 | 0 | 0 | 0 | 0 | 0 | 0 | 0 | 0 | 0 | 0 | 0 | 0 | 0 | 0 | 0 | 0 | Normal | 0 | 0 | 0 | 0
Unit Heater_Existing_ | Commercial | Education | Existing | Space Heating | Natural Gas | Unit Heater | E10 |  | 0 | 0 | 0 | 0 | 0 | 0 | 0 | 0 | 0 | 0 | 0 | 0 | 0 | 0 | 0 | 0 | 0 | Normal | 0 | 0 | 0 | 0
Water Heater_Existing_TE 80% | Commercial | Education | Existing | Water Heating | Natural Gas | Water Heater | E1 | TE 80% | 1 | 0 | 0 | 0.017996 | 0 | 0.00079748 | 0.018793 | 0 | 8 | 12 | 10 | 2023 | 2050 | 1 | 0 | 0 | 0 | Normal | 0 | 0.028537 | 0 | 0 |  | 200 kBtu/hr | 200 | 0 | 0.00053491 |  | 544 | 6113.5678 | 0 | 311.5578 |  | 2022 | 0.95704
Water Heater_Existing_TE 94% (ENERGY STAR 2.0) | Commercial | Education | Existing | Water Heating | Natural Gas | Water Heater | E2 | TE 94% (ENERGY STAR 2.0) | 0.8511 | 0 | 0 | 0.022237 | 0 | 0.00082063 | 0.023057 | 0 | 8 | 12 | 10 | 2023 | 2050 | 1 | 0 | 0 | 0 | Normal | 0 | 0.024288 | 0 | 0 |  | 200 kBtu/hr | 200 | 0 | 0.00053491 |  | 463 | 7554.1856 | 0 | 320.603 |  | 2022 | 0.95704
Water Heater_Existing_TE 96% (Instantaneous) | Commercial | Education | Existing | Water Heating | Natural Gas | Water Heater | E3 | TE 96% (Instantaneous) | 0.83272 | 0 | 0 | 0.031787 | 0 | 0.0014222 | 0.033209 | 0 | 13 | 21 | 17 | 2023 | 2050 | 1 | 0 | 0 | 0 | Normal | 0 | 0.023763 | 0 | 0 |  | 200 kBtu/hr | 200 | 0 | 0.00053491 |  | 453 | 10798.4962 | 0 | 555.6391 |  | 2022 | 0.95704
Water Heater_Existing_ | Commercial | Education | Existing | Water Heating | Natural Gas | Water Heater | E4 |  | 0 | 0 | 0 | 0 | 0 | 0 | 0 | 0 | 0 | 0 | 0 | 0 | 0 | 0 | 0 | 0 | 0 | Normal | 0 | 0 | 0 | 0
Water Heater_Existing_ | Commercial | Education | Existing | Water Heating | Natural Gas | Water Heater | E5 |  | 0 | 0 | 0 | 0 | 0 | 0 | 0 | 0 | 0 | 0 | 0 | 0 | 0 | 0 | 0 | 0 | 0 | Normal | 0 | 0 | 0 | 0
Water Heater_Existing_ | Commercial | Education | Existing | Water Heating | Natural Gas | Water Heater | E6 |  | 0 | 0 | 0 | 0 | 0 | 0 | 0 | 0 | 0 | 0 | 0 | 0 | 0 | 0 | 0 | 0 | 0 | Normal | 0 | 0 | 0 | 0
Water Heater_Existing_ | Commercial | Education | Existing | Water Heating | Natural Gas | Water Heater | E7 |  | 0 | 0 | 0 | 0 | 0 | 0 | 0 | 0 | 0 | 0 | 0 | 0 | 0 | 0 | 0 | 0 | 0 | Normal | 0 | 0 | 0 | 0
Water Heater_Existing_ | Commercial | Education | Existing | Water Heating | Natural Gas | Water Heater | E8 |  | 0 | 0 | 0 | 0 | 0 | 0 | 0 | 0 | 0 | 0 | 0 | 0 | 0 | 0 | 0 | 0 | 0 | Normal | 0 | 0 | 0 | 0
Water Heater_Existing_ | Commercial | Education | Existing | Water Heating | Natural Gas | Water Heater | E9 |  | 0 | 0 | 0 | 0 | 0 | 0 | 0 | 0 | 0 | 0 | 0 | 0 | 0 | 0 | 0 | 0 | 0 | Normal | 0 | 0 | 0 | 0
Water Heater_Existing_ | Commercial | Education | Existing | Water Heating | Natural Gas | Water Heater | E10 |  | 0 | 0 | 0 | 0 | 0 | 0 | 0 | 0 | 0 | 0 | 0 | 0 | 0 | 0 | 0 | 0 | 0 | Normal | 0 | 0 | 0 | 0
Oven_Existing_Standard | Commercial | Education | Existing | Food Preparation | Natural Gas | Oven | E1 | Standard | 1 | 0 | 0 | 0.46132 | 0 | 0 | 0.46132 | 0 | 9 | 15 | 12 | 2023 | 2050 | 1 | 0 | 0 | 0 | Normal | 0 | 0.022082 | 0 | 0 |  | 1 units | 1 | 0 | 1.8462e-05 |  | 1196.0712 | 20292 | 0 | 0 |  | 2016 | 1.0708
Oven_Existing_ENERGY STAR (3.0) | Commercial | Education | Existing | Food Preparation | Natural Gas | Oven | E2 | ENERGY STAR (3.0) | 0.5676 | 0 | 0 | 0.55719 | 0 | 0 | 0.55719 | 0 | 9 | 15 | 12 | 2023 | 2050 | 1 | 0 | 0 | 0 | Normal | 0 | 0.012534 | 0 | 0 |  | 1 units | 1 | 0 | 1.8462e-05 |  | 678.8891 | 24509 | 0 | 0 |  | 2016 | 1.0708
Oven_Existing_ | Commercial | Education | Existing | Food Preparation | Natural Gas | Oven | E3 |  | 0 | 0 | 0 | 0 | 0 | 0 | 0 | 0 | 0 | 0 | 0 | 0 | 0 | 0 | 0 | 0 | 0 | Normal | 0 | 0 | 0 | 0
Oven_Existing_ | Commercial | Education | Existing | Food Preparation | Natural Gas | Oven | E4 |  | 0 | 0 | 0 | 0 | 0 | 0 | 0 | 0 | 0 | 0 | 0 | 0 | 0 | 0 | 0 | 0 | 0 | Normal | 0 | 0 | 0 | 0
Oven_Existing_ | Commercial | Education | Existing | Food Preparation | Natural Gas | Oven | E5 |  | 0 | 0 | 0 | 0 | 0 | 0 | 0 | 0 | 0 | 0 | 0 | 0 | 0 | 0 | 0 | 0 | 0 | Normal | 0 | 0 | 0 | 0
Oven_Existing_ | Commercial | Education | Existing | Food Preparation | Natural Gas | Oven | E6 |  | 0 | 0 | 0 | 0 | 0 | 0 | 0 | 0 | 0 | 0 | 0 | 0 | 0 | 0 | 0 | 0 | 0 | Normal | 0 | 0 | 0 | 0
Oven_Existing_ | Commercial | Education | Existing | Food Preparation | Natural Gas | Oven | E7 |  | 0 | 0 | 0 | 0 | 0 | 0 | 0 | 0 | 0 | 0 | 0 | 0 | 0 | 0 | 0 | 0 | 0 | Normal | 0 | 0 | 0 | 0
Oven_Existing_ | Commercial | Education | Existing | Food Preparation | Natural Gas | Oven | E8 |  | 0 | 0 | 0 | 0 | 0 | 0 | 0 | 0 | 0 | 0 | 0 | 0 | 0 | 0 | 0 | 0 | 0 | Normal | 0 | 0 | 0 | 0
Oven_Existing_ | Commercial | Education | Existing | Food Preparation | Natural Gas | Oven | E9 |  | 0 | 0 | 0 | 0 | 0 | 0 | 0 | 0 | 0 | 0 | 0 | 0 | 0 | 0 | 0 | 0 | 0 | Normal | 0 | 0 | 0 | 0
Oven_Existing_ | Commercial | Education | Existing | Food Preparation | Natural Gas | Oven | E10 |  | 0 | 0 | 0 | 0 | 0 | 0 | 0 | 0 | 0 | 0 | 0 | 0 | 0 | 0 | 0 | 0 | 0 | Normal | 0 | 0 | 0 | 0
Conveyor Oven_Existing_Standard | Commercial | Education | Existing | Food Preparation | Natural Gas | Conveyor Oven | E1 | Standard | 1 | 0 | 0 | 0.22963 | 0 | 0 | 0.22963 | 0 | 9 | 15 | 12 | 2023 | 2050 | 1 | 0 | 0 | 0 | Normal | 0 | 0.019166 | 0 | 0 |  | 1 units | 1 | 0 | 8.2971e-06 |  | 2310 | 27984.53 | 0 | 0 |  | 2024 | 0.85998
Conveyor Oven_Existing_Efficient (>42% Baking Efficiency) | Commercial | Education | Existing | Food Preparation | Natural Gas | Conveyor Oven | E2 | Efficient (>42% Baking Efficiency) | 0.78355 | 0 | 0 | 0.24674 | 0 | 0 | 0.24674 | 0 | 9 | 15 | 12 | 2023 | 2050 | 1 | 0 | 0 | 0 | Normal | 0 | 0.015018 | 0 | 0 |  | 1 units | 1 | 0 | 8.2971e-06 |  | 1810 | 30069.91 | 0 | 0 |  | 2024 | 0.85998
Conveyor Oven_Existing_ | Commercial | Education | Existing | Food Preparation | Natural Gas | Conveyor Oven | E3 |  | 0 | 0 | 0 | 0 | 0 | 0 | 0 | 0 | 0 | 0 | 0 | 0 | 0 | 0 | 0 | 0 | 0 | Normal | 0 | 0 | 0 | 0
Conveyor Oven_Existing_ | Commercial | Education | Existing | Food Preparation | Natural Gas | Conveyor Oven | E4 |  | 0 | 0 | 0 | 0 | 0 | 0 | 0 | 0 | 0 | 0 | 0 | 0 | 0 | 0 | 0 | 0 | 0 | Normal | 0 | 0 | 0 | 0
Conveyor Oven_Existing_ | Commercial | Education | Existing | Food Preparation | Natural Gas | Conveyor Oven | E5 |  | 0 | 0 | 0 | 0 | 0 | 0 | 0 | 0 | 0 | 0 | 0 | 0 | 0 | 0 | 0 | 0 | 0 | Normal | 0 | 0 | 0 | 0
Conveyor Oven_Existing_ | Commercial | Education | Existing | Food Preparation | Natural Gas | Conveyor Oven | E6 |  | 0 | 0 | 0 | 0 | 0 | 0 | 0 | 0 | 0 | 0 | 0 | 0 | 0 | 0 | 0 | 0 | 0 | Normal | 0 | 0 | 0 | 0
Conveyor Oven_Existing_ | Commercial | Education | Existing | Food Preparation | Natural Gas | Conveyor Oven | E7 |  | 0 | 0 | 0 | 0 | 0 | 0 | 0 | 0 | 0 | 0 | 0 | 0 | 0 | 0 | 0 | 0 | 0 | Normal | 0 | 0 | 0 | 0
Conveyor Oven_Existing_ | Commercial | Education | Existing | Food Preparation | Natural Gas | Conveyor Oven | E8 |  | 0 | 0 | 0 | 0 | 0 | 0 | 0 | 0 | 0 | 0 | 0 | 0 | 0 | 0 | 0 | 0 | 0 | Normal | 0 | 0 | 0 | 0
Conveyor Oven_Existing_ | Commercial | Education | Existing | Food Preparation | Natural Gas | Conveyor Oven | E9 |  | 0 | 0 | 0 | 0 | 0 | 0 | 0 | 0 | 0 | 0 | 0 | 0 | 0 | 0 | 0 | 0 | 0 | Normal | 0 | 0 | 0 | 0
Conveyor Oven_Existing_ | Commercial | Education | Existing | Food Preparation | Natural Gas | Conveyor Oven | E10 |  | 0 | 0 | 0 | 0 | 0 | 0 | 0 | 0 | 0 | 0 | 0 | 0 | 0 | 0 | 0 | 0 | 0 | Normal | 0 | 0 | 0 | 0
Rack Oven_Existing_Standard | Commercial | Education | Existing | Food Preparation | Natural Gas | Rack Oven | E1 | Standard | 1 | 0 | 0 | 0.15364 | 0 | 0 | 0.15364 | 0 | 10 | 17 | 13.5 | 2023 | 2050 | 1 | 0 | 0 | 0 | Normal | 0 | 0.018447 | 0 | 0 |  | 1 units | 1 | 0 | 8.2916e-06 |  | 2224.7707 | 18736.2411 | 0 | 0 |  | 2024 | 0.85998
Rack Oven_Existing_ENERGY STAR (3.0) | Commercial | Education | Existing | Food Preparation | Natural Gas | Rack Oven | E2 | ENERGY STAR (3.0) | 0.84734 | 0 | 0 | 0.16634 | 0 | 0 | 0.16634 | 0 | 10 | 17 | 13.5 | 2023 | 2050 | 1 | 0 | 0 | 0 | Normal | 0 | 0.015631 | 0 | 0 |  | 1 units | 1 | 0 | 8.2916e-06 |  | 1885.1273 | 20284.2411 | 0 | 0 |  | 2024 | 0.85998
Rack Oven_Existing_ | Commercial | Education | Existing | Food Preparation | Natural Gas | Rack Oven | E3 |  | 0 | 0 | 0 | 0 | 0 | 0 | 0 | 0 | 0 | 0 | 0 | 0 | 0 | 0 | 0 | 0 | 0 | Normal | 0 | 0 | 0 | 0
Rack Oven_Existing_ | Commercial | Education | Existing | Food Preparation | Natural Gas | Rack Oven | E4 |  | 0 | 0 | 0 | 0 | 0 | 0 | 0 | 0 | 0 | 0 | 0 | 0 | 0 | 0 | 0 | 0 | 0 | Normal | 0 | 0 | 0 | 0
Rack Oven_Existing_ | Commercial | Education | Existing | Food Preparation | Natural Gas | Rack Oven | E5 |  | 0 | 0 | 0 | 0 | 0 | 0 | 0 | 0 | 0 | 0 | 0 | 0 | 0 | 0 | 0 | 0 | 0 | Normal | 0 | 0 | 0 | 0
Rack Oven_Existing_ | Commercial | Education | Existing | Food Preparation | Natural Gas | Rack Oven | E6 |  | 0 | 0 | 0 | 0 | 0 | 0 | 0 | 0 | 0 | 0 | 0 | 0 | 0 | 0 | 0 | 0 | 0 | Normal | 0 | 0 | 0 | 0
Rack Oven_Existing_ | Commercial | Education | Existing | Food Preparation | Natural Gas | Rack Oven | E7 |  | 0 | 0 | 0 | 0 | 0 | 0 | 0 | 0 | 0 | 0 | 0 | 0 | 0 | 0 | 0 | 0 | 0 | Normal | 0 | 0 | 0 | 0
Rack Oven_Existing_ | Commercial | Education | Existing | Food Preparation | Natural Gas | Rack Oven | E8 |  | 0 | 0 | 0 | 0 | 0 | 0 | 0 | 0 | 0 | 0 | 0 | 0 | 0 | 0 | 0 | 0 | 0 | Normal | 0 | 0 | 0 | 0
Rack Oven_Existing_ | Commercial | Education | Existing | Food Preparation | Natural Gas | Rack Oven | E9 |  | 0 | 0 | 0 | 0 | 0 | 0 | 0 | 0 | 0 | 0 | 0 | 0 | 0 | 0 | 0 | 0 | 0 | Normal | 0 | 0 | 0 | 0
Rack Oven_Existing_ | Commercial | Education | Existing | Food Preparation | Natural Gas | Rack Oven | E10 |  | 0 | 0 | 0 | 0 | 0 | 0 | 0 | 0 | 0 | 0 | 0 | 0 | 0 | 0 | 0 | 0 | 0 | Normal | 0 | 0 | 0 | 0
Fryer_Existing_Standard | Commercial | Education | Existing | Food Preparation | Natural Gas | Fryer | E1 | Standard | 1 | 0 | 0 | 0.061251 | 0 | 0 | 0.061251 | 0 | 8 | 14 | 11 | 2023 | 2021 | 1 | 0 | 0 | 0 | Normal | 0 | 0.017499 | 0 | 0 |  | 1 units | 1 | 0 | 2.2973e-05 |  | 761.7258 | 2695.9053 | 0 | 0 |  | 2024 | 0.85998
Fryer_Existing_ENERGY STAR (3.0) | Commercial | Education | Existing | Food Preparation | Natural Gas | Fryer | E2 | ENERGY STAR (3.0) | 0.74928 | 0 | 0 | 0.28505 | 0 | 0 | 0.28505 | 0 | 8 | 14 | 11 | 2023 | 2050 | 1 | 0 | 0 | 0 | Normal | 0 | 0.013112 | 0 | 0 |  | 1 units | 1 | 0 | 2.2973e-05 |  | 570.7473 | 12546.0625 | 0 | 0 |  | 2024 | 0.85998
Fryer_Existing_ | Commercial | Education | Existing | Food Preparation | Natural Gas | Fryer | E3 |  | 0 | 0 | 0 | 0 | 0 | 0 | 0 | 0 | 0 | 0 | 0 | 0 | 0 | 0 | 0 | 0 | 0 | Normal | 0 | 0 | 0 | 0
Fryer_Existing_ | Commercial | Education | Existing | Food Preparation | Natural Gas | Fryer | E4 |  | 0 | 0 | 0 | 0 | 0 | 0 | 0 | 0 | 0 | 0 | 0 | 0 | 0 | 0 | 0 | 0 | 0 | Normal | 0 | 0 | 0 | 0
Fryer_Existing_ | Commercial | Education | Existing | Food Preparation | Natural Gas | Fryer | E5 |  | 0 | 0 | 0 | 0 | 0 | 0 | 0 | 0 | 0 | 0 | 0 | 0 | 0 | 0 | 0 | 0 | 0 | Normal | 0 | 0 | 0 | 0
Fryer_Existing_ | Commercial | Education | Existing | Food Preparation | Natural Gas | Fryer | E6 |  | 0 | 0 | 0 | 0 | 0 | 0 | 0 | 0 | 0 | 0 | 0 | 0 | 0 | 0 | 0 | 0 | 0 | Normal | 0 | 0 | 0 | 0
Fryer_Existing_ | Commercial | Education | Existing | Food Preparation | Natural Gas | Fryer | E7 |  | 0 | 0 | 0 | 0 | 0 | 0 | 0 | 0 | 0 | 0 | 0 | 0 | 0 | 0 | 0 | 0 | 0 | Normal | 0 | 0 | 0 | 0
Fryer_Existing_ | Commercial | Education | Existing | Food Preparation | Natural Gas | Fryer | E8 |  | 0 | 0 | 0 | 0 | 0 | 0 | 0 | 0 | 0 | 0 | 0 | 0 | 0 | 0 | 0 | 0 | 0 | Normal | 0 | 0 | 0 | 0
Fryer_Existing_ | Commercial | Education | Existing | Food Preparation | Natural Gas | Fryer | E9 |  | 0 | 0 | 0 | 0 | 0 | 0 | 0 | 0 | 0 | 0 | 0 | 0 | 0 | 0 | 0 | 0 | 0 | Normal | 0 | 0 | 0 | 0
Fryer_Existing_ | Commercial | Education | Existing | Food Preparation | Natural Gas | Fryer | E10 |  | 0 | 0 | 0 | 0 | 0 | 0 | 0 | 0 | 0 | 0 | 0 | 0 | 0 | 0 | 0 | 0 | 0 | Normal | 0 | 0 | 0 | 0
Broiler_Existing_Typical | Commercial | Education | Existing | Food Preparation | Natural Gas | Broiler | E1 | Typical | 1 | 0 | 0 | 0.059613 | 0 | 0 | 0.059613 | 0 | 9 | 15 | 12 | 2023 | 2050 | 0.5 | 0 | 0 | 0 | Normal | 0 | 0.014012 | 0 | 0 |  | 1 units | 1 | 0 | 1.2362e-05 |  | 1133.496 | 4687.5 | 0 | 0 |  | 2023 | 0.89459
Broiler_Existing_Infrared Burners | Commercial | Education | Existing | Food Preparation | Natural Gas | Broiler | E2 | Infrared Burners | 0.63295 | 0 | 0 | 0.08314 | 0 | 0 | 0.08314 | 0 | 9 | 15 | 12 | 2023 | 2050 | 0.5 | 0 | 0 | 0 | Normal | 0 | 0.0088688 | 0 | 0 |  | 1 units | 1 | 0 | 1.2362e-05 |  | 717.444 | 6537.5 | 0 | 0 |  | 2023 | 0.89459
Broiler_Existing_ | Commercial | Education | Existing | Food Preparation | Natural Gas | Broiler | E3 |  | 0 | 0 | 0 | 0 | 0 | 0 | 0 | 0 | 0 | 0 | 0 | 0 | 0 | 0 | 0 | 0 | 0 | Normal | 0 | 0 | 0 | 0
Broiler_Existing_ | Commercial | Education | Existing | Food Preparation | Natural Gas | Broiler | E4 |  | 0 | 0 | 0 | 0 | 0 | 0 | 0 | 0 | 0 | 0 | 0 | 0 | 0 | 0 | 0 | 0 | 0 | Normal | 0 | 0 | 0 | 0
Broiler_Existing_ | Commercial | Education | Existing | Food Preparation | Natural Gas | Broiler | E5 |  | 0 | 0 | 0 | 0 | 0 | 0 | 0 | 0 | 0 | 0 | 0 | 0 | 0 | 0 | 0 | 0 | 0 | Normal | 0 | 0 | 0 | 0
Broiler_Existing_ | Commercial | Education | Existing | Food Preparation | Natural Gas | Broiler | E6 |  | 0 | 0 | 0 | 0 | 0 | 0 | 0 | 0 | 0 | 0 | 0 | 0 | 0 | 0 | 0 | 0 | 0 | Normal | 0 | 0 | 0 | 0
Broiler_Existing_ | Commercial | Education | Existing | Food Preparation | Natural Gas | Broiler | E7 |  | 0 | 0 | 0 | 0 | 0 | 0 | 0 | 0 | 0 | 0 | 0 | 0 | 0 | 0 | 0 | 0 | 0 | Normal | 0 | 0 | 0 | 0
Broiler_Existing_ | Commercial | Education | Existing | Food Preparation | Natural Gas | Broiler | E8 |  | 0 | 0 | 0 | 0 | 0 | 0 | 0 | 0 | 0 | 0 | 0 | 0 | 0 | 0 | 0 | 0 | 0 | Normal | 0 | 0 | 0 | 0
Broiler_Existing_ | Commercial | Education | Existing | Food Preparation | Natural Gas | Broiler | E9 |  | 0 | 0 | 0 | 0 | 0 | 0 | 0 | 0 | 0 | 0 | 0 | 0 | 0 | 0 | 0 | 0 | 0 | Normal | 0 | 0 | 0 | 0
Broiler_Existing_ | Commercial | Education | Existing | Food Preparation | Natural Gas | Broiler | E10 |  | 0 | 0 | 0 | 0 | 0 | 0 | 0 | 0 | 0 | 0 | 0 | 0 | 0 | 0 | 0 | 0 | 0 | Normal | 0 | 0 | 0 | 0
Griddle_Existing_ | Commercial | Office | Existing | Food Preparation | Natural Gas | Griddle | E9 |  | 0 | 0 | 0 | 0 | 0 | 0 | 0 | 0 | 0 | 0 | 0 | 0 | 0 | 0 | 0 | 0 | 0 | Normal | 0 | 0 | 0 | 0
Griddle_Existing_ | Commercial | Office | Existing | Food Preparation | Natural Gas | Griddle | E10 |  | 0 | 0 | 0 | 0 | 0 | 0 | 0 | 0 | 0 | 0 | 0 | 0 | 0 | 0 | 0 | 0 | 0 | Normal | 0 | 0 | 0 | 0
Griddle_Existing_ | Commercial | Restaurant | Existing | Food Preparation | Natural Gas | Griddle | E4 |  | 0 | 0 | 0 | 0 | 0 | 0 | 0 | 0 | 0 | 0 | 0 | 0 | 0 | 0 | 0 | 0 | 0 | Normal | 0 | 0 | 0 | 0
Griddle_Existing_ | Commercial | Restaurant | Existing | Food Preparation | Natural Gas | Griddle | E5 |  | 0 | 0 | 0 | 0 | 0 | 0 | 0 | 0 | 0 | 0 | 0 | 0 | 0 | 0 | 0 | 0 | 0 | Normal | 0 | 0 | 0 | 0
Griddle_Existing_ | Commercial | Restaurant | Existing | Food Preparation | Natural Gas | Griddle | E6 |  | 0 | 0 | 0 | 0 | 0 | 0 | 0 | 0 | 0 | 0 | 0 | 0 | 0 | 0 | 0 | 0 | 0 | Normal | 0 | 0 | 0 | 0
Griddle_Existing_ | Commercial | Restaurant | Existing | Food Preparation | Natural Gas | Griddle | E7 |  | 0 | 0 | 0 | 0 | 0 | 0 | 0 | 0 | 0 | 0 | 0 | 0 | 0 | 0 | 0 | 0 | 0 | Normal | 0 | 0 | 0 | 0
Griddle_Existing_ | Commercial | Restaurant | Existing | Food Preparation | Natural Gas | Griddle | E8 |  | 0 | 0 | 0 | 0 | 0 | 0 | 0 | 0 | 0 | 0 | 0 | 0 | 0 | 0 | 0 | 0 | 0 | Normal | 0 | 0 | 0 | 0
Griddle_Existing_ | Commercial | Restaurant | Existing | Food Preparation | Natural Gas | Griddle | E9 |  | 0 | 0 | 0 | 0 | 0 | 0 | 0 | 0 | 0 | 0 | 0 | 0 | 0 | 0 | 0 | 0 | 0 | Normal | 0 | 0 | 0 | 0
Griddle_Existing_ | Commercial | Restaurant | Existing | Food Preparation | Natural Gas | Griddle | E10 |  | 0 | 0 | 0 | 0 | 0 | 0 | 0 | 0 | 0 | 0 | 0 | 0 | 0 | 0 | 0 | 0 | 0 | Normal | 0 | 0 | 0 | 0
Griddle_Existing_ | Commercial | Retail | Existing | Food Preparation | Natural Gas | Griddle | E4 |  | 0 | 0 | 0 | 0 | 0 | 0 | 0 | 0 | 0 | 0 | 0 | 0 | 0 | 0 | 0 | 0 | 0 | Normal | 0 | 0 | 0 | 0
Range_Existing_Typical | Commercial | Education | Existing | Food Preparation | Natural Gas | Range | E1 | Typical | 1 | 0 | 0 | 0.031126 | 0 | 0 | 0.031126 | 0 | 9 | 15 | 12 | 2023 | 2050 | 1 | 0 | 0 | 0 | Normal | 0 | 0.012267 | 0 | 0 |  | 1 units | 1 | 0 | 1.4808e-05 |  | 857.4828 | 2043.1823 | 0 | 0 |  | 2023 | 0.89459
Range_Existing_High Efficiency | Commercial | Education | Existing | Food Preparation | Natural Gas | Range | E2 | High Efficiency | 0.75981 | 0 | 0 | 0.038895 | 0 | 0 | 0.038895 | 0 | 9 | 15 | 12 | 2023 | 2050 | 1 | 0 | 0 | 0 | Normal | 0 | 0.0093205 | 0 | 0 |  | 1 units | 1 | 0 | 1.4808e-05 |  | 651.5262 | 2553.125 | 0 | 0 |  | 2023 | 0.89459
Range_Existing_ | Commercial | Education | Existing | Food Preparation | Natural Gas | Range | E3 |  | 0 | 0 | 0 | 0 | 0 | 0 | 0 | 0 | 0 | 0 | 0 | 0 | 0 | 0 | 0 | 0 | 0 | Normal | 0 | 0 | 0 | 0
Range_Existing_ | Commercial | Education | Existing | Food Preparation | Natural Gas | Range | E4 |  | 0 | 0 | 0 | 0 | 0 | 0 | 0 | 0 | 0 | 0 | 0 | 0 | 0 | 0 | 0 | 0 | 0 | Normal | 0 | 0 | 0 | 0
Range_Existing_ | Commercial | Education | Existing | Food Preparation | Natural Gas | Range | E5 |  | 0 | 0 | 0 | 0 | 0 | 0 | 0 | 0 | 0 | 0 | 0 | 0 | 0 | 0 | 0 | 0 | 0 | Normal | 0 | 0 | 0 | 0
Range_Existing_ | Commercial | Education | Existing | Food Preparation | Natural Gas | Range | E6 |  | 0 | 0 | 0 | 0 | 0 | 0 | 0 | 0 | 0 | 0 | 0 | 0 | 0 | 0 | 0 | 0 | 0 | Normal | 0 | 0 | 0 | 0
Range_Existing_ | Commercial | Education | Existing | Food Preparation | Natural Gas | Range | E7 |  | 0 | 0 | 0 | 0 | 0 | 0 | 0 | 0 | 0 | 0 | 0 | 0 | 0 | 0 | 0 | 0 | 0 | Normal | 0 | 0 | 0 | 0
Range_Existing_ | Commercial | Education | Existing | Food Preparation | Natural Gas | Range | E8 |  | 0 | 0 | 0 | 0 | 0 | 0 | 0 | 0 | 0 | 0 | 0 | 0 | 0 | 0 | 0 | 0 | 0 | Normal | 0 | 0 | 0 | 0
Range_Existing_ | Commercial | Education | Existing | Food Preparation | Natural Gas | Range | E9 |  | 0 | 0 | 0 | 0 | 0 | 0 | 0 | 0 | 0 | 0 | 0 | 0 | 0 | 0 | 0 | 0 | 0 | Normal | 0 | 0 | 0 | 0
Range_Existing_ | Commercial | Education | Existing | Food Preparation | Natural Gas | Range | E10 |  | 0 | 0 | 0 | 0 | 0 | 0 | 0 | 0 | 0 | 0 | 0 | 0 | 0 | 0 | 0 | 0 | 0 | Normal | 0 | 0 | 0 | 0
Steamer_Existing_Typical | Commercial | Education | Existing | Food Preparation | Natural Gas | Steamer | E1 | Typical | 1 | 0 | 0 | 0.86994 | 0 | 0 | 0.86994 | 0 | 9 | 15 | 12 | 2023 | 2021 | 1 | 0 | 0 | 0 | Normal | 0 | 0.030071 | 0 | 0 |  | 1 units | 1 | 0 | 4.5592e-05 |  | 659.5559 | 19293.381 | 0 | 0 |  | 2024 | 0.85998
Steamer_Existing_ENERGY STAR (1.2) | Commercial | Education | Existing | Food Preparation | Natural Gas | Steamer | E2 | ENERGY STAR (1.2) | 0.37076 | 0 | 0 | 0.77395 | 0 | -0.054451 | 0.7195 | 0 | 9 | 15 | 12 | 2023 | 2050 | 1 | 0 | 0 | 0 | Normal | 0 | 0.011149 | 0 | 0 |  | 1 units | 1 | 0 | 4.5592e-05 |  | 244.5384 | 17164.5079 | 0 | -1388.7391 |  | 2024 | 0.85998
Steamer_Existing_ | Commercial | Education | Existing | Food Preparation | Natural Gas | Steamer | E3 |  | 0 | 0 | 0 | 0 | 0 | 0 | 0 | 0 | 0 | 0 | 0 | 0 | 0 | 0 | 0 | 0 | 0 | Normal | 0 | 0 | 0 | 0
Steamer_Existing_ | Commercial | Education | Existing | Food Preparation | Natural Gas | Steamer | E4 |  | 0 | 0 | 0 | 0 | 0 | 0 | 0 | 0 | 0 | 0 | 0 | 0 | 0 | 0 | 0 | 0 | 0 | Normal | 0 | 0 | 0 | 0
Steamer_Existing_ | Commercial | Education | Existing | Food Preparation | Natural Gas | Steamer | E5 |  | 0 | 0 | 0 | 0 | 0 | 0 | 0 | 0 | 0 | 0 | 0 | 0 | 0 | 0 | 0 | 0 | 0 | Normal | 0 | 0 | 0 | 0
Steamer_Existing_ | Commercial | Education | Existing | Food Preparation | Natural Gas | Steamer | E6 |  | 0 | 0 | 0 | 0 | 0 | 0 | 0 | 0 | 0 | 0 | 0 | 0 | 0 | 0 | 0 | 0 | 0 | Normal | 0 | 0 | 0 | 0
Steamer_Existing_ | Commercial | Education | Existing | Food Preparation | Natural Gas | Steamer | E7 |  | 0 | 0 | 0 | 0 | 0 | 0 | 0 | 0 | 0 | 0 | 0 | 0 | 0 | 0 | 0 | 0 | 0 | Normal | 0 | 0 | 0 | 0
Steamer_Existing_ | Commercial | Education | Existing | Food Preparation | Natural Gas | Steamer | E8 |  | 0 | 0 | 0 | 0 | 0 | 0 | 0 | 0 | 0 | 0 | 0 | 0 | 0 | 0 | 0 | 0 | 0 | Normal | 0 | 0 | 0 | 0
Steamer_Existing_ | Commercial | Education | Existing | Food Preparation | Natural Gas | Steamer | E9 |  | 0 | 0 | 0 | 0 | 0 | 0 | 0 | 0 | 0 | 0 | 0 | 0 | 0 | 0 | 0 | 0 | 0 | Normal | 0 | 0 | 0 | 0
Steamer_Existing_ | Commercial | Education | Existing | Food Preparation | Natural Gas | Steamer | E10 |  | 0 | 0 | 0 | 0 | 0 | 0 | 0 | 0 | 0 | 0 | 0 | 0 | 0 | 0 | 0 | 0 | 0 | Normal | 0 | 0 | 0 | 0
Commercial Food Prep Other_Existing_Standard | Commercial | Education | Existing | Food Preparation | Natural Gas | Commercial Food Prep Other | E1 | Standard | 1 | 0 | 0 | 0.0041325 | 0 | 0 | 0.0041325 | 0 | 8 | 12 | 10 | 2023 | 2050 | 1 | 0 | 0 | 0 | Normal | 0 | 0.0043274 | 0 | 0 |  | 1 units | 1 | 0 | 3.0406e-06 |  | 1423.18 | 1000 | 0 | 0 |  | 2010 | 1.1818
Commercial Food Prep Other_Existing_Efficient | Commercial | Education | Existing | Food Preparation | Natural Gas | Commercial Food Prep Other | E2 | Efficient | 0.72179 | 0 | 0 | 0.0052195 | 0 | 0 | 0.0052195 | 0 | 8 | 12 | 10 | 2023 | 2050 | 1 | 0 | 0 | 0 | Normal | 0 | 0.0031235 | 0 | 0 |  | 1 units | 1 | 0 | 3.0406e-06 |  | 1027.2384 | 1263.0334 | 0 | 0 |  | 2010 | 1.1818
Commercial Food Prep Other_Existing_ | Commercial | Education | Existing | Food Preparation | Natural Gas | Commercial Food Prep Other | E3 |  | 0 | 0 | 0 | 0 | 0 | 0 | 0 | 0 | 0 | 0 | 0 | 0 | 0 | 0 | 0 | 0 | 0 | Normal | 0 | 0 | 0 | 0
Commercial Food Prep Other_Existing_ | Commercial | Education | Existing | Food Preparation | Natural Gas | Commercial Food Prep Other | E4 |  | 0 | 0 | 0 | 0 | 0 | 0 | 0 | 0 | 0 | 0 | 0 | 0 | 0 | 0 | 0 | 0 | 0 | Normal | 0 | 0 | 0 | 0
Commercial Food Prep Other_Existing_ | Commercial | Education | Existing | Food Preparation | Natural Gas | Commercial Food Prep Other | E5 |  | 0 | 0 | 0 | 0 | 0 | 0 | 0 | 0 | 0 | 0 | 0 | 0 | 0 | 0 | 0 | 0 | 0 | Normal | 0 | 0 | 0 | 0
Commercial Food Prep Other_Existing_ | Commercial | Education | Existing | Food Preparation | Natural Gas | Commercial Food Prep Other | E6 |  | 0 | 0 | 0 | 0 | 0 | 0 | 0 | 0 | 0 | 0 | 0 | 0 | 0 | 0 | 0 | 0 | 0 | Normal | 0 | 0 | 0 | 0
Commercial Food Prep Other_Existing_ | Commercial | Education | Existing | Food Preparation | Natural Gas | Commercial Food Prep Other | E7 |  | 0 | 0 | 0 | 0 | 0 | 0 | 0 | 0 | 0 | 0 | 0 | 0 | 0 | 0 | 0 | 0 | 0 | Normal | 0 | 0 | 0 | 0
Commercial Food Prep Other_Existing_ | Commercial | Education | Existing | Food Preparation | Natural Gas | Commercial Food Prep Other | E8 |  | 0 | 0 | 0 | 0 | 0 | 0 | 0 | 0 | 0 | 0 | 0 | 0 | 0 | 0 | 0 | 0 | 0 | Normal | 0 | 0 | 0 | 0
Commercial Food Prep Other_Existing_ | Commercial | Education | Existing | Food Preparation | Natural Gas | Commercial Food Prep Other | E9 |  | 0 | 0 | 0 | 0 | 0 | 0 | 0 | 0 | 0 | 0 | 0 | 0 | 0 | 0 | 0 | 0 | 0 | Normal | 0 | 0 | 0 | 0
Commercial Food Prep Other_Existing_ | Commercial | Education | Existing | Food Preparation | Natural Gas | Commercial Food Prep Other | E10 |  | 0 | 0 | 0 | 0 | 0 | 0 | 0 | 0 | 0 | 0 | 0 | 0 | 0 | 0 | 0 | 0 | 0 | Normal | 0 | 0 | 0 | 0
Pool Heater_Existing_TE 82% (Standard) | Commercial | Education | Existing | Miscellaneous | Natural Gas | Pool Heater | E1 | TE 82% (Standard) | 1 | 0 | 0 | 0.00086127 | 0.00031425 | 1.3055e-05 | 0.0011886 | 0 | 8 | 14 | 11 | 2023 | 2027 | 1 | 0 | 0 | 0 | Normal | 0 | 0.0014234 | 0 | 0 |  | 1 units | 1 | 0 | 1.2002e-07 |  | 11859 | 6239.8015 | 2618.1698 | 108.77 |  | 2021 | 1
Pool Heater_Existing_TE 84% (Standard 2028) | Commercial | Education | Existing | Miscellaneous | Natural Gas | Pool Heater | E2 | TE 84% (Standard 2028) | 0.97622 | 0 | 0 | 0.00094916 | 0.00031302 | 1.3137e-05 | 0.0012753 | 0 | 8 | 14 | 11 | 2023 | 2050 | 1 | 0 | 0 | 0 | Normal | 0 | 0.0013895 | 0 | 0 |  | 1 units | 1 | 0 | 1.2002e-07 |  | 11577 | 6876.516 | 2607.9824 | 109.45 |  | 2021 | 1
Pool Heater_Existing_TE 95% (Condensing) | Commercial | Education | Existing | Miscellaneous | Natural Gas | Pool Heater | E3 | TE 95% (Condensing) | 0.86323 | 0 | 0 | 0.0012409 | 0.0003439 | 1.4444e-05 | 0.0015993 | 0 | 8 | 14 | 11 | 2023 | 2050 | 1 | 0 | 0 | 0 | Normal | 0 | 0.0012287 | 0 | 0 |  | 1 units | 1 | 0 | 1.2002e-07 |  | 10237 | 8990.4079 | 2865.215 | 120.34 |  | 2021 | 1
Pool Heater_Existing_ | Commercial | Education | Existing | Miscellaneous | Natural Gas | Pool Heater | E4 |  | 0 | 0 | 0 | 0 | 0 | 0 | 0 | 0 | 0 | 0 | 0 | 0 | 0 | 0 | 0 | 0 | 0 | Normal | 0 | 0 | 0 | 0
Pool Heater_Existing_ | Commercial | Education | Existing | Miscellaneous | Natural Gas | Pool Heater | E5 |  | 0 | 0 | 0 | 0 | 0 | 0 | 0 | 0 | 0 | 0 | 0 | 0 | 0 | 0 | 0 | 0 | 0 | Normal | 0 | 0 | 0 | 0
Pool Heater_Existing_ | Commercial | Education | Existing | Miscellaneous | Natural Gas | Pool Heater | E6 |  | 0 | 0 | 0 | 0 | 0 | 0 | 0 | 0 | 0 | 0 | 0 | 0 | 0 | 0 | 0 | 0 | 0 | Normal | 0 | 0 | 0 | 0
Pool Heater_Existing_ | Commercial | Education | Existing | Miscellaneous | Natural Gas | Pool Heater | E7 |  | 0 | 0 | 0 | 0 | 0 | 0 | 0 | 0 | 0 | 0 | 0 | 0 | 0 | 0 | 0 | 0 | 0 | Normal | 0 | 0 | 0 | 0
Pool Heater_Existing_ | Commercial | Education | Existing | Miscellaneous | Natural Gas | Pool Heater | E8 |  | 0 | 0 | 0 | 0 | 0 | 0 | 0 | 0 | 0 | 0 | 0 | 0 | 0 | 0 | 0 | 0 | 0 | Normal | 0 | 0 | 0 | 0
Pool Heater_Existing_ | Commercial | Education | Existing | Miscellaneous | Natural Gas | Pool Heater | E9 |  | 0 | 0 | 0 | 0 | 0 | 0 | 0 | 0 | 0 | 0 | 0 | 0 | 0 | 0 | 0 | 0 | 0 | Normal | 0 | 0 | 0 | 0
Pool Heater_Existing_ | Commercial | Education | Existing | Miscellaneous | Natural Gas | Pool Heater | E10 |  | 0 | 0 | 0 | 0 | 0 | 0 | 0 | 0 | 0 | 0 | 0 | 0 | 0 | 0 | 0 | 0 | 0 | Normal | 0 | 0 | 0 | 0
Other Miscellaneous_Existing_Miscellaneous | Commercial | Education | Existing | Miscellaneous | Natural Gas | Other Miscellaneous | E1 | Miscellaneous | 1 | 0 | 0 | 8.4143e-07 | 0 | 0 | 8.4143e-07 | 0 | 2 | 8 | 5 | 2023 | 2050 | 1 | 0 | 0 | 0 | Normal | 0 | 7.2196e-07 | 0 | 0 |  | 1 units | 1 | 0 | 7.2196e-07 |  | 1 | 1 | 0 | 0 |  | 2020 | 1.0135
Other Miscellaneous_Existing_ | Commercial | Education | Existing | Miscellaneous | Natural Gas | Other Miscellaneous | E2 |  | 0 | 0 | 0 | 0 | 0 | 0 | 0 | 0 | 0 | 0 | 0 | 0 | 0 | 0 | 0 | 0 | 0 | Normal | 0 | 0 | 0 | 0
Other Miscellaneous_Existing_ | Commercial | Education | Existing | Miscellaneous | Natural Gas | Other Miscellaneous | E3 |  | 0 | 0 | 0 | 0 | 0 | 0 | 0 | 0 | 0 | 0 | 0 | 0 | 0 | 0 | 0 | 0 | 0 | Normal | 0 | 0 | 0 | 0
Other Miscellaneous_Existing_ | Commercial | Education | Existing | Miscellaneous | Natural Gas | Other Miscellaneous | E4 |  | 0 | 0 | 0 | 0 | 0 | 0 | 0 | 0 | 0 | 0 | 0 | 0 | 0 | 0 | 0 | 0 | 0 | Normal | 0 | 0 | 0 | 0
Other Miscellaneous_Existing_ | Commercial | Education | Existing | Miscellaneous | Natural Gas | Other Miscellaneous | E5 |  | 0 | 0 | 0 | 0 | 0 | 0 | 0 | 0 | 0 | 0 | 0 | 0 | 0 | 0 | 0 | 0 | 0 | Normal | 0 | 0 | 0 | 0
Other Miscellaneous_Existing_ | Commercial | Education | Existing | Miscellaneous | Natural Gas | Other Miscellaneous | E6 |  | 0 | 0 | 0 | 0 | 0 | 0 | 0 | 0 | 0 | 0 | 0 | 0 | 0 | 0 | 0 | 0 | 0 | Normal | 0 | 0 | 0 | 0
Other Miscellaneous_Existing_ | Commercial | Education | Existing | Miscellaneous | Natural Gas | Other Miscellaneous | E7 |  | 0 | 0 | 0 | 0 | 0 | 0 | 0 | 0 | 0 | 0 | 0 | 0 | 0 | 0 | 0 | 0 | 0 | Normal | 0 | 0 | 0 | 0
Other Miscellaneous_Existing_ | Commercial | Education | Existing | Miscellaneous | Natural Gas | Other Miscellaneous | E8 |  | 0 | 0 | 0 | 0 | 0 | 0 | 0 | 0 | 0 | 0 | 0 | 0 | 0 | 0 | 0 | 0 | 0 | Normal | 0 | 0 | 0 | 0
Other Miscellaneous_Existing_ | Commercial | Education | Existing | Miscellaneous | Natural Gas | Other Miscellaneous | E9 |  | 0 | 0 | 0 | 0 | 0 | 0 | 0 | 0 | 0 | 0 | 0 | 0 | 0 | 0 | 0 | 0 | 0 | Normal | 0 | 0 | 0 | 0
Other Miscellaneous_Existing_ | Commercial | Education | Existing | Miscellaneous | Natural Gas | Other Miscellaneous | E10 |  | 0 | 0 | 0 | 0 | 0 | 0 | 0 | 0 | 0 | 0 | 0 | 0 | 0 | 0 | 0 | 0 | 0 | Normal | 0 | 0 | 0 | 0
Furnace_New_TE 80% | Commercial | Education | New | Space Heating | Natural Gas | Furnace | E1 | TE 80% | 1 | 0 | 0 | 1.3422 | 1.2431 | 0 | 2.5853 | 0 | 17 | 29 | 23 | 2023 | 2022 | 1 | 0 | 0 | 0 | Normal | 0 | 0.064184 | 0 | 0 |  | 140 kBtu/hr | 140 | 0 | 0.0648 |  | 8742 | 2634.8 | 2806.1691 | 0 |  | 2022 | 0.95704
Furnace_New_TE 81% (2023 Standard) | Commercial | Education | New | Space Heating | Natural Gas | Furnace | E2 | TE 81% (2023 Standard) | 0.90002 | 0 | 0 | 1.3749 | 1.2525 | 0 | 2.6275 | 0 | 17 | 29 | 23 | 2023 | 2050 | 1 | 0 | 0 | 0 | Normal | 0 | 0.057767 | 0 | 0 |  | 140 kBtu/hr | 140 | 0 | 0.0648 |  | 7868 | 2699.0634 | 2827.5902 | 0 |  | 2022 | 0.95704
Furnace_New_TE 90% | Commercial | Education | New | Space Heating | Natural Gas | Furnace | E3 | TE 90% | 0.84374 | 0 | 0 | 2.2028 | 1.2525 | 0 | 3.4553 | 0 | 17 | 29 | 23 | 2023 | 2050 | 1 | 0 | 0 | 0 | Normal | 0 | 0.054155 | 0 | 0 |  | 140 kBtu/hr | 140 | 0 | 0.0648 |  | 7376 | 4324.0866 | 2827.5902 | 0 |  | 2022 | 0.95704
Furnace_New_TE 96% | Commercial | Education | New | Space Heating | Natural Gas | Furnace | E4 | TE 96% | 0.79101 | 0 | 0 | 3.5442 | 1.7201 | 0 | 5.2643 | 0 | 17 | 29 | 23 | 2023 | 2050 | 1 | 0 | 0 | 0 | Normal | 0 | 0.05077 | 0 | 0 |  | 140 kBtu/hr | 140 | 0 | 0.0648 |  | 6915 | 6957.4606 | 3883.0501 | 0 |  | 2022 | 0.95704
Furnace_New_Dual-Fuel Heat Pump - TE 81% | Commercial | Education | New | Space Heating | Natural Gas | Furnace | E5 | Dual-Fuel Heat Pump - TE 81% | 0.28476 | 0 | 0 | 8.4026 | 1.2525 | 0.2623 | 9.9175 | 0 | 16 | 26 | 21 | 2023 | 2050 | 1 | 0 | 0 | 0 | Normal | 0 | 0.018277 | 0 | 0 |  | 140 kBtu/hr | 140 | 0 | 0.0648 |  | 2489.4 | 16494.619 | 2827.5902 | 0 |  | 2022 | 0.95704
Furnace_New_Dual-Fuel Heat Pump - TE 96% | Commercial | Education | New | Space Heating | Natural Gas | Furnace | E6 | Dual-Fuel Heat Pump - TE 96% | 0.094921 | 0 | 0 | 10.5719 | 1.7201 | 0.2623 | 12.5543 | 0 | 16 | 26 | 21 | 2023 | 2050 | 1 | 0 | 0 | 0 | Normal | 0 | 0.0060925 | 0 | 0 |  | 140 kBtu/hr | 140 | 0 | 0.0648 |  | 829.8 | 20753.0162 | 3883.0501 | 0 |  | 2022 | 0.95704
Furnace_New_ | Commercial | Education | New | Space Heating | Natural Gas | Furnace | E7 |  | 0 | 0 | 0 | 0 | 0 | 0 | 0 | 0 | 0 | 0 | 0 | 0 | 0 | 0 | 0 | 0 | 0 | Normal | 0 | 0 | 0 | 0
Furnace_New_ | Commercial | Education | New | Space Heating | Natural Gas | Furnace | E8 |  | 0 | 0 | 0 | 0 | 0 | 0 | 0 | 0 | 0 | 0 | 0 | 0 | 0 | 0 | 0 | 0 | 0 | Normal | 0 | 0 | 0 | 0
Furnace_New_ | Commercial | Education | New | Space Heating | Natural Gas | Furnace | E9 |  | 0 | 0 | 0 | 0 | 0 | 0 | 0 | 0 | 0 | 0 | 0 | 0 | 0 | 0 | 0 | 0 | 0 | Normal | 0 | 0 | 0 | 0
Furnace_New_ | Commercial | Education | New | Space Heating | Natural Gas | Furnace | E10 |  | 0 | 0 | 0 | 0 | 0 | 0 | 0 | 0 | 0 | 0 | 0 | 0 | 0 | 0 | 0 | 0 | 0 | Normal | 0 | 0 | 0 | 0
Boiler_New_TE 80% | Commercial | Education | New | Space Heating | Natural Gas | Boiler | E1 | TE 80% | 1 | 0 | 0 | 2.2179 | 1.1081 | 0 | 3.326 | 0 | 19 | 31 | 25 | 2023 | 2023 | 1 | 0 | 0 | 0 | Normal | 0 | 0.15418 | 0 | 0 |  | 514 kBtu/hr | 514 | 0 | 0.0648 |  | 13294 | 14115.0337 | 8110 | 0 |  | 2015 | 1.0838
Boiler_New_TE 84% | Commercial | Education | New | Space Heating | Natural Gas | Boiler | E2 | TE 84% | 0.95238 | 0 | 0 | 2.8042 | 1.1081 | 0 | 3.9122 | 0 | 19 | 31 | 25 | 2023 | 2023 | 1 | 0 | 0 | 0 | Normal | 0 | 0.14684 | 0 | 0 |  | 514 kBtu/hr | 514 | 0 | 0.0648 |  | 12661 | 17846.3457 | 8110 | 0 |  | 2015 | 1.0838
Boiler_New_TE 90% (2024 WA Standard) | Commercial | Education | New | Space Heating | Natural Gas | Boiler | E3 | TE 90% (2024 WA Standard) | 0.8889 | 0 | 0 | 3.6339 | 1.2468 | 0 | 4.8808 | 0 | 19 | 31 | 25 | 2023 | 2050 | 1 | 0 | 0 | 0 | Normal | 0 | 0.13705 | 0 | 0 |  | 514 kBtu/hr | 514 | 0 | 0.0648 |  | 11817 | 23127.2898 | 9125.5667 | 0 |  | 2015 | 1.0838
Boiler_New_TE 94% (ENERGY STAR 1.0) | Commercial | Education | New | Space Heating | Natural Gas | Boiler | E4 | TE 94% (ENERGY STAR 1.0) | 0.85106 | 0 | 0 | 4.2095 | 1.2468 | 0 | 5.4564 | 0 | 19 | 31 | 25 | 2023 | 2050 | 1 | 0 | 0 | 0 | Normal | 0 | 0.13122 | 0 | 0 |  | 514 kBtu/hr | 514 | 0 | 0.0648 |  | 11314 | 26790.429 | 9125.5667 | 0 |  | 2015 | 1.0838
Boiler_New_TE 98% | Commercial | Education | New | Space Heating | Natural Gas | Boiler | E5 | TE 98% | 0.81631 | 0 | 0 | 4.7851 | 1.2468 | 0 | 6.0319 | 0 | 19 | 31 | 25 | 2023 | 2050 | 1 | 0 | 0 | 0 | Normal | 0 | 0.12586 | 0 | 0 |  | 514 kBtu/hr | 514 | 0 | 0.0648 |  | 10852 | 30453.5682 | 9125.5667 | 0 |  | 2015 | 1.0838
Boiler_New_ | Commercial | Education | New | Space Heating | Natural Gas | Boiler | E6 |  | 0 | 0 | 0 | 0 | 0 | 0 | 0 | 0 | 0 | 0 | 0 | 0 | 0 | 0 | 0 | 0 | 0 | Normal | 0 | 0 | 0 | 0
Boiler_New_ | Commercial | Education | New | Space Heating | Natural Gas | Boiler | E7 |  | 0 | 0 | 0 | 0 | 0 | 0 | 0 | 0 | 0 | 0 | 0 | 0 | 0 | 0 | 0 | 0 | 0 | Normal | 0 | 0 | 0 | 0
Boiler_New_ | Commercial | Education | New | Space Heating | Natural Gas | Boiler | E8 |  | 0 | 0 | 0 | 0 | 0 | 0 | 0 | 0 | 0 | 0 | 0 | 0 | 0 | 0 | 0 | 0 | 0 | Normal | 0 | 0 | 0 | 0
Boiler_New_ | Commercial | Education | New | Space Heating | Natural Gas | Boiler | E9 |  | 0 | 0 | 0 | 0 | 0 | 0 | 0 | 0 | 0 | 0 | 0 | 0 | 0 | 0 | 0 | 0 | 0 | Normal | 0 | 0 | 0 | 0
Boiler_New_ | Commercial | Education | New | Space Heating | Natural Gas | Boiler | E10 |  | 0 | 0 | 0 | 0 | 0 | 0 | 0 | 0 | 0 | 0 | 0 | 0 | 0 | 0 | 0 | 0 | 0 | Normal | 0 | 0 | 0 | 0
Unit Heater_New_Standard (TE 80%) | Commercial | Education | New | Space Heating | Natural Gas | Unit Heater | E1 | Standard (TE 80%) | 1 | 0 | 0 | 0.022036 | 0.018796 | 0 | 0.040831 | 0 | 9 | 15 | 12 | 2023 | 2050 | 1 | 0 | 0 | 0 | Normal | 0 | 0.032496 | 0 | 0 |  | 120 kBtu/hr | 120 | 0 | 1.4366e-05 |  | 2262 | 1274.4 | 1250.082 | 0 |  | 2018 | 1.0466
Unit Heater_New_Condensing (TE 90%) | Commercial | Education | New | Space Heating | Natural Gas | Unit Heater | E2 | Condensing (TE 90%) | 0.86111 | 0 | 0 | 0.070464 | 0.022495 | 0 | 0.092959 | 0 | 9 | 15 | 12 | 2023 | 2050 | 1 | 0 | 0 | 0 | Normal | 0 | 0.027983 | 0 | 0 |  | 120 kBtu/hr | 120 | 0 | 1.4366e-05 |  | 1947.8333 | 4075.2 | 1496.122 | 0 |  | 2018 | 1.0466
Unit Heater_New_Infrared Radiant | Commercial | Education | New | Space Heating | Natural Gas | Unit Heater | E3 | Infrared Radiant | 0.8 | 0 | 0 | 0.030439 | 0.018796 | 0 | 0.049235 | 0 | 9 | 15 | 12 | 2023 | 2050 | 1 | 0 | 0 | 0 | Normal | 0 | 0.025997 | 0 | 0 |  | 120 kBtu/hr | 120 | 0 | 1.4366e-05 |  | 1809.6 | 1760.4 | 1250.082 | 0 |  | 2018 | 1.0466
Unit Heater_New_ | Commercial | Education | New | Space Heating | Natural Gas | Unit Heater | E4 |  | 0 | 0 | 0 | 0 | 0 | 0 | 0 | 0 | 0 | 0 | 0 | 0 | 0 | 0 | 0 | 0 | 0 | Normal | 0 | 0 | 0 | 0
Unit Heater_New_ | Commercial | Education | New | Space Heating | Natural Gas | Unit Heater | E5 |  | 0 | 0 | 0 | 0 | 0 | 0 | 0 | 0 | 0 | 0 | 0 | 0 | 0 | 0 | 0 | 0 | 0 | Normal | 0 | 0 | 0 | 0
Unit Heater_New_ | Commercial | Education | New | Space Heating | Natural Gas | Unit Heater | E6 |  | 0 | 0 | 0 | 0 | 0 | 0 | 0 | 0 | 0 | 0 | 0 | 0 | 0 | 0 | 0 | 0 | 0 | Normal | 0 | 0 | 0 | 0
Unit Heater_New_ | Commercial | Education | New | Space Heating | Natural Gas | Unit Heater | E7 |  | 0 | 0 | 0 | 0 | 0 | 0 | 0 | 0 | 0 | 0 | 0 | 0 | 0 | 0 | 0 | 0 | 0 | Normal | 0 | 0 | 0 | 0
Unit Heater_New_ | Commercial | Education | New | Space Heating | Natural Gas | Unit Heater | E8 |  | 0 | 0 | 0 | 0 | 0 | 0 | 0 | 0 | 0 | 0 | 0 | 0 | 0 | 0 | 0 | 0 | 0 | Normal | 0 | 0 | 0 | 0
Unit Heater_New_ | Commercial | Education | New | Space Heating | Natural Gas | Unit Heater | E9 |  | 0 | 0 | 0 | 0 | 0 | 0 | 0 | 0 | 0 | 0 | 0 | 0 | 0 | 0 | 0 | 0 | 0 | Normal | 0 | 0 | 0 | 0
Unit Heater_New_ | Commercial | Education | New | Space Heating | Natural Gas | Unit Heater | E10 |  | 0 | 0 | 0 | 0 | 0 | 0 | 0 | 0 | 0 | 0 | 0 | 0 | 0 | 0 | 0 | 0 | 0 | Normal | 0 | 0 | 0 | 0
Water Heater_New_TE 80% | Commercial | Education | New | Water Heating | Natural Gas | Water Heater | E1 | TE 80% | 1 | 0 | 0 | 0.017996 | 0 | 0.00079748 | 0.018793 | 0 | 8 | 12 | 10 | 2023 | 2050 | 1 | 0 | 0 | 0 | Normal | 0 | 0.028537 | 0 | 0 |  | 200 kBtu/hr | 200 | 0 | 0.00053491 |  | 544 | 6113.5678 | 0 | 311.5578 |  | 2022 | 0.95704
Water Heater_New_TE 94% (ENERGY STAR 2.0) | Commercial | Education | New | Water Heating | Natural Gas | Water Heater | E2 | TE 94% (ENERGY STAR 2.0) | 0.8511 | 0 | 0 | 0.022237 | 0 | 0.00082063 | 0.023057 | 0 | 8 | 12 | 10 | 2023 | 2050 | 1 | 0 | 0 | 0 | Normal | 0 | 0.024288 | 0 | 0 |  | 200 kBtu/hr | 200 | 0 | 0.00053491 |  | 463 | 7554.1856 | 0 | 320.603 |  | 2022 | 0.95704
Water Heater_New_TE 96% (Instantaneous) | Commercial | Education | New | Water Heating | Natural Gas | Water Heater | E3 | TE 96% (Instantaneous) | 0.83272 | 0 | 0 | 0.031787 | 0 | 0.0014222 | 0.033209 | 0 | 13 | 21 | 17 | 2023 | 2050 | 1 | 0 | 0 | 0 | Normal | 0 | 0.023763 | 0 | 0 |  | 200 kBtu/hr | 200 | 0 | 0.00053491 |  | 453 | 10798.4962 | 0 | 555.6391 |  | 2022 | 0.95704
Water Heater_New_ | Commercial | Education | New | Water Heating | Natural Gas | Water Heater | E4 |  | 0 | 0 | 0 | 0 | 0 | 0 | 0 | 0 | 0 | 0 | 0 | 0 | 0 | 0 | 0 | 0 | 0 | Normal | 0 | 0 | 0 | 0
Water Heater_New_ | Commercial | Education | New | Water Heating | Natural Gas | Water Heater | E5 |  | 0 | 0 | 0 | 0 | 0 | 0 | 0 | 0 | 0 | 0 | 0 | 0 | 0 | 0 | 0 | 0 | 0 | Normal | 0 | 0 | 0 | 0
Water Heater_New_ | Commercial | Education | New | Water Heating | Natural Gas | Water Heater | E6 |  | 0 | 0 | 0 | 0 | 0 | 0 | 0 | 0 | 0 | 0 | 0 | 0 | 0 | 0 | 0 | 0 | 0 | Normal | 0 | 0 | 0 | 0
Water Heater_New_ | Commercial | Education | New | Water Heating | Natural Gas | Water Heater | E7 |  | 0 | 0 | 0 | 0 | 0 | 0 | 0 | 0 | 0 | 0 | 0 | 0 | 0 | 0 | 0 | 0 | 0 | Normal | 0 | 0 | 0 | 0
Water Heater_New_ | Commercial | Education | New | Water Heating | Natural Gas | Water Heater | E8 |  | 0 | 0 | 0 | 0 | 0 | 0 | 0 | 0 | 0 | 0 | 0 | 0 | 0 | 0 | 0 | 0 | 0 | Normal | 0 | 0 | 0 | 0
Water Heater_New_ | Commercial | Education | New | Water Heating | Natural Gas | Water Heater | E9 |  | 0 | 0 | 0 | 0 | 0 | 0 | 0 | 0 | 0 | 0 | 0 | 0 | 0 | 0 | 0 | 0 | 0 | Normal | 0 | 0 | 0 | 0
Water Heater_New_ | Commercial | Education | New | Water Heating | Natural Gas | Water Heater | E10 |  | 0 | 0 | 0 | 0 | 0 | 0 | 0 | 0 | 0 | 0 | 0 | 0 | 0 | 0 | 0 | 0 | 0 | Normal | 0 | 0 | 0 | 0
Oven_New_Standard | Commercial | Education | New | Food Preparation | Natural Gas | Oven | E1 | Standard | 1 | 0 | 0 | 0.46132 | 0 | 0 | 0.46132 | 0 | 9 | 15 | 12 | 2023 | 2050 | 1 | 0 | 0 | 0 | Normal | 0 | 0.022082 | 0 | 0 |  | 1 units | 1 | 0 | 1.8462e-05 |  | 1196.0712 | 20292 | 0 | 0 |  | 2016 | 1.0708
Oven_New_ENERGY STAR (3.0) | Commercial | Education | New | Food Preparation | Natural Gas | Oven | E2 | ENERGY STAR (3.0) | 0.5676 | 0 | 0 | 0.55719 | 0 | 0 | 0.55719 | 0 | 9 | 15 | 12 | 2023 | 2050 | 1 | 0 | 0 | 0 | Normal | 0 | 0.012534 | 0 | 0 |  | 1 units | 1 | 0 | 1.8462e-05 |  | 678.8891 | 24509 | 0 | 0 |  | 2016 | 1.0708
Oven_New_ | Commercial | Education | New | Food Preparation | Natural Gas | Oven | E3 |  | 0 | 0 | 0 | 0 | 0 | 0 | 0 | 0 | 0 | 0 | 0 | 0 | 0 | 0 | 0 | 0 | 0 | Normal | 0 | 0 | 0 | 0
Oven_New_ | Commercial | Education | New | Food Preparation | Natural Gas | Oven | E4 |  | 0 | 0 | 0 | 0 | 0 | 0 | 0 | 0 | 0 | 0 | 0 | 0 | 0 | 0 | 0 | 0 | 0 | Normal | 0 | 0 | 0 | 0
Oven_New_ | Commercial | Education | New | Food Preparation | Natural Gas | Oven | E5 |  | 0 | 0 | 0 | 0 | 0 | 0 | 0 | 0 | 0 | 0 | 0 | 0 | 0 | 0 | 0 | 0 | 0 | Normal | 0 | 0 | 0 | 0
Oven_New_ | Commercial | Education | New | Food Preparation | Natural Gas | Oven | E6 |  | 0 | 0 | 0 | 0 | 0 | 0 | 0 | 0 | 0 | 0 | 0 | 0 | 0 | 0 | 0 | 0 | 0 | Normal | 0 | 0 | 0 | 0
Oven_New_ | Commercial | Education | New | Food Preparation | Natural Gas | Oven | E7 |  | 0 | 0 | 0 | 0 | 0 | 0 | 0 | 0 | 0 | 0 | 0 | 0 | 0 | 0 | 0 | 0 | 0 | Normal | 0 | 0 | 0 | 0
Oven_New_ | Commercial | Education | New | Food Preparation | Natural Gas | Oven | E8 |  | 0 | 0 | 0 | 0 | 0 | 0 | 0 | 0 | 0 | 0 | 0 | 0 | 0 | 0 | 0 | 0 | 0 | Normal | 0 | 0 | 0 | 0
Oven_New_ | Commercial | Education | New | Food Preparation | Natural Gas | Oven | E9 |  | 0 | 0 | 0 | 0 | 0 | 0 | 0 | 0 | 0 | 0 | 0 | 0 | 0 | 0 | 0 | 0 | 0 | Normal | 0 | 0 | 0 | 0
Oven_New_ | Commercial | Education | New | Food Preparation | Natural Gas | Oven | E10 |  | 0 | 0 | 0 | 0 | 0 | 0 | 0 | 0 | 0 | 0 | 0 | 0 | 0 | 0 | 0 | 0 | 0 | Normal | 0 | 0 | 0 | 0
Conveyor Oven_New_Standard | Commercial | Education | New | Food Preparation | Natural Gas | Conveyor Oven | E1 | Standard | 1 | 0 | 0 | 0.22963 | 0 | 0 | 0.22963 | 0 | 9 | 15 | 12 | 2023 | 2050 | 1 | 0 | 0 | 0 | Normal | 0 | 0.019166 | 0 | 0 |  | 1 units | 1 | 0 | 8.2971e-06 |  | 2310 | 27984.53 | 0 | 0 |  | 2024 | 0.85998
Conveyor Oven_New_Efficient (>42% Baking Efficiency) | Commercial | Education | New | Food Preparation | Natural Gas | Conveyor Oven | E2 | Efficient (>42% Baking Efficiency) | 0.78355 | 0 | 0 | 0.24674 | 0 | 0 | 0.24674 | 0 | 9 | 15 | 12 | 2023 | 2050 | 1 | 0 | 0 | 0 | Normal | 0 | 0.015018 | 0 | 0 |  | 1 units | 1 | 0 | 8.2971e-06 |  | 1810 | 30069.91 | 0 | 0 |  | 2024 | 0.85998
Conveyor Oven_New_ | Commercial | Education | New | Food Preparation | Natural Gas | Conveyor Oven | E3 |  | 0 | 0 | 0 | 0 | 0 | 0 | 0 | 0 | 0 | 0 | 0 | 0 | 0 | 0 | 0 | 0 | 0 | Normal | 0 | 0 | 0 | 0
Conveyor Oven_New_ | Commercial | Education | New | Food Preparation | Natural Gas | Conveyor Oven | E4 |  | 0 | 0 | 0 | 0 | 0 | 0 | 0 | 0 | 0 | 0 | 0 | 0 | 0 | 0 | 0 | 0 | 0 | Normal | 0 | 0 | 0 | 0
Conveyor Oven_New_ | Commercial | Education | New | Food Preparation | Natural Gas | Conveyor Oven | E5 |  | 0 | 0 | 0 | 0 | 0 | 0 | 0 | 0 | 0 | 0 | 0 | 0 | 0 | 0 | 0 | 0 | 0 | Normal | 0 | 0 | 0 | 0
Conveyor Oven_New_ | Commercial | Education | New | Food Preparation | Natural Gas | Conveyor Oven | E6 |  | 0 | 0 | 0 | 0 | 0 | 0 | 0 | 0 | 0 | 0 | 0 | 0 | 0 | 0 | 0 | 0 | 0 | Normal | 0 | 0 | 0 | 0
Conveyor Oven_New_ | Commercial | Education | New | Food Preparation | Natural Gas | Conveyor Oven | E7 |  | 0 | 0 | 0 | 0 | 0 | 0 | 0 | 0 | 0 | 0 | 0 | 0 | 0 | 0 | 0 | 0 | 0 | Normal | 0 | 0 | 0 | 0
Conveyor Oven_New_ | Commercial | Education | New | Food Preparation | Natural Gas | Conveyor Oven | E8 |  | 0 | 0 | 0 | 0 | 0 | 0 | 0 | 0 | 0 | 0 | 0 | 0 | 0 | 0 | 0 | 0 | 0 | Normal | 0 | 0 | 0 | 0
Conveyor Oven_New_ | Commercial | Education | New | Food Preparation | Natural Gas | Conveyor Oven | E9 |  | 0 | 0 | 0 | 0 | 0 | 0 | 0 | 0 | 0 | 0 | 0 | 0 | 0 | 0 | 0 | 0 | 0 | Normal | 0 | 0 | 0 | 0
Conveyor Oven_New_ | Commercial | Education | New | Food Preparation | Natural Gas | Conveyor Oven | E10 |  | 0 | 0 | 0 | 0 | 0 | 0 | 0 | 0 | 0 | 0 | 0 | 0 | 0 | 0 | 0 | 0 | 0 | Normal | 0 | 0 | 0 | 0
Rack Oven_New_Standard | Commercial | Education | New | Food Preparation | Natural Gas | Rack Oven | E1 | Standard | 1 | 0 | 0 | 0.15364 | 0 | 0 | 0.15364 | 0 | 10 | 17 | 13.5 | 2023 | 2050 | 1 | 0 | 0 | 0 | Normal | 0 | 0.018447 | 0 | 0 |  | 1 units | 1 | 0 | 8.2916e-06 |  | 2224.7707 | 18736.2411 | 0 | 0 |  | 2024 | 0.85998
Rack Oven_New_ENERGY STAR (3.0) | Commercial | Education | New | Food Preparation | Natural Gas | Rack Oven | E2 | ENERGY STAR (3.0) | 0.84734 | 0 | 0 | 0.16634 | 0 | 0 | 0.16634 | 0 | 10 | 17 | 13.5 | 2023 | 2050 | 1 | 0 | 0 | 0 | Normal | 0 | 0.015631 | 0 | 0 |  | 1 units | 1 | 0 | 8.2916e-06 |  | 1885.1273 | 20284.2411 | 0 | 0 |  | 2024 | 0.85998
Rack Oven_New_ | Commercial | Education | New | Food Preparation | Natural Gas | Rack Oven | E3 |  | 0 | 0 | 0 | 0 | 0 | 0 | 0 | 0 | 0 | 0 | 0 | 0 | 0 | 0 | 0 | 0 | 0 | Normal | 0 | 0 | 0 | 0
Rack Oven_New_ | Commercial | Education | New | Food Preparation | Natural Gas | Rack Oven | E4 |  | 0 | 0 | 0 | 0 | 0 | 0 | 0 | 0 | 0 | 0 | 0 | 0 | 0 | 0 | 0 | 0 | 0 | Normal | 0 | 0 | 0 | 0
Rack Oven_New_ | Commercial | Education | New | Food Preparation | Natural Gas | Rack Oven | E5 |  | 0 | 0 | 0 | 0 | 0 | 0 | 0 | 0 | 0 | 0 | 0 | 0 | 0 | 0 | 0 | 0 | 0 | Normal | 0 | 0 | 0 | 0
Rack Oven_New_ | Commercial | Education | New | Food Preparation | Natural Gas | Rack Oven | E6 |  | 0 | 0 | 0 | 0 | 0 | 0 | 0 | 0 | 0 | 0 | 0 | 0 | 0 | 0 | 0 | 0 | 0 | Normal | 0 | 0 | 0 | 0
Rack Oven_New_ | Commercial | Education | New | Food Preparation | Natural Gas | Rack Oven | E7 |  | 0 | 0 | 0 | 0 | 0 | 0 | 0 | 0 | 0 | 0 | 0 | 0 | 0 | 0 | 0 | 0 | 0 | Normal | 0 | 0 | 0 | 0
Rack Oven_New_ | Commercial | Education | New | Food Preparation | Natural Gas | Rack Oven | E8 |  | 0 | 0 | 0 | 0 | 0 | 0 | 0 | 0 | 0 | 0 | 0 | 0 | 0 | 0 | 0 | 0 | 0 | Normal | 0 | 0 | 0 | 0
Rack Oven_New_ | Commercial | Education | New | Food Preparation | Natural Gas | Rack Oven | E9 |  | 0 | 0 | 0 | 0 | 0 | 0 | 0 | 0 | 0 | 0 | 0 | 0 | 0 | 0 | 0 | 0 | 0 | Normal | 0 | 0 | 0 | 0
Rack Oven_New_ | Commercial | Education | New | Food Preparation | Natural Gas | Rack Oven | E10 |  | 0 | 0 | 0 | 0 | 0 | 0 | 0 | 0 | 0 | 0 | 0 | 0 | 0 | 0 | 0 | 0 | 0 | Normal | 0 | 0 | 0 | 0
Fryer_New_Standard | Commercial | Education | New | Food Preparation | Natural Gas | Fryer | E1 | Standard | 1 | 0 | 0 | 0.061251 | 0 | 0 | 0.061251 | 0 | 8 | 14 | 11 | 2023 | 2021 | 1 | 0 | 0 | 0 | Normal | 0 | 0.017499 | 0 | 0 |  | 1 units | 1 | 0 | 2.2973e-05 |  | 761.7258 | 2695.9053 | 0 | 0 |  | 2024 | 0.85998
Fryer_New_ENERGY STAR (3.0) | Commercial | Education | New | Food Preparation | Natural Gas | Fryer | E2 | ENERGY STAR (3.0) | 0.74928 | 0 | 0 | 0.28505 | 0 | 0 | 0.28505 | 0 | 8 | 14 | 11 | 2023 | 2050 | 1 | 0 | 0 | 0 | Normal | 0 | 0.013112 | 0 | 0 |  | 1 units | 1 | 0 | 2.2973e-05 |  | 570.7473 | 12546.0625 | 0 | 0 |  | 2024 | 0.85998
Fryer_New_ | Commercial | Education | New | Food Preparation | Natural Gas | Fryer | E3 |  | 0 | 0 | 0 | 0 | 0 | 0 | 0 | 0 | 0 | 0 | 0 | 0 | 0 | 0 | 0 | 0 | 0 | Normal | 0 | 0 | 0 | 0
Fryer_New_ | Commercial | Education | New | Food Preparation | Natural Gas | Fryer | E4 |  | 0 | 0 | 0 | 0 | 0 | 0 | 0 | 0 | 0 | 0 | 0 | 0 | 0 | 0 | 0 | 0 | 0 | Normal | 0 | 0 | 0 | 0
Fryer_New_ | Commercial | Education | New | Food Preparation | Natural Gas | Fryer | E5 |  | 0 | 0 | 0 | 0 | 0 | 0 | 0 | 0 | 0 | 0 | 0 | 0 | 0 | 0 | 0 | 0 | 0 | Normal | 0 | 0 | 0 | 0
Fryer_New_ | Commercial | Education | New | Food Preparation | Natural Gas | Fryer | E6 |  | 0 | 0 | 0 | 0 | 0 | 0 | 0 | 0 | 0 | 0 | 0 | 0 | 0 | 0 | 0 | 0 | 0 | Normal | 0 | 0 | 0 | 0
Fryer_New_ | Commercial | Education | New | Food Preparation | Natural Gas | Fryer | E7 |  | 0 | 0 | 0 | 0 | 0 | 0 | 0 | 0 | 0 | 0 | 0 | 0 | 0 | 0 | 0 | 0 | 0 | Normal | 0 | 0 | 0 | 0
Fryer_New_ | Commercial | Education | New | Food Preparation | Natural Gas | Fryer | E8 |  | 0 | 0 | 0 | 0 | 0 | 0 | 0 | 0 | 0 | 0 | 0 | 0 | 0 | 0 | 0 | 0 | 0 | Normal | 0 | 0 | 0 | 0
Fryer_New_ | Commercial | Education | New | Food Preparation | Natural Gas | Fryer | E9 |  | 0 | 0 | 0 | 0 | 0 | 0 | 0 | 0 | 0 | 0 | 0 | 0 | 0 | 0 | 0 | 0 | 0 | Normal | 0 | 0 | 0 | 0
Fryer_New_ | Commercial | Education | New | Food Preparation | Natural Gas | Fryer | E10 |  | 0 | 0 | 0 | 0 | 0 | 0 | 0 | 0 | 0 | 0 | 0 | 0 | 0 | 0 | 0 | 0 | 0 | Normal | 0 | 0 | 0 | 0
Broiler_New_Typical | Commercial | Education | New | Food Preparation | Natural Gas | Broiler | E1 | Typical | 1 | 0 | 0 | 0.059613 | 0 | 0 | 0.059613 | 0 | 9 | 15 | 12 | 2023 | 2050 | 0.5 | 0 | 0 | 0 | Normal | 0 | 0.014012 | 0 | 0 |  | 1 units | 1 | 0 | 1.2362e-05 |  | 1133.496 | 4687.5 | 0 | 0 |  | 2023 | 0.89459
Broiler_New_Infrared Burners | Commercial | Education | New | Food Preparation | Natural Gas | Broiler | E2 | Infrared Burners | 0.63295 | 0 | 0 | 0.08314 | 0 | 0 | 0.08314 | 0 | 9 | 15 | 12 | 2023 | 2050 | 0.5 | 0 | 0 | 0 | Normal | 0 | 0.0088688 | 0 | 0 |  | 1 units | 1 | 0 | 1.2362e-05 |  | 717.444 | 6537.5 | 0 | 0 |  | 2023 | 0.89459
Broiler_New_ | Commercial | Education | New | Food Preparation | Natural Gas | Broiler | E3 |  | 0 | 0 | 0 | 0 | 0 | 0 | 0 | 0 | 0 | 0 | 0 | 0 | 0 | 0 | 0 | 0 | 0 | Normal | 0 | 0 | 0 | 0
Broiler_New_ | Commercial | Education | New | Food Preparation | Natural Gas | Broiler | E4 |  | 0 | 0 | 0 | 0 | 0 | 0 | 0 | 0 | 0 | 0 | 0 | 0 | 0 | 0 | 0 | 0 | 0 | Normal | 0 | 0 | 0 | 0
Broiler_New_ | Commercial | Education | New | Food Preparation | Natural Gas | Broiler | E5 |  | 0 | 0 | 0 | 0 | 0 | 0 | 0 | 0 | 0 | 0 | 0 | 0 | 0 | 0 | 0 | 0 | 0 | Normal | 0 | 0 | 0 | 0
Broiler_New_ | Commercial | Education | New | Food Preparation | Natural Gas | Broiler | E6 |  | 0 | 0 | 0 | 0 | 0 | 0 | 0 | 0 | 0 | 0 | 0 | 0 | 0 | 0 | 0 | 0 | 0 | Normal | 0 | 0 | 0 | 0
Broiler_New_ | Commercial | Education | New | Food Preparation | Natural Gas | Broiler | E7 |  | 0 | 0 | 0 | 0 | 0 | 0 | 0 | 0 | 0 | 0 | 0 | 0 | 0 | 0 | 0 | 0 | 0 | Normal | 0 | 0 | 0 | 0
Broiler_New_ | Commercial | Education | New | Food Preparation | Natural Gas | Broiler | E8 |  | 0 | 0 | 0 | 0 | 0 | 0 | 0 | 0 | 0 | 0 | 0 | 0 | 0 | 0 | 0 | 0 | 0 | Normal | 0 | 0 | 0 | 0
Broiler_New_ | Commercial | Education | New | Food Preparation | Natural Gas | Broiler | E9 |  | 0 | 0 | 0 | 0 | 0 | 0 | 0 | 0 | 0 | 0 | 0 | 0 | 0 | 0 | 0 | 0 | 0 | Normal | 0 | 0 | 0 | 0
Broiler_New_ | Commercial | Education | New | Food Preparation | Natural Gas | Broiler | E10 |  | 0 | 0 | 0 | 0 | 0 | 0 | 0 | 0 | 0 | 0 | 0 | 0 | 0 | 0 | 0 | 0 | 0 | Normal | 0 | 0 | 0 | 0
Griddle_New_Standard | Commercial | Education | New | Food Preparation | Natural Gas | Griddle | E1 | Standard | 1 | 0 | 0 | 0.019389 | 0 | 0 | 0.019389 | 0 | 6 | 10 | 8 | 2023 | 2050 | 1 | 0 | 0 | 0 | Normal | 0 | 0.010079 | 0 | 0 |  | 1 units | 1 | 0 | 1.0549e-05 |  | 955.4673 | 1492.6579 | 0 | 0 |  | 2016 | 1.0708
Griddle_New_ENERGY STAR (1.2) | Commercial | Education | New | Food Preparation | Natural Gas | Griddle | E2 | ENERGY STAR (1.2) | 0.82738 | 0 | 0 | 0.10375 | 0 | 0 | 0.10375 | 0 | 6 | 10 | 8 | 2023 | 2050 | 1 | 0 | 0 | 0 | Normal | 0 | 0.0083392 | 0 | 0 |  | 1 units | 1 | 0 | 1.0549e-05 |  | 790.5366 | 7987.3516 | 0 | 0 |  | 2016 | 1.0708
Griddle_New_High-Efficiency | Commercial | Education | New | Food Preparation | Natural Gas | Griddle | E3 | High-Efficiency | 0.65939 | 0 | 0 | 0.13917 | 0 | 0 | 0.13917 | 0 | 6 | 10 | 8 | 2023 | 2050 | 1 | 0 | 0 | 0 | Normal | 0 | 0.006646 | 0 | 0 |  | 1 units | 1 | 0 | 1.0549e-05 |  | 630.0257 | 10713.9283 | 0 | 0 |  | 2016 | 1.0708
Griddle_New_ | Commercial | Education | New | Food Preparation | Natural Gas | Griddle | E4 |  | 0 | 0 | 0 | 0 | 0 | 0 | 0 | 0 | 0 | 0 | 0 | 0 | 0 | 0 | 0 | 0 | 0 | Normal | 0 | 0 | 0 | 0
Griddle_New_ | Commercial | Education | New | Food Preparation | Natural Gas | Griddle | E5 |  | 0 | 0 | 0 | 0 | 0 | 0 | 0 | 0 | 0 | 0 | 0 | 0 | 0 | 0 | 0 | 0 | 0 | Normal | 0 | 0 | 0 | 0
Griddle_New_ | Commercial | Education | New | Food Preparation | Natural Gas | Griddle | E6 |  | 0 | 0 | 0 | 0 | 0 | 0 | 0 | 0 | 0 | 0 | 0 | 0 | 0 | 0 | 0 | 0 | 0 | Normal | 0 | 0 | 0 | 0
Griddle_New_ | Commercial | Education | New | Food Preparation | Natural Gas | Griddle | E7 |  | 0 | 0 | 0 | 0 | 0 | 0 | 0 | 0 | 0 | 0 | 0 | 0 | 0 | 0 | 0 | 0 | 0 | Normal | 0 | 0 | 0 | 0
Griddle_New_ | Commercial | Education | New | Food Preparation | Natural Gas | Griddle | E8 |  | 0 | 0 | 0 | 0 | 0 | 0 | 0 | 0 | 0 | 0 | 0 | 0 | 0 | 0 | 0 | 0 | 0 | Normal | 0 | 0 | 0 | 0
Griddle_New_ | Commercial | Education | New | Food Preparation | Natural Gas | Griddle | E9 |  | 0 | 0 | 0 | 0 | 0 | 0 | 0 | 0 | 0 | 0 | 0 | 0 | 0 | 0 | 0 | 0 | 0 | Normal | 0 | 0 | 0 | 0
Griddle_New_ | Commercial | Education | New | Food Preparation | Natural Gas | Griddle | E10 |  | 0 | 0 | 0 | 0 | 0 | 0 | 0 | 0 | 0 | 0 | 0 | 0 | 0 | 0 | 0 | 0 | 0 | Normal | 0 | 0 | 0 | 0
Range_New_Typical | Commercial | Education | New | Food Preparation | Natural Gas | Range | E1 | Typical | 1 | 0 | 0 | 0.031126 | 0 | 0 | 0.031126 | 0 | 9 | 15 | 12 | 2023 | 2050 | 1 | 0 | 0 | 0 | Normal | 0 | 0.012267 | 0 | 0 |  | 1 units | 1 | 0 | 1.4808e-05 |  | 857.4828 | 2043.1823 | 0 | 0 |  | 2023 | 0.89459
Range_New_High Efficiency | Commercial | Education | New | Food Preparation | Natural Gas | Range | E2 | High Efficiency | 0.75981 | 0 | 0 | 0.038895 | 0 | 0 | 0.038895 | 0 | 9 | 15 | 12 | 2023 | 2050 | 1 | 0 | 0 | 0 | Normal | 0 | 0.0093205 | 0 | 0 |  | 1 units | 1 | 0 | 1.4808e-05 |  | 651.5262 | 2553.125 | 0 | 0 |  | 2023 | 0.89459
Range_New_ | Commercial | Education | New | Food Preparation | Natural Gas | Range | E3 |  | 0 | 0 | 0 | 0 | 0 | 0 | 0 | 0 | 0 | 0 | 0 | 0 | 0 | 0 | 0 | 0 | 0 | Normal | 0 | 0 | 0 | 0
Range_New_ | Commercial | Education | New | Food Preparation | Natural Gas | Range | E4 |  | 0 | 0 | 0 | 0 | 0 | 0 | 0 | 0 | 0 | 0 | 0 | 0 | 0 | 0 | 0 | 0 | 0 | Normal | 0 | 0 | 0 | 0
Range_New_ | Commercial | Education | New | Food Preparation | Natural Gas | Range | E5 |  | 0 | 0 | 0 | 0 | 0 | 0 | 0 | 0 | 0 | 0 | 0 | 0 | 0 | 0 | 0 | 0 | 0 | Normal | 0 | 0 | 0 | 0
Range_New_ | Commercial | Education | New | Food Preparation | Natural Gas | Range | E6 |  | 0 | 0 | 0 | 0 | 0 | 0 | 0 | 0 | 0 | 0 | 0 | 0 | 0 | 0 | 0 | 0 | 0 | Normal | 0 | 0 | 0 | 0
Range_New_ | Commercial | Education | New | Food Preparation | Natural Gas | Range | E7 |  | 0 | 0 | 0 | 0 | 0 | 0 | 0 | 0 | 0 | 0 | 0 | 0 | 0 | 0 | 0 | 0 | 0 | Normal | 0 | 0 | 0 | 0
Range_New_ | Commercial | Education | New | Food Preparation | Natural Gas | Range | E8 |  | 0 | 0 | 0 | 0 | 0 | 0 | 0 | 0 | 0 | 0 | 0 | 0 | 0 | 0 | 0 | 0 | 0 | Normal | 0 | 0 | 0 | 0
Range_New_ | Commercial | Education | New | Food Preparation | Natural Gas | Range | E9 |  | 0 | 0 | 0 | 0 | 0 | 0 | 0 | 0 | 0 | 0 | 0 | 0 | 0 | 0 | 0 | 0 | 0 | Normal | 0 | 0 | 0 | 0
Range_New_ | Commercial | Education | New | Food Preparation | Natural Gas | Range | E10 |  | 0 | 0 | 0 | 0 | 0 | 0 | 0 | 0 | 0 | 0 | 0 | 0 | 0 | 0 | 0 | 0 | 0 | Normal | 0 | 0 | 0 | 0
Steamer_New_Typical | Commercial | Education | New | Food Preparation | Natural Gas | Steamer | E1 | Typical | 1 | 0 | 0 | 0.86994 | 0 | 0 | 0.86994 | 0 | 9 | 15 | 12 | 2023 | 2021 | 1 | 0 | 0 | 0 | Normal | 0 | 0.030071 | 0 | 0 |  | 1 units | 1 | 0 | 4.5592e-05 |  | 659.5559 | 19293.381 | 0 | 0 |  | 2024 | 0.85998
Steamer_New_ENERGY STAR (1.2) | Commercial | Education | New | Food Preparation | Natural Gas | Steamer | E2 | ENERGY STAR (1.2) | 0.37076 | 0 | 0 | 0.77395 | 0 | -0.054451 | 0.7195 | 0 | 9 | 15 | 12 | 2023 | 2050 | 1 | 0 | 0 | 0 | Normal | 0 | 0.011149 | 0 | 0 |  | 1 units | 1 | 0 | 4.5592e-05 |  | 244.5384 | 17164.5079 | 0 | -1388.7391 |  | 2024 | 0.85998
Steamer_New_ | Commercial | Education | New | Food Preparation | Natural Gas | Steamer | E3 |  | 0 | 0 | 0 | 0 | 0 | 0 | 0 | 0 | 0 | 0 | 0 | 0 | 0 | 0 | 0 | 0 | 0 | Normal | 0 | 0 | 0 | 0
Steamer_New_ | Commercial | Education | New | Food Preparation | Natural Gas | Steamer | E4 |  | 0 | 0 | 0 | 0 | 0 | 0 | 0 | 0 | 0 | 0 | 0 | 0 | 0 | 0 | 0 | 0 | 0 | Normal | 0 | 0 | 0 | 0
Steamer_New_ | Commercial | Education | New | Food Preparation | Natural Gas | Steamer | E5 |  | 0 | 0 | 0 | 0 | 0 | 0 | 0 | 0 | 0 | 0 | 0 | 0 | 0 | 0 | 0 | 0 | 0 | Normal | 0 | 0 | 0 | 0
Steamer_New_ | Commercial | Education | New | Food Preparation | Natural Gas | Steamer | E6 |  | 0 | 0 | 0 | 0 | 0 | 0 | 0 | 0 | 0 | 0 | 0 | 0 | 0 | 0 | 0 | 0 | 0 | Normal | 0 | 0 | 0 | 0
Steamer_New_ | Commercial | Education | New | Food Preparation | Natural Gas | Steamer | E7 |  | 0 | 0 | 0 | 0 | 0 | 0 | 0 | 0 | 0 | 0 | 0 | 0 | 0 | 0 | 0 | 0 | 0 | Normal | 0 | 0 | 0 | 0
Steamer_New_ | Commercial | Education | New | Food Preparation | Natural Gas | Steamer | E8 |  | 0 | 0 | 0 | 0 | 0 | 0 | 0 | 0 | 0 | 0 | 0 | 0 | 0 | 0 | 0 | 0 | 0 | Normal | 0 | 0 | 0 | 0
Steamer_New_ | Commercial | Education | New | Food Preparation | Natural Gas | Steamer | E9 |  | 0 | 0 | 0 | 0 | 0 | 0 | 0 | 0 | 0 | 0 | 0 | 0 | 0 | 0 | 0 | 0 | 0 | Normal | 0 | 0 | 0 | 0
Steamer_New_ | Commercial | Education | New | Food Preparation | Natural Gas | Steamer | E10 |  | 0 | 0 | 0 | 0 | 0 | 0 | 0 | 0 | 0 | 0 | 0 | 0 | 0 | 0 | 0 | 0 | 0 | Normal | 0 | 0 | 0 | 0
Commercial Food Prep Other_New_Standard | Commercial | Education | New | Food Preparation | Natural Gas | Commercial Food Prep Other | E1 | Standard | 1 | 0 | 0 | 0.0041325 | 0 | 0 | 0.0041325 | 0 | 8 | 12 | 10 | 2023 | 2050 | 1 | 0 | 0 | 0 | Normal | 0 | 0.0043274 | 0 | 0 |  | 1 units | 1 | 0 | 3.0406e-06 |  | 1423.18 | 1000 | 0 | 0 |  | 2010 | 1.1818
Commercial Food Prep Other_New_Efficient | Commercial | Education | New | Food Preparation | Natural Gas | Commercial Food Prep Other | E2 | Efficient | 0.72179 | 0 | 0 | 0.0052195 | 0 | 0 | 0.0052195 | 0 | 8 | 12 | 10 | 2023 | 2050 | 1 | 0 | 0 | 0 | Normal | 0 | 0.0031235 | 0 | 0 |  | 1 units | 1 | 0 | 3.0406e-06 |  | 1027.2384 | 1263.0334 | 0 | 0 |  | 2010 | 1.1818
Commercial Food Prep Other_New_ | Commercial | Education | New | Food Preparation | Natural Gas | Commercial Food Prep Other | E3 |  | 0 | 0 | 0 | 0 | 0 | 0 | 0 | 0 | 0 | 0 | 0 | 0 | 0 | 0 | 0 | 0 | 0 | Normal | 0 | 0 | 0 | 0
Commercial Food Prep Other_New_ | Commercial | Education | New | Food Preparation | Natural Gas | Commercial Food Prep Other | E4 |  | 0 | 0 | 0 | 0 | 0 | 0 | 0 | 0 | 0 | 0 | 0 | 0 | 0 | 0 | 0 | 0 | 0 | Normal | 0 | 0 | 0 | 0
Commercial Food Prep Other_New_ | Commercial | Education | New | Food Preparation | Natural Gas | Commercial Food Prep Other | E5 |  | 0 | 0 | 0 | 0 | 0 | 0 | 0 | 0 | 0 | 0 | 0 | 0 | 0 | 0 | 0 | 0 | 0 | Normal | 0 | 0 | 0 | 0
Commercial Food Prep Other_New_ | Commercial | Education | New | Food Preparation | Natural Gas | Commercial Food Prep Other | E6 |  | 0 | 0 | 0 | 0 | 0 | 0 | 0 | 0 | 0 | 0 | 0 | 0 | 0 | 0 | 0 | 0 | 0 | Normal | 0 | 0 | 0 | 0
Commercial Food Prep Other_New_ | Commercial | Education | New | Food Preparation | Natural Gas | Commercial Food Prep Other | E7 |  | 0 | 0 | 0 | 0 | 0 | 0 | 0 | 0 | 0 | 0 | 0 | 0 | 0 | 0 | 0 | 0 | 0 | Normal | 0 | 0 | 0 | 0
Commercial Food Prep Other_New_ | Commercial | Education | New | Food Preparation | Natural Gas | Commercial Food Prep Other | E8 |  | 0 | 0 | 0 | 0 | 0 | 0 | 0 | 0 | 0 | 0 | 0 | 0 | 0 | 0 | 0 | 0 | 0 | Normal | 0 | 0 | 0 | 0
Commercial Food Prep Other_New_ | Commercial | Education | New | Food Preparation | Natural Gas | Commercial Food Prep Other | E9 |  | 0 | 0 | 0 | 0 | 0 | 0 | 0 | 0 | 0 | 0 | 0 | 0 | 0 | 0 | 0 | 0 | 0 | Normal | 0 | 0 | 0 | 0
Commercial Food Prep Other_New_ | Commercial | Education | New | Food Preparation | Natural Gas | Commercial Food Prep Other | E10 |  | 0 | 0 | 0 | 0 | 0 | 0 | 0 | 0 | 0 | 0 | 0 | 0 | 0 | 0 | 0 | 0 | 0 | Normal | 0 | 0 | 0 | 0
Pool Heater_New_TE 82% (Standard) | Commercial | Education | New | Miscellaneous | Natural Gas | Pool Heater | E1 | TE 82% (Standard) | 1 | 0 | 0 | 0.00086127 | 0.00031425 | 1.3055e-05 | 0.0011886 | 0 | 8 | 14 | 11 | 2023 | 2027 | 1 | 0 | 0 | 0 | Normal | 0 | 0.0014234 | 0 | 0 |  | 1 units | 1 | 0 | 1.2002e-07 |  | 11859 | 6239.8015 | 2618.1698 | 108.77 |  | 2021 | 1
Pool Heater_New_TE 84% (Standard 2028) | Commercial | Education | New | Miscellaneous | Natural Gas | Pool Heater | E2 | TE 84% (Standard 2028) | 0.97622 | 0 | 0 | 0.00094916 | 0.00031302 | 1.3137e-05 | 0.0012753 | 0 | 8 | 14 | 11 | 2023 | 2050 | 1 | 0 | 0 | 0 | Normal | 0 | 0.0013895 | 0 | 0 |  | 1 units | 1 | 0 | 1.2002e-07 |  | 11577 | 6876.516 | 2607.9824 | 109.45 |  | 2021 | 1
Pool Heater_New_TE 95% (Condensing) | Commercial | Education | New | Miscellaneous | Natural Gas | Pool Heater | E3 | TE 95% (Condensing) | 0.86323 | 0 | 0 | 0.0012409 | 0.0003439 | 1.4444e-05 | 0.0015993 | 0 | 8 | 14 | 11 | 2023 | 2050 | 1 | 0 | 0 | 0 | Normal | 0 | 0.0012287 | 0 | 0 |  | 1 units | 1 | 0 | 1.2002e-07 |  | 10237 | 8990.4079 | 2865.215 | 120.34 |  | 2021 | 1
Pool Heater_New_ | Commercial | Education | New | Miscellaneous | Natural Gas | Pool Heater | E4 |  | 0 | 0 | 0 | 0 | 0 | 0 | 0 | 0 | 0 | 0 | 0 | 0 | 0 | 0 | 0 | 0 | 0 | Normal | 0 | 0 | 0 | 0
Pool Heater_New_ | Commercial | Education | New | Miscellaneous | Natural Gas | Pool Heater | E5 |  | 0 | 0 | 0 | 0 | 0 | 0 | 0 | 0 | 0 | 0 | 0 | 0 | 0 | 0 | 0 | 0 | 0 | Normal | 0 | 0 | 0 | 0
Pool Heater_New_ | Commercial | Education | New | Miscellaneous | Natural Gas | Pool Heater | E6 |  | 0 | 0 | 0 | 0 | 0 | 0 | 0 | 0 | 0 | 0 | 0 | 0 | 0 | 0 | 0 | 0 | 0 | Normal | 0 | 0 | 0 | 0
Pool Heater_New_ | Commercial | Education | New | Miscellaneous | Natural Gas | Pool Heater | E7 |  | 0 | 0 | 0 | 0 | 0 | 0 | 0 | 0 | 0 | 0 | 0 | 0 | 0 | 0 | 0 | 0 | 0 | Normal | 0 | 0 | 0 | 0
Pool Heater_New_ | Commercial | Education | New | Miscellaneous | Natural Gas | Pool Heater | E8 |  | 0 | 0 | 0 | 0 | 0 | 0 | 0 | 0 | 0 | 0 | 0 | 0 | 0 | 0 | 0 | 0 | 0 | Normal | 0 | 0 | 0 | 0
Pool Heater_New_ | Commercial | Education | New | Miscellaneous | Natural Gas | Pool Heater | E9 |  | 0 | 0 | 0 | 0 | 0 | 0 | 0 | 0 | 0 | 0 | 0 | 0 | 0 | 0 | 0 | 0 | 0 | Normal | 0 | 0 | 0 | 0
Pool Heater_New_ | Commercial | Education | New | Miscellaneous | Natural Gas | Pool Heater | E10 |  | 0 | 0 | 0 | 0 | 0 | 0 | 0 | 0 | 0 | 0 | 0 | 0 | 0 | 0 | 0 | 0 | 0 | Normal | 0 | 0 | 0 | 0
Other Miscellaneous_New_Miscellaneous | Commercial | Education | New | Miscellaneous | Natural Gas | Other Miscellaneous | E1 | Miscellaneous | 1 | 0 | 0 | 8.4143e-07 | 0 | 0 | 8.4143e-07 | 0 | 2 | 8 | 5 | 2023 | 2050 | 1 | 0 | 0 | 0 | Normal | 0 | 7.2196e-07 | 0 | 0 |  | 1 units | 1 | 0 | 7.2196e-07 |  | 1 | 1 | 0 | 0 |  | 2020 | 1.0135
Other Miscellaneous_New_ | Commercial | Education | New | Miscellaneous | Natural Gas | Other Miscellaneous | E2 |  | 0 | 0 | 0 | 0 | 0 | 0 | 0 | 0 | 0 | 0 | 0 | 0 | 0 | 0 | 0 | 0 | 0 | Normal | 0 | 0 | 0 | 0
Other Miscellaneous_New_ | Commercial | Education | New | Miscellaneous | Natural Gas | Other Miscellaneous | E3 |  | 0 | 0 | 0 | 0 | 0 | 0 | 0 | 0 | 0 | 0 | 0 | 0 | 0 | 0 | 0 | 0 | 0 | Normal | 0 | 0 | 0 | 0
Other Miscellaneous_New_ | Commercial | Education | New | Miscellaneous | Natural Gas | Other Miscellaneous | E4 |  | 0 | 0 | 0 | 0 | 0 | 0 | 0 | 0 | 0 | 0 | 0 | 0 | 0 | 0 | 0 | 0 | 0 | Normal | 0 | 0 | 0 | 0
Other Miscellaneous_New_ | Commercial | Education | New | Miscellaneous | Natural Gas | Other Miscellaneous | E5 |  | 0 | 0 | 0 | 0 | 0 | 0 | 0 | 0 | 0 | 0 | 0 | 0 | 0 | 0 | 0 | 0 | 0 | Normal | 0 | 0 | 0 | 0
Other Miscellaneous_New_ | Commercial | Education | New | Miscellaneous | Natural Gas | Other Miscellaneous | E6 |  | 0 | 0 | 0 | 0 | 0 | 0 | 0 | 0 | 0 | 0 | 0 | 0 | 0 | 0 | 0 | 0 | 0 | Normal | 0 | 0 | 0 | 0
Other Miscellaneous_New_ | Commercial | Education | New | Miscellaneous | Natural Gas | Other Miscellaneous | E7 |  | 0 | 0 | 0 | 0 | 0 | 0 | 0 | 0 | 0 | 0 | 0 | 0 | 0 | 0 | 0 | 0 | 0 | Normal | 0 | 0 | 0 | 0
Other Miscellaneous_New_ | Commercial | Education | New | Miscellaneous | Natural Gas | Other Miscellaneous | E8 |  | 0 | 0 | 0 | 0 | 0 | 0 | 0 | 0 | 0 | 0 | 0 | 0 | 0 | 0 | 0 | 0 | 0 | Normal | 0 | 0 | 0 | 0
Other Miscellaneous_New_ | Commercial | Education | New | Miscellaneous | Natural Gas | Other Miscellaneous | E9 |  | 0 | 0 | 0 | 0 | 0 | 0 | 0 | 0 | 0 | 0 | 0 | 0 | 0 | 0 | 0 | 0 | 0 | Normal | 0 | 0 | 0 | 0
Other Miscellaneous_New_ | Commercial | Education | New | Miscellaneous | Natural Gas | Other Miscellaneous | E10 |  | 0 | 0 | 0 | 0 | 0 | 0 | 0 | 0 | 0 | 0 | 0 | 0 | 0 | 0 | 0 | 0 | 0 | Normal | 0 | 0 | 0 | 0
Furnace_Existing_TE 90% | Commercial | Restaurant | Existing | Space Heating | Natural Gas | Furnace | E3 | TE 90% | 0.84344 | 0 | 0 | 3.1468 | 1.7893 | 0 | 4.9361 | 0 | 17 | 29 | 23 | 2023 | 2050 | 1 | 0 | 0 | 0 | Normal | 0 | 0.138 | 0 | 0 |  | 140 kBtu/hr | 140 | 0 | 0.092571 |  | 932 | 4324.0866 | 2827.5902 | 0 |  | 2022 | 0.95704
Furnace_Existing_TE 81% (2023 Standard) | Commercial | Healthcare | Existing | Space Heating | Natural Gas | Furnace | E2 | TE 81% (2023 Standard) | 0.89998 | 0 | 0 | 1.3749 | 1.2525 | 0 | 2.6275 | 0 | 17 | 29 | 23 | 2023 | 2050 | 1 | 0 | 0 | 0 | Normal | 0 | 0.33628 | 0 | 0 |  | 140 kBtu/hr | 140 | 0 | 0.0648 |  | 10501 | 2699.0634 | 2827.5902 | 0 |  | 2022 | 0.95704
Furnace_Existing_TE 90% | Commercial | Retail | Existing | Space Heating | Natural Gas | Furnace | E3 | TE 90% | 0.8437 | 0 | 0 | 2.2028 | 1.2525 | 0 | 3.4553 | 0 | 17 | 29 | 23 | 2023 | 2050 | 1 | 0 | 0 | 0 | Normal | 0 | 0.15827 | 0 | 0 |  | 140 kBtu/hr | 140 | 0 | 0.0648 |  | 8000 | 4324.0866 | 2827.5902 | 0 |  | 2022 | 0.95704
Furnace_Existing_TE 96% | Commercial | Healthcare | Existing | Space Heating | Natural Gas | Furnace | E4 | TE 96% | 0.79095 | 0 | 0 | 3.5442 | 1.7201 | 0 | 5.2643 | 0 | 17 | 29 | 23 | 2023 | 2050 | 1 | 0 | 0 | 0 | Normal | 0 | 0.29554 | 0 | 0 |  | 140 kBtu/hr | 140 | 0 | 0.0648 |  | 9228.75 | 6957.4606 | 3883.0501 | 0 |  | 2022 | 0.95704
Furnace_Existing_Dual-Fuel Heat Pump - TE 81% | Commercial | Healthcare | Existing | Space Heating | Natural Gas | Furnace | E5 | Dual-Fuel Heat Pump - TE 81% | 0.32 | 0 | 0 | 8.4026 | 1.2525 | 0.16989 | 9.8251 | 0 | 16 | 26 | 21 | 2023 | 2050 | 1 | 0 | 0 | 0 | Normal | 0 | 0.11957 | 0 | 0 |  | 140 kBtu/hr | 140 | 0 | 0.0648 |  | 3733.76 | 16494.619 | 2827.5902 | 0 |  | 2022 | 0.95704
Furnace_Existing_Dual-Fuel Heat Pump - TE 96% | Commercial | Healthcare | Existing | Space Heating | Natural Gas | Furnace | E6 | Dual-Fuel Heat Pump - TE 96% | 0.2963 | 0 | 0 | 10.5719 | 1.7201 | 0.16989 | 12.4619 | 0 | 16 | 26 | 21 | 2023 | 2050 | 1 | 0 | 0 | 0 | Normal | 0 | 0.11071 | 0 | 0 |  | 140 kBtu/hr | 140 | 0 | 0.0648 |  | 3457.1852 | 20753.0162 | 3883.0501 | 0 |  | 2022 | 0.95704
Furnace_Existing_ | Commercial | Healthcare | Existing | Space Heating | Natural Gas | Furnace | E7 |  | 0 | 0 | 0 | 0 | 0 | 0 | 0 | 0 | 0 | 0 | 0 | 0 | 0 | 0 | 0 | 0 | 0 | Normal | 0 | 0 | 0 | 0
Furnace_Existing_ | Commercial | Healthcare | Existing | Space Heating | Natural Gas | Furnace | E8 |  | 0 | 0 | 0 | 0 | 0 | 0 | 0 | 0 | 0 | 0 | 0 | 0 | 0 | 0 | 0 | 0 | 0 | Normal | 0 | 0 | 0 | 0
Furnace_Existing_ | Commercial | Healthcare | Existing | Space Heating | Natural Gas | Furnace | E9 |  | 0 | 0 | 0 | 0 | 0 | 0 | 0 | 0 | 0 | 0 | 0 | 0 | 0 | 0 | 0 | 0 | 0 | Normal | 0 | 0 | 0 | 0
Furnace_Existing_ | Commercial | Healthcare | Existing | Space Heating | Natural Gas | Furnace | E10 |  | 0 | 0 | 0 | 0 | 0 | 0 | 0 | 0 | 0 | 0 | 0 | 0 | 0 | 0 | 0 | 0 | 0 | Normal | 0 | 0 | 0 | 0
Boiler_Existing_TE 80% | Commercial | Healthcare | Existing | Space Heating | Natural Gas | Boiler | E1 | TE 80% | 1 | 0 | 0 | 2.2179 | 1.1081 | 0 | 3.326 | 0 | 19 | 31 | 25 | 2023 | 2023 | 1 | 0 | 0 | 0 | Normal | 0 | 0.94376 | 0 | 0 |  | 514 kBtu/hr | 514 | 0 | 0.0648 |  | 25783 | 14115.0337 | 8110 | 0 |  | 2015 | 1.0838
Boiler_Existing_TE 84% | Commercial | Healthcare | Existing | Space Heating | Natural Gas | Boiler | E2 | TE 84% | 0.95237 | 0 | 0 | 2.8042 | 1.1081 | 0 | 3.9122 | 0 | 19 | 31 | 25 | 2023 | 2023 | 1 | 0 | 0 | 0 | Normal | 0 | 0.89881 | 0 | 0 |  | 514 kBtu/hr | 514 | 0 | 0.0648 |  | 24555 | 17846.3457 | 8110 | 0 |  | 2015 | 1.0838
Boiler_Existing_TE 90% (2024 WA Standard) | Commercial | Healthcare | Existing | Space Heating | Natural Gas | Boiler | E3 | TE 90% (2024 WA Standard) | 0.88888 | 0 | 0 | 3.6339 | 1.2468 | 0 | 4.8808 | 0 | 19 | 31 | 25 | 2023 | 2050 | 1 | 0 | 0 | 0 | Normal | 0 | 0.83889 | 0 | 0 |  | 514 kBtu/hr | 514 | 0 | 0.0648 |  | 22918 | 23127.2898 | 9125.5667 | 0 |  | 2015 | 1.0838
Boiler_Existing_TE 94% (ENERGY STAR 1.0) | Commercial | Healthcare | Existing | Space Heating | Natural Gas | Boiler | E4 | TE 94% (ENERGY STAR 1.0) | 0.85106 | 0 | 0 | 4.2095 | 1.2468 | 0 | 5.4564 | 0 | 19 | 31 | 25 | 2023 | 2050 | 1 | 0 | 0 | 0 | Normal | 0 | 0.8032 | 0 | 0 |  | 514 kBtu/hr | 514 | 0 | 0.0648 |  | 21943 | 26790.429 | 9125.5667 | 0 |  | 2015 | 1.0838
Boiler_Existing_TE 98% | Commercial | Healthcare | Existing | Space Heating | Natural Gas | Boiler | E5 | TE 98% | 0.81631 | 0 | 0 | 4.7851 | 1.2468 | 0 | 6.0319 | 0 | 19 | 31 | 25 | 2023 | 2050 | 1 | 0 | 0 | 0 | Normal | 0 | 0.77041 | 0 | 0 |  | 514 kBtu/hr | 514 | 0 | 0.0648 |  | 21047 | 30453.5682 | 9125.5667 | 0 |  | 2015 | 1.0838
Boiler_Existing_ | Commercial | Healthcare | Existing | Space Heating | Natural Gas | Boiler | E6 |  | 0 | 0 | 0 | 0 | 0 | 0 | 0 | 0 | 0 | 0 | 0 | 0 | 0 | 0 | 0 | 0 | 0 | Normal | 0 | 0 | 0 | 0
Boiler_Existing_ | Commercial | Healthcare | Existing | Space Heating | Natural Gas | Boiler | E7 |  | 0 | 0 | 0 | 0 | 0 | 0 | 0 | 0 | 0 | 0 | 0 | 0 | 0 | 0 | 0 | 0 | 0 | Normal | 0 | 0 | 0 | 0
Boiler_Existing_ | Commercial | Healthcare | Existing | Space Heating | Natural Gas | Boiler | E8 |  | 0 | 0 | 0 | 0 | 0 | 0 | 0 | 0 | 0 | 0 | 0 | 0 | 0 | 0 | 0 | 0 | 0 | Normal | 0 | 0 | 0 | 0
Boiler_Existing_ | Commercial | Healthcare | Existing | Space Heating | Natural Gas | Boiler | E9 |  | 0 | 0 | 0 | 0 | 0 | 0 | 0 | 0 | 0 | 0 | 0 | 0 | 0 | 0 | 0 | 0 | 0 | Normal | 0 | 0 | 0 | 0
Boiler_Existing_ | Commercial | Healthcare | Existing | Space Heating | Natural Gas | Boiler | E10 |  | 0 | 0 | 0 | 0 | 0 | 0 | 0 | 0 | 0 | 0 | 0 | 0 | 0 | 0 | 0 | 0 | 0 | Normal | 0 | 0 | 0 | 0
Unit Heater_Existing_Standard (TE 80%) | Commercial | Healthcare | Existing | Space Heating | Natural Gas | Unit Heater | E1 | Standard (TE 80%) | 1 | 0 | 0 | 0.12826 | 0.1094 | 0 | 0.23767 | 0 | 9 | 15 | 12 | 2023 | 2050 | 1 | 0 | 0 | 0 | Normal | 0 | 0.18915 | 0 | 0 |  | 120 kBtu/hr | 120 | 0 | 8.362e-05 |  | 2262 | 1274.4 | 1250.082 | 0 |  | 2018 | 1.0466
Unit Heater_Existing_Condensing (TE 90%) | Commercial | Healthcare | Existing | Space Heating | Natural Gas | Unit Heater | E2 | Condensing (TE 90%) | 0.86111 | 0 | 0 | 0.41015 | 0.13094 | 0 | 0.54109 | 0 | 9 | 15 | 12 | 2023 | 2050 | 1 | 0 | 0 | 0 | Normal | 0 | 0.16288 | 0 | 0 |  | 120 kBtu/hr | 120 | 0 | 8.362e-05 |  | 1947.8333 | 4075.2 | 1496.122 | 0 |  | 2018 | 1.0466
Unit Heater_Existing_Infrared Radiant | Commercial | Healthcare | Existing | Space Heating | Natural Gas | Unit Heater | E3 | Infrared Radiant | 0.8 | 0 | 0 | 0.17718 | 0.1094 | 0 | 0.28658 | 0 | 9 | 15 | 12 | 2023 | 2050 | 1 | 0 | 0 | 0 | Normal | 0 | 0.15132 | 0 | 0 |  | 120 kBtu/hr | 120 | 0 | 8.362e-05 |  | 1809.6 | 1760.4 | 1250.082 | 0 |  | 2018 | 1.0466
Unit Heater_Existing_ | Commercial | Healthcare | Existing | Space Heating | Natural Gas | Unit Heater | E4 |  | 0 | 0 | 0 | 0 | 0 | 0 | 0 | 0 | 0 | 0 | 0 | 0 | 0 | 0 | 0 | 0 | 0 | Normal | 0 | 0 | 0 | 0
Unit Heater_Existing_ | Commercial | Healthcare | Existing | Space Heating | Natural Gas | Unit Heater | E5 |  | 0 | 0 | 0 | 0 | 0 | 0 | 0 | 0 | 0 | 0 | 0 | 0 | 0 | 0 | 0 | 0 | 0 | Normal | 0 | 0 | 0 | 0
Unit Heater_Existing_ | Commercial | Healthcare | Existing | Space Heating | Natural Gas | Unit Heater | E6 |  | 0 | 0 | 0 | 0 | 0 | 0 | 0 | 0 | 0 | 0 | 0 | 0 | 0 | 0 | 0 | 0 | 0 | Normal | 0 | 0 | 0 | 0
Unit Heater_Existing_ | Commercial | Healthcare | Existing | Space Heating | Natural Gas | Unit Heater | E7 |  | 0 | 0 | 0 | 0 | 0 | 0 | 0 | 0 | 0 | 0 | 0 | 0 | 0 | 0 | 0 | 0 | 0 | Normal | 0 | 0 | 0 | 0
Unit Heater_Existing_ | Commercial | Healthcare | Existing | Space Heating | Natural Gas | Unit Heater | E8 |  | 0 | 0 | 0 | 0 | 0 | 0 | 0 | 0 | 0 | 0 | 0 | 0 | 0 | 0 | 0 | 0 | 0 | Normal | 0 | 0 | 0 | 0
Unit Heater_Existing_ | Commercial | Healthcare | Existing | Space Heating | Natural Gas | Unit Heater | E9 |  | 0 | 0 | 0 | 0 | 0 | 0 | 0 | 0 | 0 | 0 | 0 | 0 | 0 | 0 | 0 | 0 | 0 | Normal | 0 | 0 | 0 | 0
Unit Heater_Existing_ | Commercial | Healthcare | Existing | Space Heating | Natural Gas | Unit Heater | E10 |  | 0 | 0 | 0 | 0 | 0 | 0 | 0 | 0 | 0 | 0 | 0 | 0 | 0 | 0 | 0 | 0 | 0 | Normal | 0 | 0 | 0 | 0
Water Heater_Existing_TE 80% | Commercial | Healthcare | Existing | Water Heating | Natural Gas | Water Heater | E1 | TE 80% | 1 | 0 | 0 | 0.1413 | 0 | 0.0062618 | 0.14757 | 0 | 8 | 12 | 10 | 2023 | 2050 | 1 | 0 | 0 | 0 | Normal | 0 | 0.22392 | 0 | 0 |  | 200 kBtu/hr | 200 | 0 | 0.0042002 |  | 2376 | 6113.5678 | 0 | 311.5578 |  | 2022 | 0.95704
Water Heater_Existing_TE 94% (ENERGY STAR 2.0) | Commercial | Healthcare | Existing | Water Heating | Natural Gas | Water Heater | E2 | TE 94% (ENERGY STAR 2.0) | 0.85101 | 0 | 0 | 0.1746 | 0 | 0.0064436 | 0.18105 | 0 | 8 | 12 | 10 | 2023 | 2050 | 1 | 0 | 0 | 0 | Normal | 0 | 0.19056 | 0 | 0 |  | 200 kBtu/hr | 200 | 0 | 0.0042002 |  | 2022 | 7554.1856 | 0 | 320.603 |  | 2022 | 0.95704
Water Heater_Existing_TE 96% (Instantaneous) | Commercial | Healthcare | Existing | Water Heating | Natural Gas | Water Heater | E3 | TE 96% (Instantaneous) | 0.83333 | 0 | 0 | 0.24959 | 0 | 0.011168 | 0.26076 | 0 | 13 | 21 | 17 | 2023 | 2050 | 1 | 0 | 0 | 0 | Normal | 0 | 0.1866 | 0 | 0 |  | 200 kBtu/hr | 200 | 0 | 0.0042002 |  | 1980 | 10798.4962 | 0 | 555.6391 |  | 2022 | 0.95704
Water Heater_Existing_ | Commercial | Healthcare | Existing | Water Heating | Natural Gas | Water Heater | E4 |  | 0 | 0 | 0 | 0 | 0 | 0 | 0 | 0 | 0 | 0 | 0 | 0 | 0 | 0 | 0 | 0 | 0 | Normal | 0 | 0 | 0 | 0
Water Heater_Existing_ | Commercial | Healthcare | Existing | Water Heating | Natural Gas | Water Heater | E5 |  | 0 | 0 | 0 | 0 | 0 | 0 | 0 | 0 | 0 | 0 | 0 | 0 | 0 | 0 | 0 | 0 | 0 | Normal | 0 | 0 | 0 | 0
Water Heater_Existing_ | Commercial | Healthcare | Existing | Water Heating | Natural Gas | Water Heater | E6 |  | 0 | 0 | 0 | 0 | 0 | 0 | 0 | 0 | 0 | 0 | 0 | 0 | 0 | 0 | 0 | 0 | 0 | Normal | 0 | 0 | 0 | 0
Water Heater_Existing_ | Commercial | Healthcare | Existing | Water Heating | Natural Gas | Water Heater | E7 |  | 0 | 0 | 0 | 0 | 0 | 0 | 0 | 0 | 0 | 0 | 0 | 0 | 0 | 0 | 0 | 0 | 0 | Normal | 0 | 0 | 0 | 0
Water Heater_Existing_ | Commercial | Healthcare | Existing | Water Heating | Natural Gas | Water Heater | E8 |  | 0 | 0 | 0 | 0 | 0 | 0 | 0 | 0 | 0 | 0 | 0 | 0 | 0 | 0 | 0 | 0 | 0 | Normal | 0 | 0 | 0 | 0
Water Heater_Existing_ | Commercial | Healthcare | Existing | Water Heating | Natural Gas | Water Heater | E9 |  | 0 | 0 | 0 | 0 | 0 | 0 | 0 | 0 | 0 | 0 | 0 | 0 | 0 | 0 | 0 | 0 | 0 | Normal | 0 | 0 | 0 | 0
Water Heater_Existing_ | Commercial | Healthcare | Existing | Water Heating | Natural Gas | Water Heater | E10 |  | 0 | 0 | 0 | 0 | 0 | 0 | 0 | 0 | 0 | 0 | 0 | 0 | 0 | 0 | 0 | 0 | 0 | Normal | 0 | 0 | 0 | 0
Oven_Existing_Standard | Commercial | Healthcare | Existing | Food Preparation | Natural Gas | Oven | E1 | Standard | 1 | 0 | 0 | 2.3977 | 0 | 0 | 2.3977 | 0 | 9 | 15 | 12 | 2023 | 2050 | 1 | 0 | 0 | 0 | Normal | 0 | 0.11477 | 0 | 0 |  | 1 units | 1 | 0 | 9.5957e-05 |  | 1196.0712 | 20292 | 0 | 0 |  | 2016 | 1.0708
Oven_Existing_ENERGY STAR (3.0) | Commercial | Healthcare | Existing | Food Preparation | Natural Gas | Oven | E2 | ENERGY STAR (3.0) | 0.5676 | 0 | 0 | 2.896 | 0 | 0 | 2.896 | 0 | 9 | 15 | 12 | 2023 | 2050 | 1 | 0 | 0 | 0 | Normal | 0 | 0.065144 | 0 | 0 |  | 1 units | 1 | 0 | 9.5957e-05 |  | 678.8891 | 24509 | 0 | 0 |  | 2016 | 1.0708
Oven_Existing_ | Commercial | Healthcare | Existing | Food Preparation | Natural Gas | Oven | E3 |  | 0 | 0 | 0 | 0 | 0 | 0 | 0 | 0 | 0 | 0 | 0 | 0 | 0 | 0 | 0 | 0 | 0 | Normal | 0 | 0 | 0 | 0
Oven_Existing_ | Commercial | Healthcare | Existing | Food Preparation | Natural Gas | Oven | E4 |  | 0 | 0 | 0 | 0 | 0 | 0 | 0 | 0 | 0 | 0 | 0 | 0 | 0 | 0 | 0 | 0 | 0 | Normal | 0 | 0 | 0 | 0
Oven_Existing_ | Commercial | Healthcare | Existing | Food Preparation | Natural Gas | Oven | E5 |  | 0 | 0 | 0 | 0 | 0 | 0 | 0 | 0 | 0 | 0 | 0 | 0 | 0 | 0 | 0 | 0 | 0 | Normal | 0 | 0 | 0 | 0
Oven_Existing_ | Commercial | Healthcare | Existing | Food Preparation | Natural Gas | Oven | E6 |  | 0 | 0 | 0 | 0 | 0 | 0 | 0 | 0 | 0 | 0 | 0 | 0 | 0 | 0 | 0 | 0 | 0 | Normal | 0 | 0 | 0 | 0
Oven_Existing_ | Commercial | Healthcare | Existing | Food Preparation | Natural Gas | Oven | E7 |  | 0 | 0 | 0 | 0 | 0 | 0 | 0 | 0 | 0 | 0 | 0 | 0 | 0 | 0 | 0 | 0 | 0 | Normal | 0 | 0 | 0 | 0
Oven_Existing_ | Commercial | Healthcare | Existing | Food Preparation | Natural Gas | Oven | E8 |  | 0 | 0 | 0 | 0 | 0 | 0 | 0 | 0 | 0 | 0 | 0 | 0 | 0 | 0 | 0 | 0 | 0 | Normal | 0 | 0 | 0 | 0
Oven_Existing_ | Commercial | Healthcare | Existing | Food Preparation | Natural Gas | Oven | E9 |  | 0 | 0 | 0 | 0 | 0 | 0 | 0 | 0 | 0 | 0 | 0 | 0 | 0 | 0 | 0 | 0 | 0 | Normal | 0 | 0 | 0 | 0
Oven_Existing_ | Commercial | Healthcare | Existing | Food Preparation | Natural Gas | Oven | E10 |  | 0 | 0 | 0 | 0 | 0 | 0 | 0 | 0 | 0 | 0 | 0 | 0 | 0 | 0 | 0 | 0 | 0 | Normal | 0 | 0 | 0 | 0
Conveyor Oven_Existing_Standard | Commercial | Healthcare | Existing | Food Preparation | Natural Gas | Conveyor Oven | E1 | Standard | 1 | 0 | 0 | 1.1935 | 0 | 0 | 1.1935 | 0 | 9 | 15 | 12 | 2023 | 2050 | 1 | 0 | 0 | 0 | Normal | 0 | 0.099617 | 0 | 0 |  | 1 units | 1 | 0 | 4.3124e-05 |  | 2310 | 27984.53 | 0 | 0 |  | 2024 | 0.85998
Conveyor Oven_Existing_Efficient (>42% Baking Efficiency) | Commercial | Healthcare | Existing | Food Preparation | Natural Gas | Conveyor Oven | E2 | Efficient (>42% Baking Efficiency) | 0.78355 | 0 | 0 | 1.2824 | 0 | 0 | 1.2824 | 0 | 9 | 15 | 12 | 2023 | 2050 | 1 | 0 | 0 | 0 | Normal | 0 | 0.078055 | 0 | 0 |  | 1 units | 1 | 0 | 4.3124e-05 |  | 1810 | 30069.91 | 0 | 0 |  | 2024 | 0.85998
Conveyor Oven_Existing_ | Commercial | Healthcare | Existing | Food Preparation | Natural Gas | Conveyor Oven | E3 |  | 0 | 0 | 0 | 0 | 0 | 0 | 0 | 0 | 0 | 0 | 0 | 0 | 0 | 0 | 0 | 0 | 0 | Normal | 0 | 0 | 0 | 0
Conveyor Oven_Existing_ | Commercial | Healthcare | Existing | Food Preparation | Natural Gas | Conveyor Oven | E4 |  | 0 | 0 | 0 | 0 | 0 | 0 | 0 | 0 | 0 | 0 | 0 | 0 | 0 | 0 | 0 | 0 | 0 | Normal | 0 | 0 | 0 | 0
Conveyor Oven_Existing_ | Commercial | Healthcare | Existing | Food Preparation | Natural Gas | Conveyor Oven | E5 |  | 0 | 0 | 0 | 0 | 0 | 0 | 0 | 0 | 0 | 0 | 0 | 0 | 0 | 0 | 0 | 0 | 0 | Normal | 0 | 0 | 0 | 0
Conveyor Oven_Existing_ | Commercial | Healthcare | Existing | Food Preparation | Natural Gas | Conveyor Oven | E6 |  | 0 | 0 | 0 | 0 | 0 | 0 | 0 | 0 | 0 | 0 | 0 | 0 | 0 | 0 | 0 | 0 | 0 | Normal | 0 | 0 | 0 | 0
Conveyor Oven_Existing_ | Commercial | Healthcare | Existing | Food Preparation | Natural Gas | Conveyor Oven | E7 |  | 0 | 0 | 0 | 0 | 0 | 0 | 0 | 0 | 0 | 0 | 0 | 0 | 0 | 0 | 0 | 0 | 0 | Normal | 0 | 0 | 0 | 0
Conveyor Oven_Existing_ | Commercial | Healthcare | Existing | Food Preparation | Natural Gas | Conveyor Oven | E8 |  | 0 | 0 | 0 | 0 | 0 | 0 | 0 | 0 | 0 | 0 | 0 | 0 | 0 | 0 | 0 | 0 | 0 | Normal | 0 | 0 | 0 | 0
Conveyor Oven_Existing_ | Commercial | Healthcare | Existing | Food Preparation | Natural Gas | Conveyor Oven | E9 |  | 0 | 0 | 0 | 0 | 0 | 0 | 0 | 0 | 0 | 0 | 0 | 0 | 0 | 0 | 0 | 0 | 0 | Normal | 0 | 0 | 0 | 0
Conveyor Oven_Existing_ | Commercial | Healthcare | Existing | Food Preparation | Natural Gas | Conveyor Oven | E10 |  | 0 | 0 | 0 | 0 | 0 | 0 | 0 | 0 | 0 | 0 | 0 | 0 | 0 | 0 | 0 | 0 | 0 | Normal | 0 | 0 | 0 | 0
Rack Oven_Existing_Standard | Commercial | Healthcare | Existing | Food Preparation | Natural Gas | Rack Oven | E1 | Standard | 1 | 0 | 0 | 0.79855 | 0 | 0 | 0.79855 | 0 | 10 | 17 | 13.5 | 2023 | 2050 | 1 | 0 | 0 | 0 | Normal | 0 | 0.095877 | 0 | 0 |  | 1 units | 1 | 0 | 4.3095e-05 |  | 2224.7707 | 18736.2411 | 0 | 0 |  | 2024 | 0.85998
Rack Oven_Existing_ENERGY STAR (3.0) | Commercial | Healthcare | Existing | Food Preparation | Natural Gas | Rack Oven | E2 | ENERGY STAR (3.0) | 0.84734 | 0 | 0 | 0.86452 | 0 | 0 | 0.86452 | 0 | 10 | 17 | 13.5 | 2023 | 2050 | 1 | 0 | 0 | 0 | Normal | 0 | 0.08124 | 0 | 0 |  | 1 units | 1 | 0 | 4.3095e-05 |  | 1885.1273 | 20284.2411 | 0 | 0 |  | 2024 | 0.85998
Rack Oven_Existing_ | Commercial | Healthcare | Existing | Food Preparation | Natural Gas | Rack Oven | E3 |  | 0 | 0 | 0 | 0 | 0 | 0 | 0 | 0 | 0 | 0 | 0 | 0 | 0 | 0 | 0 | 0 | 0 | Normal | 0 | 0 | 0 | 0
Rack Oven_Existing_ | Commercial | Healthcare | Existing | Food Preparation | Natural Gas | Rack Oven | E4 |  | 0 | 0 | 0 | 0 | 0 | 0 | 0 | 0 | 0 | 0 | 0 | 0 | 0 | 0 | 0 | 0 | 0 | Normal | 0 | 0 | 0 | 0
Rack Oven_Existing_ | Commercial | Healthcare | Existing | Food Preparation | Natural Gas | Rack Oven | E5 |  | 0 | 0 | 0 | 0 | 0 | 0 | 0 | 0 | 0 | 0 | 0 | 0 | 0 | 0 | 0 | 0 | 0 | Normal | 0 | 0 | 0 | 0
Rack Oven_Existing_ | Commercial | Healthcare | Existing | Food Preparation | Natural Gas | Rack Oven | E6 |  | 0 | 0 | 0 | 0 | 0 | 0 | 0 | 0 | 0 | 0 | 0 | 0 | 0 | 0 | 0 | 0 | 0 | Normal | 0 | 0 | 0 | 0
Rack Oven_Existing_ | Commercial | Healthcare | Existing | Food Preparation | Natural Gas | Rack Oven | E7 |  | 0 | 0 | 0 | 0 | 0 | 0 | 0 | 0 | 0 | 0 | 0 | 0 | 0 | 0 | 0 | 0 | 0 | Normal | 0 | 0 | 0 | 0
Rack Oven_Existing_ | Commercial | Healthcare | Existing | Food Preparation | Natural Gas | Rack Oven | E8 |  | 0 | 0 | 0 | 0 | 0 | 0 | 0 | 0 | 0 | 0 | 0 | 0 | 0 | 0 | 0 | 0 | 0 | Normal | 0 | 0 | 0 | 0
Rack Oven_Existing_ | Commercial | Healthcare | Existing | Food Preparation | Natural Gas | Rack Oven | E9 |  | 0 | 0 | 0 | 0 | 0 | 0 | 0 | 0 | 0 | 0 | 0 | 0 | 0 | 0 | 0 | 0 | 0 | Normal | 0 | 0 | 0 | 0
Rack Oven_Existing_ | Commercial | Healthcare | Existing | Food Preparation | Natural Gas | Rack Oven | E10 |  | 0 | 0 | 0 | 0 | 0 | 0 | 0 | 0 | 0 | 0 | 0 | 0 | 0 | 0 | 0 | 0 | 0 | Normal | 0 | 0 | 0 | 0
Fryer_Existing_Standard | Commercial | Healthcare | Existing | Food Preparation | Natural Gas | Fryer | E1 | Standard | 1 | 0 | 0 | 0.6367 | 0 | 0 | 0.6367 | 0 | 8 | 14 | 11 | 2023 | 2021 | 1 | 0 | 0 | 0 | Normal | 0 | 0.1819 | 0 | 0 |  | 1 units | 1 | 0 | 0.0002388 |  | 761.7258 | 2695.9053 | 0 | 0 |  | 2024 | 0.85998
Fryer_Existing_ENERGY STAR (3.0) | Commercial | Healthcare | Existing | Food Preparation | Natural Gas | Fryer | E2 | ENERGY STAR (3.0) | 0.74928 | 0 | 0 | 2.963 | 0 | 0 | 2.963 | 0 | 8 | 14 | 11 | 2023 | 2050 | 1 | 0 | 0 | 0 | Normal | 0 | 0.1363 | 0 | 0 |  | 1 units | 1 | 0 | 0.0002388 |  | 570.7473 | 12546.0625 | 0 | 0 |  | 2024 | 0.85998
Fryer_Existing_ | Commercial | Healthcare | Existing | Food Preparation | Natural Gas | Fryer | E3 |  | 0 | 0 | 0 | 0 | 0 | 0 | 0 | 0 | 0 | 0 | 0 | 0 | 0 | 0 | 0 | 0 | 0 | Normal | 0 | 0 | 0 | 0
Fryer_Existing_ | Commercial | Healthcare | Existing | Food Preparation | Natural Gas | Fryer | E4 |  | 0 | 0 | 0 | 0 | 0 | 0 | 0 | 0 | 0 | 0 | 0 | 0 | 0 | 0 | 0 | 0 | 0 | Normal | 0 | 0 | 0 | 0
Fryer_Existing_ | Commercial | Healthcare | Existing | Food Preparation | Natural Gas | Fryer | E5 |  | 0 | 0 | 0 | 0 | 0 | 0 | 0 | 0 | 0 | 0 | 0 | 0 | 0 | 0 | 0 | 0 | 0 | Normal | 0 | 0 | 0 | 0
Fryer_Existing_ | Commercial | Healthcare | Existing | Food Preparation | Natural Gas | Fryer | E6 |  | 0 | 0 | 0 | 0 | 0 | 0 | 0 | 0 | 0 | 0 | 0 | 0 | 0 | 0 | 0 | 0 | 0 | Normal | 0 | 0 | 0 | 0
Fryer_Existing_ | Commercial | Healthcare | Existing | Food Preparation | Natural Gas | Fryer | E7 |  | 0 | 0 | 0 | 0 | 0 | 0 | 0 | 0 | 0 | 0 | 0 | 0 | 0 | 0 | 0 | 0 | 0 | Normal | 0 | 0 | 0 | 0
Fryer_Existing_ | Commercial | Healthcare | Existing | Food Preparation | Natural Gas | Fryer | E8 |  | 0 | 0 | 0 | 0 | 0 | 0 | 0 | 0 | 0 | 0 | 0 | 0 | 0 | 0 | 0 | 0 | 0 | Normal | 0 | 0 | 0 | 0
Fryer_Existing_ | Commercial | Healthcare | Existing | Food Preparation | Natural Gas | Fryer | E9 |  | 0 | 0 | 0 | 0 | 0 | 0 | 0 | 0 | 0 | 0 | 0 | 0 | 0 | 0 | 0 | 0 | 0 | Normal | 0 | 0 | 0 | 0
Fryer_Existing_ | Commercial | Healthcare | Existing | Food Preparation | Natural Gas | Fryer | E10 |  | 0 | 0 | 0 | 0 | 0 | 0 | 0 | 0 | 0 | 0 | 0 | 0 | 0 | 0 | 0 | 0 | 0 | Normal | 0 | 0 | 0 | 0
Broiler_Existing_Typical | Commercial | Healthcare | Existing | Food Preparation | Natural Gas | Broiler | E1 | Typical | 1 | 0 | 0 | 0.61967 | 0 | 0 | 0.61967 | 0 | 9 | 15 | 12 | 2023 | 2050 | 0.5 | 0 | 0 | 0 | Normal | 0 | 0.14565 | 0 | 0 |  | 1 units | 1 | 0 | 0.0001285 |  | 1133.496 | 4687.5 | 0 | 0 |  | 2023 | 0.89459
Broiler_Existing_Infrared Burners | Commercial | Healthcare | Existing | Food Preparation | Natural Gas | Broiler | E2 | Infrared Burners | 0.63295 | 0 | 0 | 0.86423 | 0 | 0 | 0.86423 | 0 | 9 | 15 | 12 | 2023 | 2050 | 0.5 | 0 | 0 | 0 | Normal | 0 | 0.092191 | 0 | 0 |  | 1 units | 1 | 0 | 0.0001285 |  | 717.444 | 6537.5 | 0 | 0 |  | 2023 | 0.89459
Broiler_Existing_ | Commercial | Healthcare | Existing | Food Preparation | Natural Gas | Broiler | E3 |  | 0 | 0 | 0 | 0 | 0 | 0 | 0 | 0 | 0 | 0 | 0 | 0 | 0 | 0 | 0 | 0 | 0 | Normal | 0 | 0 | 0 | 0
Broiler_Existing_ | Commercial | Healthcare | Existing | Food Preparation | Natural Gas | Broiler | E4 |  | 0 | 0 | 0 | 0 | 0 | 0 | 0 | 0 | 0 | 0 | 0 | 0 | 0 | 0 | 0 | 0 | 0 | Normal | 0 | 0 | 0 | 0
Broiler_Existing_ | Commercial | Healthcare | Existing | Food Preparation | Natural Gas | Broiler | E5 |  | 0 | 0 | 0 | 0 | 0 | 0 | 0 | 0 | 0 | 0 | 0 | 0 | 0 | 0 | 0 | 0 | 0 | Normal | 0 | 0 | 0 | 0
Broiler_Existing_ | Commercial | Healthcare | Existing | Food Preparation | Natural Gas | Broiler | E6 |  | 0 | 0 | 0 | 0 | 0 | 0 | 0 | 0 | 0 | 0 | 0 | 0 | 0 | 0 | 0 | 0 | 0 | Normal | 0 | 0 | 0 | 0
Broiler_Existing_ | Commercial | Healthcare | Existing | Food Preparation | Natural Gas | Broiler | E7 |  | 0 | 0 | 0 | 0 | 0 | 0 | 0 | 0 | 0 | 0 | 0 | 0 | 0 | 0 | 0 | 0 | 0 | Normal | 0 | 0 | 0 | 0
Broiler_Existing_ | Commercial | Healthcare | Existing | Food Preparation | Natural Gas | Broiler | E8 |  | 0 | 0 | 0 | 0 | 0 | 0 | 0 | 0 | 0 | 0 | 0 | 0 | 0 | 0 | 0 | 0 | 0 | Normal | 0 | 0 | 0 | 0
Broiler_Existing_ | Commercial | Healthcare | Existing | Food Preparation | Natural Gas | Broiler | E9 |  | 0 | 0 | 0 | 0 | 0 | 0 | 0 | 0 | 0 | 0 | 0 | 0 | 0 | 0 | 0 | 0 | 0 | Normal | 0 | 0 | 0 | 0
Broiler_Existing_ | Commercial | Healthcare | Existing | Food Preparation | Natural Gas | Broiler | E10 |  | 0 | 0 | 0 | 0 | 0 | 0 | 0 | 0 | 0 | 0 | 0 | 0 | 0 | 0 | 0 | 0 | 0 | Normal | 0 | 0 | 0 | 0
Griddle_Existing_ | Commercial | Retail | Existing | Food Preparation | Natural Gas | Griddle | E5 |  | 0 | 0 | 0 | 0 | 0 | 0 | 0 | 0 | 0 | 0 | 0 | 0 | 0 | 0 | 0 | 0 | 0 | Normal | 0 | 0 | 0 | 0
Griddle_Existing_ | Commercial | Retail | Existing | Food Preparation | Natural Gas | Griddle | E6 |  | 0 | 0 | 0 | 0 | 0 | 0 | 0 | 0 | 0 | 0 | 0 | 0 | 0 | 0 | 0 | 0 | 0 | Normal | 0 | 0 | 0 | 0
Griddle_Existing_ | Commercial | Retail | Existing | Food Preparation | Natural Gas | Griddle | E7 |  | 0 | 0 | 0 | 0 | 0 | 0 | 0 | 0 | 0 | 0 | 0 | 0 | 0 | 0 | 0 | 0 | 0 | Normal | 0 | 0 | 0 | 0
Griddle_Existing_ | Commercial | Retail | Existing | Food Preparation | Natural Gas | Griddle | E8 |  | 0 | 0 | 0 | 0 | 0 | 0 | 0 | 0 | 0 | 0 | 0 | 0 | 0 | 0 | 0 | 0 | 0 | Normal | 0 | 0 | 0 | 0
Griddle_Existing_ | Commercial | Retail | Existing | Food Preparation | Natural Gas | Griddle | E9 |  | 0 | 0 | 0 | 0 | 0 | 0 | 0 | 0 | 0 | 0 | 0 | 0 | 0 | 0 | 0 | 0 | 0 | Normal | 0 | 0 | 0 | 0
Griddle_Existing_ | Commercial | Retail | Existing | Food Preparation | Natural Gas | Griddle | E10 |  | 0 | 0 | 0 | 0 | 0 | 0 | 0 | 0 | 0 | 0 | 0 | 0 | 0 | 0 | 0 | 0 | 0 | Normal | 0 | 0 | 0 | 0
Griddle_Existing_ | Commercial | Warehouse | Existing | Food Preparation | Natural Gas | Griddle | E4 |  | 0 | 0 | 0 | 0 | 0 | 0 | 0 | 0 | 0 | 0 | 0 | 0 | 0 | 0 | 0 | 0 | 0 | Normal | 0 | 0 | 0 | 0
Griddle_Existing_ | Commercial | Warehouse | Existing | Food Preparation | Natural Gas | Griddle | E5 |  | 0 | 0 | 0 | 0 | 0 | 0 | 0 | 0 | 0 | 0 | 0 | 0 | 0 | 0 | 0 | 0 | 0 | Normal | 0 | 0 | 0 | 0
Griddle_Existing_ | Commercial | Warehouse | Existing | Food Preparation | Natural Gas | Griddle | E6 |  | 0 | 0 | 0 | 0 | 0 | 0 | 0 | 0 | 0 | 0 | 0 | 0 | 0 | 0 | 0 | 0 | 0 | Normal | 0 | 0 | 0 | 0
Griddle_Existing_ | Commercial | Warehouse | Existing | Food Preparation | Natural Gas | Griddle | E7 |  | 0 | 0 | 0 | 0 | 0 | 0 | 0 | 0 | 0 | 0 | 0 | 0 | 0 | 0 | 0 | 0 | 0 | Normal | 0 | 0 | 0 | 0
Range_Existing_Typical | Commercial | Healthcare | Existing | Food Preparation | Natural Gas | Range | E1 | Typical | 1 | 0 | 0 | 0.32356 | 0 | 0 | 0.32356 | 0 | 9 | 15 | 12 | 2023 | 2050 | 1 | 0 | 0 | 0 | Normal | 0 | 0.12751 | 0 | 0 |  | 1 units | 1 | 0 | 0.00015393 |  | 857.4828 | 2043.1823 | 0 | 0 |  | 2023 | 0.89459
Range_Existing_High Efficiency | Commercial | Healthcare | Existing | Food Preparation | Natural Gas | Range | E2 | High Efficiency | 0.75981 | 0 | 0 | 0.40431 | 0 | 0 | 0.40431 | 0 | 9 | 15 | 12 | 2023 | 2050 | 1 | 0 | 0 | 0 | Normal | 0 | 0.096886 | 0 | 0 |  | 1 units | 1 | 0 | 0.00015393 |  | 651.5262 | 2553.125 | 0 | 0 |  | 2023 | 0.89459
Range_Existing_ | Commercial | Healthcare | Existing | Food Preparation | Natural Gas | Range | E3 |  | 0 | 0 | 0 | 0 | 0 | 0 | 0 | 0 | 0 | 0 | 0 | 0 | 0 | 0 | 0 | 0 | 0 | Normal | 0 | 0 | 0 | 0
Range_Existing_ | Commercial | Healthcare | Existing | Food Preparation | Natural Gas | Range | E4 |  | 0 | 0 | 0 | 0 | 0 | 0 | 0 | 0 | 0 | 0 | 0 | 0 | 0 | 0 | 0 | 0 | 0 | Normal | 0 | 0 | 0 | 0
Range_Existing_ | Commercial | Healthcare | Existing | Food Preparation | Natural Gas | Range | E5 |  | 0 | 0 | 0 | 0 | 0 | 0 | 0 | 0 | 0 | 0 | 0 | 0 | 0 | 0 | 0 | 0 | 0 | Normal | 0 | 0 | 0 | 0
Range_Existing_ | Commercial | Healthcare | Existing | Food Preparation | Natural Gas | Range | E6 |  | 0 | 0 | 0 | 0 | 0 | 0 | 0 | 0 | 0 | 0 | 0 | 0 | 0 | 0 | 0 | 0 | 0 | Normal | 0 | 0 | 0 | 0
Range_Existing_ | Commercial | Healthcare | Existing | Food Preparation | Natural Gas | Range | E7 |  | 0 | 0 | 0 | 0 | 0 | 0 | 0 | 0 | 0 | 0 | 0 | 0 | 0 | 0 | 0 | 0 | 0 | Normal | 0 | 0 | 0 | 0
Range_Existing_ | Commercial | Healthcare | Existing | Food Preparation | Natural Gas | Range | E8 |  | 0 | 0 | 0 | 0 | 0 | 0 | 0 | 0 | 0 | 0 | 0 | 0 | 0 | 0 | 0 | 0 | 0 | Normal | 0 | 0 | 0 | 0
Range_Existing_ | Commercial | Healthcare | Existing | Food Preparation | Natural Gas | Range | E9 |  | 0 | 0 | 0 | 0 | 0 | 0 | 0 | 0 | 0 | 0 | 0 | 0 | 0 | 0 | 0 | 0 | 0 | Normal | 0 | 0 | 0 | 0
Range_Existing_ | Commercial | Healthcare | Existing | Food Preparation | Natural Gas | Range | E10 |  | 0 | 0 | 0 | 0 | 0 | 0 | 0 | 0 | 0 | 0 | 0 | 0 | 0 | 0 | 0 | 0 | 0 | Normal | 0 | 0 | 0 | 0
Steamer_Existing_Typical | Commercial | Healthcare | Existing | Food Preparation | Natural Gas | Steamer | E1 | Typical | 1 | 0 | 0 | 9.043 | 0 | 0 | 9.043 | 0 | 9 | 15 | 12 | 2023 | 2021 | 1 | 0 | 0 | 0 | Normal | 0 | 0.31258 | 0 | 0 |  | 1 units | 1 | 0 | 0.00047393 |  | 659.5559 | 19293.381 | 0 | 0 |  | 2024 | 0.85998
Steamer_Existing_ENERGY STAR (1.2) | Commercial | Healthcare | Existing | Food Preparation | Natural Gas | Steamer | E2 | ENERGY STAR (1.2) | 0.37076 | 0 | 0 | 8.0452 | 0 | -0.56601 | 7.4791 | 0 | 9 | 15 | 12 | 2023 | 2050 | 1 | 0 | 0 | 0 | Normal | 0 | 0.11589 | 0 | 0 |  | 1 units | 1 | 0 | 0.00047393 |  | 244.5384 | 17164.5079 | 0 | -1388.7391 |  | 2024 | 0.85998
Steamer_Existing_ | Commercial | Healthcare | Existing | Food Preparation | Natural Gas | Steamer | E3 |  | 0 | 0 | 0 | 0 | 0 | 0 | 0 | 0 | 0 | 0 | 0 | 0 | 0 | 0 | 0 | 0 | 0 | Normal | 0 | 0 | 0 | 0
Steamer_Existing_ | Commercial | Healthcare | Existing | Food Preparation | Natural Gas | Steamer | E4 |  | 0 | 0 | 0 | 0 | 0 | 0 | 0 | 0 | 0 | 0 | 0 | 0 | 0 | 0 | 0 | 0 | 0 | Normal | 0 | 0 | 0 | 0
Steamer_Existing_ | Commercial | Healthcare | Existing | Food Preparation | Natural Gas | Steamer | E5 |  | 0 | 0 | 0 | 0 | 0 | 0 | 0 | 0 | 0 | 0 | 0 | 0 | 0 | 0 | 0 | 0 | 0 | Normal | 0 | 0 | 0 | 0
Steamer_Existing_ | Commercial | Healthcare | Existing | Food Preparation | Natural Gas | Steamer | E6 |  | 0 | 0 | 0 | 0 | 0 | 0 | 0 | 0 | 0 | 0 | 0 | 0 | 0 | 0 | 0 | 0 | 0 | Normal | 0 | 0 | 0 | 0
Steamer_Existing_ | Commercial | Healthcare | Existing | Food Preparation | Natural Gas | Steamer | E7 |  | 0 | 0 | 0 | 0 | 0 | 0 | 0 | 0 | 0 | 0 | 0 | 0 | 0 | 0 | 0 | 0 | 0 | Normal | 0 | 0 | 0 | 0
Steamer_Existing_ | Commercial | Healthcare | Existing | Food Preparation | Natural Gas | Steamer | E8 |  | 0 | 0 | 0 | 0 | 0 | 0 | 0 | 0 | 0 | 0 | 0 | 0 | 0 | 0 | 0 | 0 | 0 | Normal | 0 | 0 | 0 | 0
Steamer_Existing_ | Commercial | Healthcare | Existing | Food Preparation | Natural Gas | Steamer | E9 |  | 0 | 0 | 0 | 0 | 0 | 0 | 0 | 0 | 0 | 0 | 0 | 0 | 0 | 0 | 0 | 0 | 0 | Normal | 0 | 0 | 0 | 0
Steamer_Existing_ | Commercial | Healthcare | Existing | Food Preparation | Natural Gas | Steamer | E10 |  | 0 | 0 | 0 | 0 | 0 | 0 | 0 | 0 | 0 | 0 | 0 | 0 | 0 | 0 | 0 | 0 | 0 | Normal | 0 | 0 | 0 | 0
Commercial Food Prep Other_Existing_Standard | Commercial | Healthcare | Existing | Food Preparation | Natural Gas | Commercial Food Prep Other | E1 | Standard | 1 | 0 | 0 | 0.042958 | 0 | 0 | 0.042958 | 0 | 8 | 12 | 10 | 2023 | 2050 | 1 | 0 | 0 | 0 | Normal | 0 | 0.044983 | 0 | 0 |  | 1 units | 1 | 0 | 3.1607e-05 |  | 1423.18 | 1000 | 0 | 0 |  | 2010 | 1.1818
Commercial Food Prep Other_Existing_Efficient | Commercial | Healthcare | Existing | Food Preparation | Natural Gas | Commercial Food Prep Other | E2 | Efficient | 0.72179 | 0 | 0 | 0.054257 | 0 | 0 | 0.054257 | 0 | 8 | 12 | 10 | 2023 | 2050 | 1 | 0 | 0 | 0 | Normal | 0 | 0.032468 | 0 | 0 |  | 1 units | 1 | 0 | 3.1607e-05 |  | 1027.2384 | 1263.0334 | 0 | 0 |  | 2010 | 1.1818
Commercial Food Prep Other_Existing_ | Commercial | Healthcare | Existing | Food Preparation | Natural Gas | Commercial Food Prep Other | E3 |  | 0 | 0 | 0 | 0 | 0 | 0 | 0 | 0 | 0 | 0 | 0 | 0 | 0 | 0 | 0 | 0 | 0 | Normal | 0 | 0 | 0 | 0
Commercial Food Prep Other_Existing_ | Commercial | Healthcare | Existing | Food Preparation | Natural Gas | Commercial Food Prep Other | E4 |  | 0 | 0 | 0 | 0 | 0 | 0 | 0 | 0 | 0 | 0 | 0 | 0 | 0 | 0 | 0 | 0 | 0 | Normal | 0 | 0 | 0 | 0
Commercial Food Prep Other_Existing_ | Commercial | Healthcare | Existing | Food Preparation | Natural Gas | Commercial Food Prep Other | E5 |  | 0 | 0 | 0 | 0 | 0 | 0 | 0 | 0 | 0 | 0 | 0 | 0 | 0 | 0 | 0 | 0 | 0 | Normal | 0 | 0 | 0 | 0
Commercial Food Prep Other_Existing_ | Commercial | Healthcare | Existing | Food Preparation | Natural Gas | Commercial Food Prep Other | E6 |  | 0 | 0 | 0 | 0 | 0 | 0 | 0 | 0 | 0 | 0 | 0 | 0 | 0 | 0 | 0 | 0 | 0 | Normal | 0 | 0 | 0 | 0
Commercial Food Prep Other_Existing_ | Commercial | Healthcare | Existing | Food Preparation | Natural Gas | Commercial Food Prep Other | E7 |  | 0 | 0 | 0 | 0 | 0 | 0 | 0 | 0 | 0 | 0 | 0 | 0 | 0 | 0 | 0 | 0 | 0 | Normal | 0 | 0 | 0 | 0
Commercial Food Prep Other_Existing_ | Commercial | Healthcare | Existing | Food Preparation | Natural Gas | Commercial Food Prep Other | E8 |  | 0 | 0 | 0 | 0 | 0 | 0 | 0 | 0 | 0 | 0 | 0 | 0 | 0 | 0 | 0 | 0 | 0 | Normal | 0 | 0 | 0 | 0
Commercial Food Prep Other_Existing_ | Commercial | Healthcare | Existing | Food Preparation | Natural Gas | Commercial Food Prep Other | E9 |  | 0 | 0 | 0 | 0 | 0 | 0 | 0 | 0 | 0 | 0 | 0 | 0 | 0 | 0 | 0 | 0 | 0 | Normal | 0 | 0 | 0 | 0
Commercial Food Prep Other_Existing_ | Commercial | Healthcare | Existing | Food Preparation | Natural Gas | Commercial Food Prep Other | E10 |  | 0 | 0 | 0 | 0 | 0 | 0 | 0 | 0 | 0 | 0 | 0 | 0 | 0 | 0 | 0 | 0 | 0 | Normal | 0 | 0 | 0 | 0
Pool Heater_Existing_TE 82% (Standard) | Commercial | Healthcare | Existing | Miscellaneous | Natural Gas | Pool Heater | E1 | TE 82% (Standard) | 1 | 0 | 0 | 0.009093 | 0.0033177 | 0.00013783 | 0.012549 | 0 | 8 | 14 | 11 | 2023 | 2027 | 1 | 0 | 0 | 0 | Normal | 0 | 0.015028 | 0 | 0 |  | 1 units | 1 | 0 | 1.2672e-06 |  | 11859 | 6239.8015 | 2618.1698 | 108.77 |  | 2021 | 1
Pool Heater_Existing_TE 84% (Standard 2028) | Commercial | Healthcare | Existing | Miscellaneous | Natural Gas | Pool Heater | E2 | TE 84% (Standard 2028) | 0.97622 | 0 | 0 | 0.010021 | 0.0033048 | 0.00013869 | 0.013464 | 0 | 8 | 14 | 11 | 2023 | 2050 | 1 | 0 | 0 | 0 | Normal | 0 | 0.01467 | 0 | 0 |  | 1 units | 1 | 0 | 1.2672e-06 |  | 11577 | 6876.516 | 2607.9824 | 109.45 |  | 2021 | 1
Pool Heater_Existing_TE 95% (Condensing) | Commercial | Healthcare | Existing | Miscellaneous | Natural Gas | Pool Heater | E3 | TE 95% (Condensing) | 0.86323 | 0 | 0 | 0.013101 | 0.0036308 | 0.00015249 | 0.016885 | 0 | 8 | 14 | 11 | 2023 | 2050 | 1 | 0 | 0 | 0 | Normal | 0 | 0.012972 | 0 | 0 |  | 1 units | 1 | 0 | 1.2672e-06 |  | 10237 | 8990.4079 | 2865.215 | 120.34 |  | 2021 | 1
Pool Heater_Existing_ | Commercial | Healthcare | Existing | Miscellaneous | Natural Gas | Pool Heater | E4 |  | 0 | 0 | 0 | 0 | 0 | 0 | 0 | 0 | 0 | 0 | 0 | 0 | 0 | 0 | 0 | 0 | 0 | Normal | 0 | 0 | 0 | 0
Pool Heater_Existing_ | Commercial | Healthcare | Existing | Miscellaneous | Natural Gas | Pool Heater | E5 |  | 0 | 0 | 0 | 0 | 0 | 0 | 0 | 0 | 0 | 0 | 0 | 0 | 0 | 0 | 0 | 0 | 0 | Normal | 0 | 0 | 0 | 0
Pool Heater_Existing_ | Commercial | Healthcare | Existing | Miscellaneous | Natural Gas | Pool Heater | E6 |  | 0 | 0 | 0 | 0 | 0 | 0 | 0 | 0 | 0 | 0 | 0 | 0 | 0 | 0 | 0 | 0 | 0 | Normal | 0 | 0 | 0 | 0
Pool Heater_Existing_ | Commercial | Healthcare | Existing | Miscellaneous | Natural Gas | Pool Heater | E7 |  | 0 | 0 | 0 | 0 | 0 | 0 | 0 | 0 | 0 | 0 | 0 | 0 | 0 | 0 | 0 | 0 | 0 | Normal | 0 | 0 | 0 | 0
Pool Heater_Existing_ | Commercial | Healthcare | Existing | Miscellaneous | Natural Gas | Pool Heater | E8 |  | 0 | 0 | 0 | 0 | 0 | 0 | 0 | 0 | 0 | 0 | 0 | 0 | 0 | 0 | 0 | 0 | 0 | Normal | 0 | 0 | 0 | 0
Pool Heater_Existing_ | Commercial | Healthcare | Existing | Miscellaneous | Natural Gas | Pool Heater | E9 |  | 0 | 0 | 0 | 0 | 0 | 0 | 0 | 0 | 0 | 0 | 0 | 0 | 0 | 0 | 0 | 0 | 0 | Normal | 0 | 0 | 0 | 0
Pool Heater_Existing_ | Commercial | Healthcare | Existing | Miscellaneous | Natural Gas | Pool Heater | E10 |  | 0 | 0 | 0 | 0 | 0 | 0 | 0 | 0 | 0 | 0 | 0 | 0 | 0 | 0 | 0 | 0 | 0 | Normal | 0 | 0 | 0 | 0
Other Miscellaneous_Existing_Miscellaneous | Commercial | Healthcare | Existing | Miscellaneous | Natural Gas | Other Miscellaneous | E1 | Miscellaneous | 1 | 0 | 0 | 0.00014445 | 0 | 0 | 0.00014445 | 0 | 2 | 8 | 5 | 2023 | 2050 | 1 | 0 | 0 | 0 | Normal | 0 | 0.00012394 | 0 | 0 |  | 1 units | 1 | 0 | 0.00012394 |  | 1 | 1 | 0 | 0 |  | 2020 | 1.0135
Other Miscellaneous_Existing_ | Commercial | Healthcare | Existing | Miscellaneous | Natural Gas | Other Miscellaneous | E2 |  | 0 | 0 | 0 | 0 | 0 | 0 | 0 | 0 | 0 | 0 | 0 | 0 | 0 | 0 | 0 | 0 | 0 | Normal | 0 | 0 | 0 | 0
Other Miscellaneous_Existing_ | Commercial | Healthcare | Existing | Miscellaneous | Natural Gas | Other Miscellaneous | E3 |  | 0 | 0 | 0 | 0 | 0 | 0 | 0 | 0 | 0 | 0 | 0 | 0 | 0 | 0 | 0 | 0 | 0 | Normal | 0 | 0 | 0 | 0
Other Miscellaneous_Existing_ | Commercial | Healthcare | Existing | Miscellaneous | Natural Gas | Other Miscellaneous | E4 |  | 0 | 0 | 0 | 0 | 0 | 0 | 0 | 0 | 0 | 0 | 0 | 0 | 0 | 0 | 0 | 0 | 0 | Normal | 0 | 0 | 0 | 0
Other Miscellaneous_Existing_ | Commercial | Healthcare | Existing | Miscellaneous | Natural Gas | Other Miscellaneous | E5 |  | 0 | 0 | 0 | 0 | 0 | 0 | 0 | 0 | 0 | 0 | 0 | 0 | 0 | 0 | 0 | 0 | 0 | Normal | 0 | 0 | 0 | 0
Other Miscellaneous_Existing_ | Commercial | Healthcare | Existing | Miscellaneous | Natural Gas | Other Miscellaneous | E6 |  | 0 | 0 | 0 | 0 | 0 | 0 | 0 | 0 | 0 | 0 | 0 | 0 | 0 | 0 | 0 | 0 | 0 | Normal | 0 | 0 | 0 | 0
Other Miscellaneous_Existing_ | Commercial | Healthcare | Existing | Miscellaneous | Natural Gas | Other Miscellaneous | E7 |  | 0 | 0 | 0 | 0 | 0 | 0 | 0 | 0 | 0 | 0 | 0 | 0 | 0 | 0 | 0 | 0 | 0 | Normal | 0 | 0 | 0 | 0
Other Miscellaneous_Existing_ | Commercial | Healthcare | Existing | Miscellaneous | Natural Gas | Other Miscellaneous | E8 |  | 0 | 0 | 0 | 0 | 0 | 0 | 0 | 0 | 0 | 0 | 0 | 0 | 0 | 0 | 0 | 0 | 0 | Normal | 0 | 0 | 0 | 0
Other Miscellaneous_Existing_ | Commercial | Healthcare | Existing | Miscellaneous | Natural Gas | Other Miscellaneous | E9 |  | 0 | 0 | 0 | 0 | 0 | 0 | 0 | 0 | 0 | 0 | 0 | 0 | 0 | 0 | 0 | 0 | 0 | Normal | 0 | 0 | 0 | 0
Other Miscellaneous_Existing_ | Commercial | Healthcare | Existing | Miscellaneous | Natural Gas | Other Miscellaneous | E10 |  | 0 | 0 | 0 | 0 | 0 | 0 | 0 | 0 | 0 | 0 | 0 | 0 | 0 | 0 | 0 | 0 | 0 | Normal | 0 | 0 | 0 | 0
Furnace_New_TE 80% | Commercial | Healthcare | New | Space Heating | Natural Gas | Furnace | E1 | TE 80% | 1 | 0 | 0 | 1.3422 | 1.2431 | 0 | 2.5853 | 0 | 17 | 29 | 23 | 2023 | 2022 | 1 | 0 | 0 | 0 | Normal | 0 | 0.37359 | 0 | 0 |  | 140 kBtu/hr | 140 | 0 | 0.0648 |  | 2062 | 2634.8 | 2806.1691 | 0 |  | 2022 | 0.95704
Furnace_New_TE 81% (2023 Standard) | Commercial | Healthcare | New | Space Heating | Natural Gas | Furnace | E2 | TE 81% (2023 Standard) | 0.9001 | 0 | 0 | 1.3749 | 1.2525 | 0 | 2.6275 | 0 | 17 | 29 | 23 | 2023 | 2050 | 1 | 0 | 0 | 0 | Normal | 0 | 0.33627 | 0 | 0 |  | 140 kBtu/hr | 140 | 0 | 0.0648 |  | 1856 | 2699.0634 | 2827.5902 | 0 |  | 2022 | 0.95704
Furnace_New_TE 90% | Commercial | Healthcare | New | Space Heating | Natural Gas | Furnace | E3 | TE 90% | 0.84384 | 0 | 0 | 2.2028 | 1.2525 | 0 | 3.4553 | 0 | 17 | 29 | 23 | 2023 | 2050 | 1 | 0 | 0 | 0 | Normal | 0 | 0.31525 | 0 | 0 |  | 140 kBtu/hr | 140 | 0 | 0.0648 |  | 1740 | 4324.0866 | 2827.5902 | 0 |  | 2022 | 0.95704
Furnace_New_TE 96% | Commercial | Healthcare | New | Space Heating | Natural Gas | Furnace | E4 | TE 96% | 0.7911 | 0 | 0 | 3.5442 | 1.7201 | 0 | 5.2643 | 0 | 17 | 29 | 23 | 2023 | 2050 | 1 | 0 | 0 | 0 | Normal | 0 | 0.29555 | 0 | 0 |  | 140 kBtu/hr | 140 | 0 | 0.0648 |  | 1631.25 | 6957.4606 | 3883.0501 | 0 |  | 2022 | 0.95704
Furnace_New_Dual-Fuel Heat Pump - TE 81% | Commercial | Healthcare | New | Space Heating | Natural Gas | Furnace | E5 | Dual-Fuel Heat Pump - TE 81% | 0.2848 | 0 | 0 | 8.4026 | 1.2525 | 0.16989 | 9.8251 | 0 | 16 | 26 | 21 | 2023 | 2050 | 1 | 0 | 0 | 0 | Normal | 0 | 0.1064 | 0 | 0 |  | 140 kBtu/hr | 140 | 0 | 0.0648 |  | 587.25 | 16494.619 | 2827.5902 | 0 |  | 2022 | 0.95704
Furnace_New_Dual-Fuel Heat Pump - TE 96% | Commercial | Healthcare | New | Space Heating | Natural Gas | Furnace | E6 | Dual-Fuel Heat Pump - TE 96% | 0.094932 | 0 | 0 | 10.5719 | 1.7201 | 0.16989 | 12.4619 | 0 | 16 | 26 | 21 | 2023 | 2050 | 1 | 0 | 0 | 0 | Normal | 0 | 0.035466 | 0 | 0 |  | 140 kBtu/hr | 140 | 0 | 0.0648 |  | 195.75 | 20753.0162 | 3883.0501 | 0 |  | 2022 | 0.95704
Furnace_New_ | Commercial | Healthcare | New | Space Heating | Natural Gas | Furnace | E7 |  | 0 | 0 | 0 | 0 | 0 | 0 | 0 | 0 | 0 | 0 | 0 | 0 | 0 | 0 | 0 | 0 | 0 | Normal | 0 | 0 | 0 | 0
Furnace_New_ | Commercial | Healthcare | New | Space Heating | Natural Gas | Furnace | E8 |  | 0 | 0 | 0 | 0 | 0 | 0 | 0 | 0 | 0 | 0 | 0 | 0 | 0 | 0 | 0 | 0 | 0 | Normal | 0 | 0 | 0 | 0
Furnace_New_ | Commercial | Healthcare | New | Space Heating | Natural Gas | Furnace | E9 |  | 0 | 0 | 0 | 0 | 0 | 0 | 0 | 0 | 0 | 0 | 0 | 0 | 0 | 0 | 0 | 0 | 0 | Normal | 0 | 0 | 0 | 0
Furnace_New_ | Commercial | Healthcare | New | Space Heating | Natural Gas | Furnace | E10 |  | 0 | 0 | 0 | 0 | 0 | 0 | 0 | 0 | 0 | 0 | 0 | 0 | 0 | 0 | 0 | 0 | 0 | Normal | 0 | 0 | 0 | 0
Boiler_New_TE 80% | Commercial | Healthcare | New | Space Heating | Natural Gas | Boiler | E1 | TE 80% | 1 | 0 | 0 | 2.2179 | 1.1081 | 0 | 3.326 | 0 | 19 | 31 | 25 | 2023 | 2023 | 1 | 0 | 0 | 0 | Normal | 0 | 0.94374 | 0 | 0 |  | 514 kBtu/hr | 514 | 0 | 0.0648 |  | 12447 | 14115.0337 | 8110 | 0 |  | 2015 | 1.0838
Boiler_New_TE 84% | Commercial | Healthcare | New | Space Heating | Natural Gas | Boiler | E2 | TE 84% | 0.95244 | 0 | 0 | 2.8042 | 1.1081 | 0 | 3.9122 | 0 | 19 | 31 | 25 | 2023 | 2023 | 1 | 0 | 0 | 0 | Normal | 0 | 0.89885 | 0 | 0 |  | 514 kBtu/hr | 514 | 0 | 0.0648 |  | 11855 | 17846.3457 | 8110 | 0 |  | 2015 | 1.0838
Boiler_New_TE 90% (2024 WA Standard) | Commercial | Healthcare | New | Space Heating | Natural Gas | Boiler | E3 | TE 90% (2024 WA Standard) | 0.88889 | 0 | 0 | 3.6339 | 1.2468 | 0 | 4.8808 | 0 | 19 | 31 | 25 | 2023 | 2050 | 1 | 0 | 0 | 0 | Normal | 0 | 0.83888 | 0 | 0 |  | 514 kBtu/hr | 514 | 0 | 0.0648 |  | 11064 | 23127.2898 | 9125.5667 | 0 |  | 2015 | 1.0838
Boiler_New_TE 94% (ENERGY STAR 1.0) | Commercial | Healthcare | New | Space Heating | Natural Gas | Boiler | E4 | TE 94% (ENERGY STAR 1.0) | 0.85113 | 0 | 0 | 4.2095 | 1.2468 | 0 | 5.4564 | 0 | 19 | 31 | 25 | 2023 | 2050 | 1 | 0 | 0 | 0 | Normal | 0 | 0.80324 | 0 | 0 |  | 514 kBtu/hr | 514 | 0 | 0.0648 |  | 10594 | 26790.429 | 9125.5667 | 0 |  | 2015 | 1.0838
Boiler_New_TE 98% | Commercial | Healthcare | New | Space Heating | Natural Gas | Boiler | E5 | TE 98% | 0.81634 | 0 | 0 | 4.7851 | 1.2468 | 0 | 6.0319 | 0 | 19 | 31 | 25 | 2023 | 2050 | 1 | 0 | 0 | 0 | Normal | 0 | 0.77041 | 0 | 0 |  | 514 kBtu/hr | 514 | 0 | 0.0648 |  | 10161 | 30453.5682 | 9125.5667 | 0 |  | 2015 | 1.0838
Boiler_New_ | Commercial | Healthcare | New | Space Heating | Natural Gas | Boiler | E6 |  | 0 | 0 | 0 | 0 | 0 | 0 | 0 | 0 | 0 | 0 | 0 | 0 | 0 | 0 | 0 | 0 | 0 | Normal | 0 | 0 | 0 | 0
Boiler_New_ | Commercial | Healthcare | New | Space Heating | Natural Gas | Boiler | E7 |  | 0 | 0 | 0 | 0 | 0 | 0 | 0 | 0 | 0 | 0 | 0 | 0 | 0 | 0 | 0 | 0 | 0 | Normal | 0 | 0 | 0 | 0
Boiler_New_ | Commercial | Healthcare | New | Space Heating | Natural Gas | Boiler | E8 |  | 0 | 0 | 0 | 0 | 0 | 0 | 0 | 0 | 0 | 0 | 0 | 0 | 0 | 0 | 0 | 0 | 0 | Normal | 0 | 0 | 0 | 0
Boiler_New_ | Commercial | Healthcare | New | Space Heating | Natural Gas | Boiler | E9 |  | 0 | 0 | 0 | 0 | 0 | 0 | 0 | 0 | 0 | 0 | 0 | 0 | 0 | 0 | 0 | 0 | 0 | Normal | 0 | 0 | 0 | 0
Boiler_New_ | Commercial | Healthcare | New | Space Heating | Natural Gas | Boiler | E10 |  | 0 | 0 | 0 | 0 | 0 | 0 | 0 | 0 | 0 | 0 | 0 | 0 | 0 | 0 | 0 | 0 | 0 | Normal | 0 | 0 | 0 | 0
Unit Heater_New_Standard (TE 80%) | Commercial | Healthcare | New | Space Heating | Natural Gas | Unit Heater | E1 | Standard (TE 80%) | 1 | 0 | 0 | 0.12826 | 0.1094 | 0 | 0.23767 | 0 | 9 | 15 | 12 | 2023 | 2050 | 1 | 0 | 0 | 0 | Normal | 0 | 0.18915 | 0 | 0 |  | 120 kBtu/hr | 120 | 0 | 8.362e-05 |  | 2262 | 1274.4 | 1250.082 | 0 |  | 2018 | 1.0466
Unit Heater_New_Condensing (TE 90%) | Commercial | Healthcare | New | Space Heating | Natural Gas | Unit Heater | E2 | Condensing (TE 90%) | 0.86111 | 0 | 0 | 0.41015 | 0.13094 | 0 | 0.54109 | 0 | 9 | 15 | 12 | 2023 | 2050 | 1 | 0 | 0 | 0 | Normal | 0 | 0.16288 | 0 | 0 |  | 120 kBtu/hr | 120 | 0 | 8.362e-05 |  | 1947.8333 | 4075.2 | 1496.122 | 0 |  | 2018 | 1.0466
Unit Heater_New_Infrared Radiant | Commercial | Healthcare | New | Space Heating | Natural Gas | Unit Heater | E3 | Infrared Radiant | 0.8 | 0 | 0 | 0.17718 | 0.1094 | 0 | 0.28658 | 0 | 9 | 15 | 12 | 2023 | 2050 | 1 | 0 | 0 | 0 | Normal | 0 | 0.15132 | 0 | 0 |  | 120 kBtu/hr | 120 | 0 | 8.362e-05 |  | 1809.6 | 1760.4 | 1250.082 | 0 |  | 2018 | 1.0466
Unit Heater_New_ | Commercial | Healthcare | New | Space Heating | Natural Gas | Unit Heater | E4 |  | 0 | 0 | 0 | 0 | 0 | 0 | 0 | 0 | 0 | 0 | 0 | 0 | 0 | 0 | 0 | 0 | 0 | Normal | 0 | 0 | 0 | 0
Unit Heater_New_ | Commercial | Healthcare | New | Space Heating | Natural Gas | Unit Heater | E5 |  | 0 | 0 | 0 | 0 | 0 | 0 | 0 | 0 | 0 | 0 | 0 | 0 | 0 | 0 | 0 | 0 | 0 | Normal | 0 | 0 | 0 | 0
Unit Heater_New_ | Commercial | Healthcare | New | Space Heating | Natural Gas | Unit Heater | E6 |  | 0 | 0 | 0 | 0 | 0 | 0 | 0 | 0 | 0 | 0 | 0 | 0 | 0 | 0 | 0 | 0 | 0 | Normal | 0 | 0 | 0 | 0
Unit Heater_New_ | Commercial | Healthcare | New | Space Heating | Natural Gas | Unit Heater | E7 |  | 0 | 0 | 0 | 0 | 0 | 0 | 0 | 0 | 0 | 0 | 0 | 0 | 0 | 0 | 0 | 0 | 0 | Normal | 0 | 0 | 0 | 0
Unit Heater_New_ | Commercial | Healthcare | New | Space Heating | Natural Gas | Unit Heater | E8 |  | 0 | 0 | 0 | 0 | 0 | 0 | 0 | 0 | 0 | 0 | 0 | 0 | 0 | 0 | 0 | 0 | 0 | Normal | 0 | 0 | 0 | 0
Unit Heater_New_ | Commercial | Healthcare | New | Space Heating | Natural Gas | Unit Heater | E9 |  | 0 | 0 | 0 | 0 | 0 | 0 | 0 | 0 | 0 | 0 | 0 | 0 | 0 | 0 | 0 | 0 | 0 | Normal | 0 | 0 | 0 | 0
Unit Heater_New_ | Commercial | Healthcare | New | Space Heating | Natural Gas | Unit Heater | E10 |  | 0 | 0 | 0 | 0 | 0 | 0 | 0 | 0 | 0 | 0 | 0 | 0 | 0 | 0 | 0 | 0 | 0 | Normal | 0 | 0 | 0 | 0
Water Heater_New_TE 80% | Commercial | Healthcare | New | Water Heating | Natural Gas | Water Heater | E1 | TE 80% | 1 | 0 | 0 | 0.1413 | 0 | 0.0062618 | 0.14757 | 0 | 8 | 12 | 10 | 2023 | 2050 | 1 | 0 | 0 | 0 | Normal | 0 | 0.22392 | 0 | 0 |  | 200 kBtu/hr | 200 | 0 | 0.0042002 |  | 2376 | 6113.5678 | 0 | 311.5578 |  | 2022 | 0.95704
Water Heater_New_TE 94% (ENERGY STAR 2.0) | Commercial | Healthcare | New | Water Heating | Natural Gas | Water Heater | E2 | TE 94% (ENERGY STAR 2.0) | 0.85101 | 0 | 0 | 0.1746 | 0 | 0.0064436 | 0.18105 | 0 | 8 | 12 | 10 | 2023 | 2050 | 1 | 0 | 0 | 0 | Normal | 0 | 0.19056 | 0 | 0 |  | 200 kBtu/hr | 200 | 0 | 0.0042002 |  | 2022 | 7554.1856 | 0 | 320.603 |  | 2022 | 0.95704
Water Heater_New_TE 96% (Instantaneous) | Commercial | Healthcare | New | Water Heating | Natural Gas | Water Heater | E3 | TE 96% (Instantaneous) | 0.83333 | 0 | 0 | 0.24959 | 0 | 0.011168 | 0.26076 | 0 | 13 | 21 | 17 | 2023 | 2050 | 1 | 0 | 0 | 0 | Normal | 0 | 0.1866 | 0 | 0 |  | 200 kBtu/hr | 200 | 0 | 0.0042002 |  | 1980 | 10798.4962 | 0 | 555.6391 |  | 2022 | 0.95704
Water Heater_New_ | Commercial | Healthcare | New | Water Heating | Natural Gas | Water Heater | E4 |  | 0 | 0 | 0 | 0 | 0 | 0 | 0 | 0 | 0 | 0 | 0 | 0 | 0 | 0 | 0 | 0 | 0 | Normal | 0 | 0 | 0 | 0
Water Heater_New_ | Commercial | Healthcare | New | Water Heating | Natural Gas | Water Heater | E5 |  | 0 | 0 | 0 | 0 | 0 | 0 | 0 | 0 | 0 | 0 | 0 | 0 | 0 | 0 | 0 | 0 | 0 | Normal | 0 | 0 | 0 | 0
Water Heater_New_ | Commercial | Healthcare | New | Water Heating | Natural Gas | Water Heater | E6 |  | 0 | 0 | 0 | 0 | 0 | 0 | 0 | 0 | 0 | 0 | 0 | 0 | 0 | 0 | 0 | 0 | 0 | Normal | 0 | 0 | 0 | 0
Water Heater_New_ | Commercial | Healthcare | New | Water Heating | Natural Gas | Water Heater | E7 |  | 0 | 0 | 0 | 0 | 0 | 0 | 0 | 0 | 0 | 0 | 0 | 0 | 0 | 0 | 0 | 0 | 0 | Normal | 0 | 0 | 0 | 0
Water Heater_New_ | Commercial | Healthcare | New | Water Heating | Natural Gas | Water Heater | E8 |  | 0 | 0 | 0 | 0 | 0 | 0 | 0 | 0 | 0 | 0 | 0 | 0 | 0 | 0 | 0 | 0 | 0 | Normal | 0 | 0 | 0 | 0
Water Heater_New_ | Commercial | Healthcare | New | Water Heating | Natural Gas | Water Heater | E9 |  | 0 | 0 | 0 | 0 | 0 | 0 | 0 | 0 | 0 | 0 | 0 | 0 | 0 | 0 | 0 | 0 | 0 | Normal | 0 | 0 | 0 | 0
Water Heater_New_ | Commercial | Healthcare | New | Water Heating | Natural Gas | Water Heater | E10 |  | 0 | 0 | 0 | 0 | 0 | 0 | 0 | 0 | 0 | 0 | 0 | 0 | 0 | 0 | 0 | 0 | 0 | Normal | 0 | 0 | 0 | 0
Oven_New_Standard | Commercial | Healthcare | New | Food Preparation | Natural Gas | Oven | E1 | Standard | 1 | 0 | 0 | 2.3977 | 0 | 0 | 2.3977 | 0 | 9 | 15 | 12 | 2023 | 2050 | 1 | 0 | 0 | 0 | Normal | 0 | 0.11477 | 0 | 0 |  | 1 units | 1 | 0 | 9.5957e-05 |  | 1196.0712 | 20292 | 0 | 0 |  | 2016 | 1.0708
Oven_New_ENERGY STAR (3.0) | Commercial | Healthcare | New | Food Preparation | Natural Gas | Oven | E2 | ENERGY STAR (3.0) | 0.5676 | 0 | 0 | 2.896 | 0 | 0 | 2.896 | 0 | 9 | 15 | 12 | 2023 | 2050 | 1 | 0 | 0 | 0 | Normal | 0 | 0.065144 | 0 | 0 |  | 1 units | 1 | 0 | 9.5957e-05 |  | 678.8891 | 24509 | 0 | 0 |  | 2016 | 1.0708
Oven_New_ | Commercial | Healthcare | New | Food Preparation | Natural Gas | Oven | E3 |  | 0 | 0 | 0 | 0 | 0 | 0 | 0 | 0 | 0 | 0 | 0 | 0 | 0 | 0 | 0 | 0 | 0 | Normal | 0 | 0 | 0 | 0
Oven_New_ | Commercial | Healthcare | New | Food Preparation | Natural Gas | Oven | E4 |  | 0 | 0 | 0 | 0 | 0 | 0 | 0 | 0 | 0 | 0 | 0 | 0 | 0 | 0 | 0 | 0 | 0 | Normal | 0 | 0 | 0 | 0
Oven_New_ | Commercial | Healthcare | New | Food Preparation | Natural Gas | Oven | E5 |  | 0 | 0 | 0 | 0 | 0 | 0 | 0 | 0 | 0 | 0 | 0 | 0 | 0 | 0 | 0 | 0 | 0 | Normal | 0 | 0 | 0 | 0
Oven_New_ | Commercial | Healthcare | New | Food Preparation | Natural Gas | Oven | E6 |  | 0 | 0 | 0 | 0 | 0 | 0 | 0 | 0 | 0 | 0 | 0 | 0 | 0 | 0 | 0 | 0 | 0 | Normal | 0 | 0 | 0 | 0
Oven_New_ | Commercial | Healthcare | New | Food Preparation | Natural Gas | Oven | E7 |  | 0 | 0 | 0 | 0 | 0 | 0 | 0 | 0 | 0 | 0 | 0 | 0 | 0 | 0 | 0 | 0 | 0 | Normal | 0 | 0 | 0 | 0
Oven_New_ | Commercial | Healthcare | New | Food Preparation | Natural Gas | Oven | E8 |  | 0 | 0 | 0 | 0 | 0 | 0 | 0 | 0 | 0 | 0 | 0 | 0 | 0 | 0 | 0 | 0 | 0 | Normal | 0 | 0 | 0 | 0
Oven_New_ | Commercial | Healthcare | New | Food Preparation | Natural Gas | Oven | E9 |  | 0 | 0 | 0 | 0 | 0 | 0 | 0 | 0 | 0 | 0 | 0 | 0 | 0 | 0 | 0 | 0 | 0 | Normal | 0 | 0 | 0 | 0
Oven_New_ | Commercial | Healthcare | New | Food Preparation | Natural Gas | Oven | E10 |  | 0 | 0 | 0 | 0 | 0 | 0 | 0 | 0 | 0 | 0 | 0 | 0 | 0 | 0 | 0 | 0 | 0 | Normal | 0 | 0 | 0 | 0
Conveyor Oven_New_Standard | Commercial | Healthcare | New | Food Preparation | Natural Gas | Conveyor Oven | E1 | Standard | 1 | 0 | 0 | 1.1935 | 0 | 0 | 1.1935 | 0 | 9 | 15 | 12 | 2023 | 2050 | 1 | 0 | 0 | 0 | Normal | 0 | 0.099617 | 0 | 0 |  | 1 units | 1 | 0 | 4.3124e-05 |  | 2310 | 27984.53 | 0 | 0 |  | 2024 | 0.85998
Conveyor Oven_New_Efficient (>42% Baking Efficiency) | Commercial | Healthcare | New | Food Preparation | Natural Gas | Conveyor Oven | E2 | Efficient (>42% Baking Efficiency) | 0.78355 | 0 | 0 | 1.2824 | 0 | 0 | 1.2824 | 0 | 9 | 15 | 12 | 2023 | 2050 | 1 | 0 | 0 | 0 | Normal | 0 | 0.078055 | 0 | 0 |  | 1 units | 1 | 0 | 4.3124e-05 |  | 1810 | 30069.91 | 0 | 0 |  | 2024 | 0.85998
Conveyor Oven_New_ | Commercial | Healthcare | New | Food Preparation | Natural Gas | Conveyor Oven | E3 |  | 0 | 0 | 0 | 0 | 0 | 0 | 0 | 0 | 0 | 0 | 0 | 0 | 0 | 0 | 0 | 0 | 0 | Normal | 0 | 0 | 0 | 0
Conveyor Oven_New_ | Commercial | Healthcare | New | Food Preparation | Natural Gas | Conveyor Oven | E4 |  | 0 | 0 | 0 | 0 | 0 | 0 | 0 | 0 | 0 | 0 | 0 | 0 | 0 | 0 | 0 | 0 | 0 | Normal | 0 | 0 | 0 | 0
Conveyor Oven_New_ | Commercial | Healthcare | New | Food Preparation | Natural Gas | Conveyor Oven | E5 |  | 0 | 0 | 0 | 0 | 0 | 0 | 0 | 0 | 0 | 0 | 0 | 0 | 0 | 0 | 0 | 0 | 0 | Normal | 0 | 0 | 0 | 0
Conveyor Oven_New_ | Commercial | Healthcare | New | Food Preparation | Natural Gas | Conveyor Oven | E6 |  | 0 | 0 | 0 | 0 | 0 | 0 | 0 | 0 | 0 | 0 | 0 | 0 | 0 | 0 | 0 | 0 | 0 | Normal | 0 | 0 | 0 | 0
Conveyor Oven_New_ | Commercial | Healthcare | New | Food Preparation | Natural Gas | Conveyor Oven | E7 |  | 0 | 0 | 0 | 0 | 0 | 0 | 0 | 0 | 0 | 0 | 0 | 0 | 0 | 0 | 0 | 0 | 0 | Normal | 0 | 0 | 0 | 0
Conveyor Oven_New_ | Commercial | Healthcare | New | Food Preparation | Natural Gas | Conveyor Oven | E8 |  | 0 | 0 | 0 | 0 | 0 | 0 | 0 | 0 | 0 | 0 | 0 | 0 | 0 | 0 | 0 | 0 | 0 | Normal | 0 | 0 | 0 | 0
Conveyor Oven_New_ | Commercial | Healthcare | New | Food Preparation | Natural Gas | Conveyor Oven | E9 |  | 0 | 0 | 0 | 0 | 0 | 0 | 0 | 0 | 0 | 0 | 0 | 0 | 0 | 0 | 0 | 0 | 0 | Normal | 0 | 0 | 0 | 0
Conveyor Oven_New_ | Commercial | Healthcare | New | Food Preparation | Natural Gas | Conveyor Oven | E10 |  | 0 | 0 | 0 | 0 | 0 | 0 | 0 | 0 | 0 | 0 | 0 | 0 | 0 | 0 | 0 | 0 | 0 | Normal | 0 | 0 | 0 | 0
Rack Oven_New_Standard | Commercial | Healthcare | New | Food Preparation | Natural Gas | Rack Oven | E1 | Standard | 1 | 0 | 0 | 0.79855 | 0 | 0 | 0.79855 | 0 | 10 | 17 | 13.5 | 2023 | 2050 | 1 | 0 | 0 | 0 | Normal | 0 | 0.095877 | 0 | 0 |  | 1 units | 1 | 0 | 4.3095e-05 |  | 2224.7707 | 18736.2411 | 0 | 0 |  | 2024 | 0.85998
Rack Oven_New_ENERGY STAR (3.0) | Commercial | Healthcare | New | Food Preparation | Natural Gas | Rack Oven | E2 | ENERGY STAR (3.0) | 0.84734 | 0 | 0 | 0.86452 | 0 | 0 | 0.86452 | 0 | 10 | 17 | 13.5 | 2023 | 2050 | 1 | 0 | 0 | 0 | Normal | 0 | 0.08124 | 0 | 0 |  | 1 units | 1 | 0 | 4.3095e-05 |  | 1885.1273 | 20284.2411 | 0 | 0 |  | 2024 | 0.85998
Rack Oven_New_ | Commercial | Healthcare | New | Food Preparation | Natural Gas | Rack Oven | E3 |  | 0 | 0 | 0 | 0 | 0 | 0 | 0 | 0 | 0 | 0 | 0 | 0 | 0 | 0 | 0 | 0 | 0 | Normal | 0 | 0 | 0 | 0
Rack Oven_New_ | Commercial | Healthcare | New | Food Preparation | Natural Gas | Rack Oven | E4 |  | 0 | 0 | 0 | 0 | 0 | 0 | 0 | 0 | 0 | 0 | 0 | 0 | 0 | 0 | 0 | 0 | 0 | Normal | 0 | 0 | 0 | 0
Rack Oven_New_ | Commercial | Healthcare | New | Food Preparation | Natural Gas | Rack Oven | E5 |  | 0 | 0 | 0 | 0 | 0 | 0 | 0 | 0 | 0 | 0 | 0 | 0 | 0 | 0 | 0 | 0 | 0 | Normal | 0 | 0 | 0 | 0
Rack Oven_New_ | Commercial | Healthcare | New | Food Preparation | Natural Gas | Rack Oven | E6 |  | 0 | 0 | 0 | 0 | 0 | 0 | 0 | 0 | 0 | 0 | 0 | 0 | 0 | 0 | 0 | 0 | 0 | Normal | 0 | 0 | 0 | 0
Rack Oven_New_ | Commercial | Healthcare | New | Food Preparation | Natural Gas | Rack Oven | E7 |  | 0 | 0 | 0 | 0 | 0 | 0 | 0 | 0 | 0 | 0 | 0 | 0 | 0 | 0 | 0 | 0 | 0 | Normal | 0 | 0 | 0 | 0
Rack Oven_New_ | Commercial | Healthcare | New | Food Preparation | Natural Gas | Rack Oven | E8 |  | 0 | 0 | 0 | 0 | 0 | 0 | 0 | 0 | 0 | 0 | 0 | 0 | 0 | 0 | 0 | 0 | 0 | Normal | 0 | 0 | 0 | 0
Rack Oven_New_ | Commercial | Healthcare | New | Food Preparation | Natural Gas | Rack Oven | E9 |  | 0 | 0 | 0 | 0 | 0 | 0 | 0 | 0 | 0 | 0 | 0 | 0 | 0 | 0 | 0 | 0 | 0 | Normal | 0 | 0 | 0 | 0
Rack Oven_New_ | Commercial | Healthcare | New | Food Preparation | Natural Gas | Rack Oven | E10 |  | 0 | 0 | 0 | 0 | 0 | 0 | 0 | 0 | 0 | 0 | 0 | 0 | 0 | 0 | 0 | 0 | 0 | Normal | 0 | 0 | 0 | 0
Fryer_New_Standard | Commercial | Healthcare | New | Food Preparation | Natural Gas | Fryer | E1 | Standard | 1 | 0 | 0 | 0.6367 | 0 | 0 | 0.6367 | 0 | 8 | 14 | 11 | 2023 | 2021 | 1 | 0 | 0 | 0 | Normal | 0 | 0.1819 | 0 | 0 |  | 1 units | 1 | 0 | 0.0002388 |  | 761.7258 | 2695.9053 | 0 | 0 |  | 2024 | 0.85998
Fryer_New_ENERGY STAR (3.0) | Commercial | Healthcare | New | Food Preparation | Natural Gas | Fryer | E2 | ENERGY STAR (3.0) | 0.74928 | 0 | 0 | 2.963 | 0 | 0 | 2.963 | 0 | 8 | 14 | 11 | 2023 | 2050 | 1 | 0 | 0 | 0 | Normal | 0 | 0.1363 | 0 | 0 |  | 1 units | 1 | 0 | 0.0002388 |  | 570.7473 | 12546.0625 | 0 | 0 |  | 2024 | 0.85998
Fryer_New_ | Commercial | Healthcare | New | Food Preparation | Natural Gas | Fryer | E3 |  | 0 | 0 | 0 | 0 | 0 | 0 | 0 | 0 | 0 | 0 | 0 | 0 | 0 | 0 | 0 | 0 | 0 | Normal | 0 | 0 | 0 | 0
Fryer_New_ | Commercial | Healthcare | New | Food Preparation | Natural Gas | Fryer | E4 |  | 0 | 0 | 0 | 0 | 0 | 0 | 0 | 0 | 0 | 0 | 0 | 0 | 0 | 0 | 0 | 0 | 0 | Normal | 0 | 0 | 0 | 0
Fryer_New_ | Commercial | Healthcare | New | Food Preparation | Natural Gas | Fryer | E5 |  | 0 | 0 | 0 | 0 | 0 | 0 | 0 | 0 | 0 | 0 | 0 | 0 | 0 | 0 | 0 | 0 | 0 | Normal | 0 | 0 | 0 | 0
Fryer_New_ | Commercial | Healthcare | New | Food Preparation | Natural Gas | Fryer | E6 |  | 0 | 0 | 0 | 0 | 0 | 0 | 0 | 0 | 0 | 0 | 0 | 0 | 0 | 0 | 0 | 0 | 0 | Normal | 0 | 0 | 0 | 0
Fryer_New_ | Commercial | Healthcare | New | Food Preparation | Natural Gas | Fryer | E7 |  | 0 | 0 | 0 | 0 | 0 | 0 | 0 | 0 | 0 | 0 | 0 | 0 | 0 | 0 | 0 | 0 | 0 | Normal | 0 | 0 | 0 | 0
Fryer_New_ | Commercial | Healthcare | New | Food Preparation | Natural Gas | Fryer | E8 |  | 0 | 0 | 0 | 0 | 0 | 0 | 0 | 0 | 0 | 0 | 0 | 0 | 0 | 0 | 0 | 0 | 0 | Normal | 0 | 0 | 0 | 0
Fryer_New_ | Commercial | Healthcare | New | Food Preparation | Natural Gas | Fryer | E9 |  | 0 | 0 | 0 | 0 | 0 | 0 | 0 | 0 | 0 | 0 | 0 | 0 | 0 | 0 | 0 | 0 | 0 | Normal | 0 | 0 | 0 | 0
Fryer_New_ | Commercial | Healthcare | New | Food Preparation | Natural Gas | Fryer | E10 |  | 0 | 0 | 0 | 0 | 0 | 0 | 0 | 0 | 0 | 0 | 0 | 0 | 0 | 0 | 0 | 0 | 0 | Normal | 0 | 0 | 0 | 0
Broiler_New_Typical | Commercial | Healthcare | New | Food Preparation | Natural Gas | Broiler | E1 | Typical | 1 | 0 | 0 | 0.61967 | 0 | 0 | 0.61967 | 0 | 9 | 15 | 12 | 2023 | 2050 | 0.5 | 0 | 0 | 0 | Normal | 0 | 0.14565 | 0 | 0 |  | 1 units | 1 | 0 | 0.0001285 |  | 1133.496 | 4687.5 | 0 | 0 |  | 2023 | 0.89459
Broiler_New_Infrared Burners | Commercial | Healthcare | New | Food Preparation | Natural Gas | Broiler | E2 | Infrared Burners | 0.63295 | 0 | 0 | 0.86423 | 0 | 0 | 0.86423 | 0 | 9 | 15 | 12 | 2023 | 2050 | 0.5 | 0 | 0 | 0 | Normal | 0 | 0.092191 | 0 | 0 |  | 1 units | 1 | 0 | 0.0001285 |  | 717.444 | 6537.5 | 0 | 0 |  | 2023 | 0.89459
Broiler_New_ | Commercial | Healthcare | New | Food Preparation | Natural Gas | Broiler | E3 |  | 0 | 0 | 0 | 0 | 0 | 0 | 0 | 0 | 0 | 0 | 0 | 0 | 0 | 0 | 0 | 0 | 0 | Normal | 0 | 0 | 0 | 0
Broiler_New_ | Commercial | Healthcare | New | Food Preparation | Natural Gas | Broiler | E4 |  | 0 | 0 | 0 | 0 | 0 | 0 | 0 | 0 | 0 | 0 | 0 | 0 | 0 | 0 | 0 | 0 | 0 | Normal | 0 | 0 | 0 | 0
Broiler_New_ | Commercial | Healthcare | New | Food Preparation | Natural Gas | Broiler | E5 |  | 0 | 0 | 0 | 0 | 0 | 0 | 0 | 0 | 0 | 0 | 0 | 0 | 0 | 0 | 0 | 0 | 0 | Normal | 0 | 0 | 0 | 0
Broiler_New_ | Commercial | Healthcare | New | Food Preparation | Natural Gas | Broiler | E6 |  | 0 | 0 | 0 | 0 | 0 | 0 | 0 | 0 | 0 | 0 | 0 | 0 | 0 | 0 | 0 | 0 | 0 | Normal | 0 | 0 | 0 | 0
Broiler_New_ | Commercial | Healthcare | New | Food Preparation | Natural Gas | Broiler | E7 |  | 0 | 0 | 0 | 0 | 0 | 0 | 0 | 0 | 0 | 0 | 0 | 0 | 0 | 0 | 0 | 0 | 0 | Normal | 0 | 0 | 0 | 0
Broiler_New_ | Commercial | Healthcare | New | Food Preparation | Natural Gas | Broiler | E8 |  | 0 | 0 | 0 | 0 | 0 | 0 | 0 | 0 | 0 | 0 | 0 | 0 | 0 | 0 | 0 | 0 | 0 | Normal | 0 | 0 | 0 | 0
Broiler_New_ | Commercial | Healthcare | New | Food Preparation | Natural Gas | Broiler | E9 |  | 0 | 0 | 0 | 0 | 0 | 0 | 0 | 0 | 0 | 0 | 0 | 0 | 0 | 0 | 0 | 0 | 0 | Normal | 0 | 0 | 0 | 0
Broiler_New_ | Commercial | Healthcare | New | Food Preparation | Natural Gas | Broiler | E10 |  | 0 | 0 | 0 | 0 | 0 | 0 | 0 | 0 | 0 | 0 | 0 | 0 | 0 | 0 | 0 | 0 | 0 | Normal | 0 | 0 | 0 | 0
Griddle_New_Standard | Commercial | Healthcare | New | Food Preparation | Natural Gas | Griddle | E1 | Standard | 1 | 0 | 0 | 0.20155 | 0 | 0 | 0.20155 | 0 | 6 | 10 | 8 | 2023 | 2050 | 1 | 0 | 0 | 0 | Normal | 0 | 0.10477 | 0 | 0 |  | 1 units | 1 | 0 | 0.00010965 |  | 955.4673 | 1492.6579 | 0 | 0 |  | 2016 | 1.0708
Griddle_New_ENERGY STAR (1.2) | Commercial | Healthcare | New | Food Preparation | Natural Gas | Griddle | E2 | ENERGY STAR (1.2) | 0.82738 | 0 | 0 | 1.0785 | 0 | 0 | 1.0785 | 0 | 6 | 10 | 8 | 2023 | 2050 | 1 | 0 | 0 | 0 | Normal | 0 | 0.086686 | 0 | 0 |  | 1 units | 1 | 0 | 0.00010965 |  | 790.5366 | 7987.3516 | 0 | 0 |  | 2016 | 1.0708
Griddle_New_High-Efficiency | Commercial | Healthcare | New | Food Preparation | Natural Gas | Griddle | E3 | High-Efficiency | 0.65939 | 0 | 0 | 1.4467 | 0 | 0 | 1.4467 | 0 | 6 | 10 | 8 | 2023 | 2050 | 1 | 0 | 0 | 0 | Normal | 0 | 0.069085 | 0 | 0 |  | 1 units | 1 | 0 | 0.00010965 |  | 630.0257 | 10713.9283 | 0 | 0 |  | 2016 | 1.0708
Griddle_New_ | Commercial | Healthcare | New | Food Preparation | Natural Gas | Griddle | E4 |  | 0 | 0 | 0 | 0 | 0 | 0 | 0 | 0 | 0 | 0 | 0 | 0 | 0 | 0 | 0 | 0 | 0 | Normal | 0 | 0 | 0 | 0
Griddle_New_ | Commercial | Healthcare | New | Food Preparation | Natural Gas | Griddle | E5 |  | 0 | 0 | 0 | 0 | 0 | 0 | 0 | 0 | 0 | 0 | 0 | 0 | 0 | 0 | 0 | 0 | 0 | Normal | 0 | 0 | 0 | 0
Griddle_New_ | Commercial | Healthcare | New | Food Preparation | Natural Gas | Griddle | E6 |  | 0 | 0 | 0 | 0 | 0 | 0 | 0 | 0 | 0 | 0 | 0 | 0 | 0 | 0 | 0 | 0 | 0 | Normal | 0 | 0 | 0 | 0
Griddle_New_ | Commercial | Healthcare | New | Food Preparation | Natural Gas | Griddle | E7 |  | 0 | 0 | 0 | 0 | 0 | 0 | 0 | 0 | 0 | 0 | 0 | 0 | 0 | 0 | 0 | 0 | 0 | Normal | 0 | 0 | 0 | 0
Griddle_New_ | Commercial | Healthcare | New | Food Preparation | Natural Gas | Griddle | E8 |  | 0 | 0 | 0 | 0 | 0 | 0 | 0 | 0 | 0 | 0 | 0 | 0 | 0 | 0 | 0 | 0 | 0 | Normal | 0 | 0 | 0 | 0
Griddle_New_ | Commercial | Healthcare | New | Food Preparation | Natural Gas | Griddle | E9 |  | 0 | 0 | 0 | 0 | 0 | 0 | 0 | 0 | 0 | 0 | 0 | 0 | 0 | 0 | 0 | 0 | 0 | Normal | 0 | 0 | 0 | 0
Griddle_New_ | Commercial | Healthcare | New | Food Preparation | Natural Gas | Griddle | E10 |  | 0 | 0 | 0 | 0 | 0 | 0 | 0 | 0 | 0 | 0 | 0 | 0 | 0 | 0 | 0 | 0 | 0 | Normal | 0 | 0 | 0 | 0
Range_New_Typical | Commercial | Healthcare | New | Food Preparation | Natural Gas | Range | E1 | Typical | 1 | 0 | 0 | 0.32356 | 0 | 0 | 0.32356 | 0 | 9 | 15 | 12 | 2023 | 2050 | 1 | 0 | 0 | 0 | Normal | 0 | 0.12751 | 0 | 0 |  | 1 units | 1 | 0 | 0.00015393 |  | 857.4828 | 2043.1823 | 0 | 0 |  | 2023 | 0.89459
Range_New_High Efficiency | Commercial | Healthcare | New | Food Preparation | Natural Gas | Range | E2 | High Efficiency | 0.75981 | 0 | 0 | 0.40431 | 0 | 0 | 0.40431 | 0 | 9 | 15 | 12 | 2023 | 2050 | 1 | 0 | 0 | 0 | Normal | 0 | 0.096886 | 0 | 0 |  | 1 units | 1 | 0 | 0.00015393 |  | 651.5262 | 2553.125 | 0 | 0 |  | 2023 | 0.89459
Range_New_ | Commercial | Healthcare | New | Food Preparation | Natural Gas | Range | E3 |  | 0 | 0 | 0 | 0 | 0 | 0 | 0 | 0 | 0 | 0 | 0 | 0 | 0 | 0 | 0 | 0 | 0 | Normal | 0 | 0 | 0 | 0
Range_New_ | Commercial | Healthcare | New | Food Preparation | Natural Gas | Range | E4 |  | 0 | 0 | 0 | 0 | 0 | 0 | 0 | 0 | 0 | 0 | 0 | 0 | 0 | 0 | 0 | 0 | 0 | Normal | 0 | 0 | 0 | 0
Range_New_ | Commercial | Healthcare | New | Food Preparation | Natural Gas | Range | E5 |  | 0 | 0 | 0 | 0 | 0 | 0 | 0 | 0 | 0 | 0 | 0 | 0 | 0 | 0 | 0 | 0 | 0 | Normal | 0 | 0 | 0 | 0
Range_New_ | Commercial | Healthcare | New | Food Preparation | Natural Gas | Range | E6 |  | 0 | 0 | 0 | 0 | 0 | 0 | 0 | 0 | 0 | 0 | 0 | 0 | 0 | 0 | 0 | 0 | 0 | Normal | 0 | 0 | 0 | 0
Range_New_ | Commercial | Healthcare | New | Food Preparation | Natural Gas | Range | E7 |  | 0 | 0 | 0 | 0 | 0 | 0 | 0 | 0 | 0 | 0 | 0 | 0 | 0 | 0 | 0 | 0 | 0 | Normal | 0 | 0 | 0 | 0
Range_New_ | Commercial | Healthcare | New | Food Preparation | Natural Gas | Range | E8 |  | 0 | 0 | 0 | 0 | 0 | 0 | 0 | 0 | 0 | 0 | 0 | 0 | 0 | 0 | 0 | 0 | 0 | Normal | 0 | 0 | 0 | 0
Range_New_ | Commercial | Healthcare | New | Food Preparation | Natural Gas | Range | E9 |  | 0 | 0 | 0 | 0 | 0 | 0 | 0 | 0 | 0 | 0 | 0 | 0 | 0 | 0 | 0 | 0 | 0 | Normal | 0 | 0 | 0 | 0
Range_New_ | Commercial | Healthcare | New | Food Preparation | Natural Gas | Range | E10 |  | 0 | 0 | 0 | 0 | 0 | 0 | 0 | 0 | 0 | 0 | 0 | 0 | 0 | 0 | 0 | 0 | 0 | Normal | 0 | 0 | 0 | 0
Steamer_New_Typical | Commercial | Healthcare | New | Food Preparation | Natural Gas | Steamer | E1 | Typical | 1 | 0 | 0 | 9.043 | 0 | 0 | 9.043 | 0 | 9 | 15 | 12 | 2023 | 2021 | 1 | 0 | 0 | 0 | Normal | 0 | 0.31258 | 0 | 0 |  | 1 units | 1 | 0 | 0.00047393 |  | 659.5559 | 19293.381 | 0 | 0 |  | 2024 | 0.85998
Steamer_New_ENERGY STAR (1.2) | Commercial | Healthcare | New | Food Preparation | Natural Gas | Steamer | E2 | ENERGY STAR (1.2) | 0.37076 | 0 | 0 | 8.0452 | 0 | -0.56601 | 7.4791 | 0 | 9 | 15 | 12 | 2023 | 2050 | 1 | 0 | 0 | 0 | Normal | 0 | 0.11589 | 0 | 0 |  | 1 units | 1 | 0 | 0.00047393 |  | 244.5384 | 17164.5079 | 0 | -1388.7391 |  | 2024 | 0.85998
Steamer_New_ | Commercial | Healthcare | New | Food Preparation | Natural Gas | Steamer | E3 |  | 0 | 0 | 0 | 0 | 0 | 0 | 0 | 0 | 0 | 0 | 0 | 0 | 0 | 0 | 0 | 0 | 0 | Normal | 0 | 0 | 0 | 0
Steamer_New_ | Commercial | Healthcare | New | Food Preparation | Natural Gas | Steamer | E4 |  | 0 | 0 | 0 | 0 | 0 | 0 | 0 | 0 | 0 | 0 | 0 | 0 | 0 | 0 | 0 | 0 | 0 | Normal | 0 | 0 | 0 | 0
Steamer_New_ | Commercial | Healthcare | New | Food Preparation | Natural Gas | Steamer | E5 |  | 0 | 0 | 0 | 0 | 0 | 0 | 0 | 0 | 0 | 0 | 0 | 0 | 0 | 0 | 0 | 0 | 0 | Normal | 0 | 0 | 0 | 0
Steamer_New_ | Commercial | Healthcare | New | Food Preparation | Natural Gas | Steamer | E6 |  | 0 | 0 | 0 | 0 | 0 | 0 | 0 | 0 | 0 | 0 | 0 | 0 | 0 | 0 | 0 | 0 | 0 | Normal | 0 | 0 | 0 | 0
Steamer_New_ | Commercial | Healthcare | New | Food Preparation | Natural Gas | Steamer | E7 |  | 0 | 0 | 0 | 0 | 0 | 0 | 0 | 0 | 0 | 0 | 0 | 0 | 0 | 0 | 0 | 0 | 0 | Normal | 0 | 0 | 0 | 0
Steamer_New_ | Commercial | Healthcare | New | Food Preparation | Natural Gas | Steamer | E8 |  | 0 | 0 | 0 | 0 | 0 | 0 | 0 | 0 | 0 | 0 | 0 | 0 | 0 | 0 | 0 | 0 | 0 | Normal | 0 | 0 | 0 | 0
Steamer_New_ | Commercial | Healthcare | New | Food Preparation | Natural Gas | Steamer | E9 |  | 0 | 0 | 0 | 0 | 0 | 0 | 0 | 0 | 0 | 0 | 0 | 0 | 0 | 0 | 0 | 0 | 0 | Normal | 0 | 0 | 0 | 0
Steamer_New_ | Commercial | Healthcare | New | Food Preparation | Natural Gas | Steamer | E10 |  | 0 | 0 | 0 | 0 | 0 | 0 | 0 | 0 | 0 | 0 | 0 | 0 | 0 | 0 | 0 | 0 | 0 | Normal | 0 | 0 | 0 | 0
Commercial Food Prep Other_New_Standard | Commercial | Healthcare | New | Food Preparation | Natural Gas | Commercial Food Prep Other | E1 | Standard | 1 | 0 | 0 | 0.042958 | 0 | 0 | 0.042958 | 0 | 8 | 12 | 10 | 2023 | 2050 | 1 | 0 | 0 | 0 | Normal | 0 | 0.044983 | 0 | 0 |  | 1 units | 1 | 0 | 3.1607e-05 |  | 1423.18 | 1000 | 0 | 0 |  | 2010 | 1.1818
Commercial Food Prep Other_New_Efficient | Commercial | Healthcare | New | Food Preparation | Natural Gas | Commercial Food Prep Other | E2 | Efficient | 0.72179 | 0 | 0 | 0.054257 | 0 | 0 | 0.054257 | 0 | 8 | 12 | 10 | 2023 | 2050 | 1 | 0 | 0 | 0 | Normal | 0 | 0.032468 | 0 | 0 |  | 1 units | 1 | 0 | 3.1607e-05 |  | 1027.2384 | 1263.0334 | 0 | 0 |  | 2010 | 1.1818
Commercial Food Prep Other_New_ | Commercial | Healthcare | New | Food Preparation | Natural Gas | Commercial Food Prep Other | E3 |  | 0 | 0 | 0 | 0 | 0 | 0 | 0 | 0 | 0 | 0 | 0 | 0 | 0 | 0 | 0 | 0 | 0 | Normal | 0 | 0 | 0 | 0
Commercial Food Prep Other_New_ | Commercial | Healthcare | New | Food Preparation | Natural Gas | Commercial Food Prep Other | E4 |  | 0 | 0 | 0 | 0 | 0 | 0 | 0 | 0 | 0 | 0 | 0 | 0 | 0 | 0 | 0 | 0 | 0 | Normal | 0 | 0 | 0 | 0
Commercial Food Prep Other_New_ | Commercial | Healthcare | New | Food Preparation | Natural Gas | Commercial Food Prep Other | E5 |  | 0 | 0 | 0 | 0 | 0 | 0 | 0 | 0 | 0 | 0 | 0 | 0 | 0 | 0 | 0 | 0 | 0 | Normal | 0 | 0 | 0 | 0
Commercial Food Prep Other_New_ | Commercial | Healthcare | New | Food Preparation | Natural Gas | Commercial Food Prep Other | E6 |  | 0 | 0 | 0 | 0 | 0 | 0 | 0 | 0 | 0 | 0 | 0 | 0 | 0 | 0 | 0 | 0 | 0 | Normal | 0 | 0 | 0 | 0
Commercial Food Prep Other_New_ | Commercial | Healthcare | New | Food Preparation | Natural Gas | Commercial Food Prep Other | E7 |  | 0 | 0 | 0 | 0 | 0 | 0 | 0 | 0 | 0 | 0 | 0 | 0 | 0 | 0 | 0 | 0 | 0 | Normal | 0 | 0 | 0 | 0
Commercial Food Prep Other_New_ | Commercial | Healthcare | New | Food Preparation | Natural Gas | Commercial Food Prep Other | E8 |  | 0 | 0 | 0 | 0 | 0 | 0 | 0 | 0 | 0 | 0 | 0 | 0 | 0 | 0 | 0 | 0 | 0 | Normal | 0 | 0 | 0 | 0
Commercial Food Prep Other_New_ | Commercial | Healthcare | New | Food Preparation | Natural Gas | Commercial Food Prep Other | E9 |  | 0 | 0 | 0 | 0 | 0 | 0 | 0 | 0 | 0 | 0 | 0 | 0 | 0 | 0 | 0 | 0 | 0 | Normal | 0 | 0 | 0 | 0
Commercial Food Prep Other_New_ | Commercial | Healthcare | New | Food Preparation | Natural Gas | Commercial Food Prep Other | E10 |  | 0 | 0 | 0 | 0 | 0 | 0 | 0 | 0 | 0 | 0 | 0 | 0 | 0 | 0 | 0 | 0 | 0 | Normal | 0 | 0 | 0 | 0
Pool Heater_New_TE 82% (Standard) | Commercial | Healthcare | New | Miscellaneous | Natural Gas | Pool Heater | E1 | TE 82% (Standard) | 1 | 0 | 0 | 0.009093 | 0.0033177 | 0.00013783 | 0.012549 | 0 | 8 | 14 | 11 | 2023 | 2027 | 1 | 0 | 0 | 0 | Normal | 0 | 0.015028 | 0 | 0 |  | 1 units | 1 | 0 | 1.2672e-06 |  | 11859 | 6239.8015 | 2618.1698 | 108.77 |  | 2021 | 1
Pool Heater_New_TE 84% (Standard 2028) | Commercial | Healthcare | New | Miscellaneous | Natural Gas | Pool Heater | E2 | TE 84% (Standard 2028) | 0.97622 | 0 | 0 | 0.010021 | 0.0033048 | 0.00013869 | 0.013464 | 0 | 8 | 14 | 11 | 2023 | 2050 | 1 | 0 | 0 | 0 | Normal | 0 | 0.01467 | 0 | 0 |  | 1 units | 1 | 0 | 1.2672e-06 |  | 11577 | 6876.516 | 2607.9824 | 109.45 |  | 2021 | 1
Pool Heater_New_TE 95% (Condensing) | Commercial | Healthcare | New | Miscellaneous | Natural Gas | Pool Heater | E3 | TE 95% (Condensing) | 0.86323 | 0 | 0 | 0.013101 | 0.0036308 | 0.00015249 | 0.016885 | 0 | 8 | 14 | 11 | 2023 | 2050 | 1 | 0 | 0 | 0 | Normal | 0 | 0.012972 | 0 | 0 |  | 1 units | 1 | 0 | 1.2672e-06 |  | 10237 | 8990.4079 | 2865.215 | 120.34 |  | 2021 | 1
Pool Heater_New_ | Commercial | Healthcare | New | Miscellaneous | Natural Gas | Pool Heater | E4 |  | 0 | 0 | 0 | 0 | 0 | 0 | 0 | 0 | 0 | 0 | 0 | 0 | 0 | 0 | 0 | 0 | 0 | Normal | 0 | 0 | 0 | 0
Pool Heater_New_ | Commercial | Healthcare | New | Miscellaneous | Natural Gas | Pool Heater | E5 |  | 0 | 0 | 0 | 0 | 0 | 0 | 0 | 0 | 0 | 0 | 0 | 0 | 0 | 0 | 0 | 0 | 0 | Normal | 0 | 0 | 0 | 0
Pool Heater_New_ | Commercial | Healthcare | New | Miscellaneous | Natural Gas | Pool Heater | E6 |  | 0 | 0 | 0 | 0 | 0 | 0 | 0 | 0 | 0 | 0 | 0 | 0 | 0 | 0 | 0 | 0 | 0 | Normal | 0 | 0 | 0 | 0
Pool Heater_New_ | Commercial | Healthcare | New | Miscellaneous | Natural Gas | Pool Heater | E7 |  | 0 | 0 | 0 | 0 | 0 | 0 | 0 | 0 | 0 | 0 | 0 | 0 | 0 | 0 | 0 | 0 | 0 | Normal | 0 | 0 | 0 | 0
Pool Heater_New_ | Commercial | Healthcare | New | Miscellaneous | Natural Gas | Pool Heater | E8 |  | 0 | 0 | 0 | 0 | 0 | 0 | 0 | 0 | 0 | 0 | 0 | 0 | 0 | 0 | 0 | 0 | 0 | Normal | 0 | 0 | 0 | 0
Pool Heater_New_ | Commercial | Healthcare | New | Miscellaneous | Natural Gas | Pool Heater | E9 |  | 0 | 0 | 0 | 0 | 0 | 0 | 0 | 0 | 0 | 0 | 0 | 0 | 0 | 0 | 0 | 0 | 0 | Normal | 0 | 0 | 0 | 0
Pool Heater_New_ | Commercial | Healthcare | New | Miscellaneous | Natural Gas | Pool Heater | E10 |  | 0 | 0 | 0 | 0 | 0 | 0 | 0 | 0 | 0 | 0 | 0 | 0 | 0 | 0 | 0 | 0 | 0 | Normal | 0 | 0 | 0 | 0
Other Miscellaneous_New_Miscellaneous | Commercial | Healthcare | New | Miscellaneous | Natural Gas | Other Miscellaneous | E1 | Miscellaneous | 1 | 0 | 0 | 0.00014445 | 0 | 0 | 0.00014445 | 0 | 2 | 8 | 5 | 2023 | 2050 | 1 | 0 | 0 | 0 | Normal | 0 | 0.00012394 | 0 | 0 |  | 1 units | 1 | 0 | 0.00012394 |  | 1 | 1 | 0 | 0 |  | 2020 | 1.0135
Other Miscellaneous_New_ | Commercial | Healthcare | New | Miscellaneous | Natural Gas | Other Miscellaneous | E2 |  | 0 | 0 | 0 | 0 | 0 | 0 | 0 | 0 | 0 | 0 | 0 | 0 | 0 | 0 | 0 | 0 | 0 | Normal | 0 | 0 | 0 | 0
Other Miscellaneous_New_ | Commercial | Healthcare | New | Miscellaneous | Natural Gas | Other Miscellaneous | E3 |  | 0 | 0 | 0 | 0 | 0 | 0 | 0 | 0 | 0 | 0 | 0 | 0 | 0 | 0 | 0 | 0 | 0 | Normal | 0 | 0 | 0 | 0
Other Miscellaneous_New_ | Commercial | Healthcare | New | Miscellaneous | Natural Gas | Other Miscellaneous | E4 |  | 0 | 0 | 0 | 0 | 0 | 0 | 0 | 0 | 0 | 0 | 0 | 0 | 0 | 0 | 0 | 0 | 0 | Normal | 0 | 0 | 0 | 0
Other Miscellaneous_New_ | Commercial | Healthcare | New | Miscellaneous | Natural Gas | Other Miscellaneous | E5 |  | 0 | 0 | 0 | 0 | 0 | 0 | 0 | 0 | 0 | 0 | 0 | 0 | 0 | 0 | 0 | 0 | 0 | Normal | 0 | 0 | 0 | 0
Other Miscellaneous_New_ | Commercial | Healthcare | New | Miscellaneous | Natural Gas | Other Miscellaneous | E6 |  | 0 | 0 | 0 | 0 | 0 | 0 | 0 | 0 | 0 | 0 | 0 | 0 | 0 | 0 | 0 | 0 | 0 | Normal | 0 | 0 | 0 | 0
Other Miscellaneous_New_ | Commercial | Healthcare | New | Miscellaneous | Natural Gas | Other Miscellaneous | E7 |  | 0 | 0 | 0 | 0 | 0 | 0 | 0 | 0 | 0 | 0 | 0 | 0 | 0 | 0 | 0 | 0 | 0 | Normal | 0 | 0 | 0 | 0
Other Miscellaneous_New_ | Commercial | Healthcare | New | Miscellaneous | Natural Gas | Other Miscellaneous | E8 |  | 0 | 0 | 0 | 0 | 0 | 0 | 0 | 0 | 0 | 0 | 0 | 0 | 0 | 0 | 0 | 0 | 0 | Normal | 0 | 0 | 0 | 0
Other Miscellaneous_New_ | Commercial | Healthcare | New | Miscellaneous | Natural Gas | Other Miscellaneous | E9 |  | 0 | 0 | 0 | 0 | 0 | 0 | 0 | 0 | 0 | 0 | 0 | 0 | 0 | 0 | 0 | 0 | 0 | Normal | 0 | 0 | 0 | 0
Other Miscellaneous_New_ | Commercial | Healthcare | New | Miscellaneous | Natural Gas | Other Miscellaneous | E10 |  | 0 | 0 | 0 | 0 | 0 | 0 | 0 | 0 | 0 | 0 | 0 | 0 | 0 | 0 | 0 | 0 | 0 | Normal | 0 | 0 | 0 | 0
Furnace_Existing_TE 90% | Commercial | Grocery | Existing | Space Heating | Natural Gas | Furnace | E3 | TE 90% | 0.84374 | 0 | 0 | 1.8356 | 1.0438 | 0 | 2.8794 | 0 | 17 | 29 | 23 | 2023 | 2050 | 1 | 0 | 0 | 0 | Normal | 0 | 0.048261 | 0 | 0 |  | 140 kBtu/hr | 140 | 0 | 0.054 |  | 14222 | 4324.0866 | 2827.5902 | 0 |  | 2022 | 0.95704
Furnace_Existing_TE 81% (2023 Standard) | Commercial | Lodging | Existing | Space Heating | Natural Gas | Furnace | E2 | TE 81% (2023 Standard) | 0.90001 | 0 | 0 | 1.25 | 1.1387 | 0 | 2.3886 | 0 | 17 | 29 | 23 | 2023 | 2050 | 1 | 0 | 0 | 0 | Normal | 0 | 0.087713 | 0 | 0 |  | 140 kBtu/hr | 140 | 0 | 0.058909 |  | 7930 | 2699.0634 | 2827.5902 | 0 |  | 2022 | 0.95704
Furnace_Existing_TE 90% | Commercial | Education | Existing | Space Heating | Natural Gas | Furnace | E3 | TE 90% | 0.84373 | 0 | 0 | 2.2028 | 1.2525 | 0 | 3.4553 | 0 | 17 | 29 | 23 | 2023 | 2050 | 1 | 0 | 0 | 0 | Normal | 0 | 0.054159 | 0 | 0 |  | 140 kBtu/hr | 140 | 0 | 0.0648 |  | 7289 | 4324.0866 | 2827.5902 | 0 |  | 2022 | 0.95704
Furnace_Existing_TE 96% | Commercial | Lodging | Existing | Space Heating | Natural Gas | Furnace | E4 | TE 96% | 0.79099 | 0 | 0 | 3.222 | 1.5637 | 0 | 4.7857 | 0 | 17 | 29 | 23 | 2023 | 2050 | 1 | 0 | 0 | 0 | Normal | 0 | 0.077087 | 0 | 0 |  | 140 kBtu/hr | 140 | 0 | 0.058909 |  | 6969.375 | 6957.4606 | 3883.0501 | 0 |  | 2022 | 0.95704
Furnace_Existing_Dual-Fuel Heat Pump - TE 81% | Commercial | Lodging | Existing | Space Heating | Natural Gas | Furnace | E5 | Dual-Fuel Heat Pump - TE 81% | 0.32 | 0 | 0 | 7.6388 | 1.1387 | 0.50652 | 9.2839 | 0 | 16 | 26 | 21 | 2023 | 2050 | 1 | 0 | 0 | 0 | Normal | 0 | 0.031186 | 0 | 0 |  | 140 kBtu/hr | 140 | 0 | 0.058909 |  | 2819.52 | 16494.619 | 2827.5902 | 0 |  | 2022 | 0.95704
Furnace_Existing_Dual-Fuel Heat Pump - TE 96% | Commercial | Lodging | Existing | Space Heating | Natural Gas | Furnace | E6 | Dual-Fuel Heat Pump - TE 96% | 0.2963 | 0 | 0 | 9.6108 | 1.5637 | 0.50652 | 11.6811 | 0 | 16 | 26 | 21 | 2023 | 2050 | 1 | 0 | 0 | 0 | Normal | 0 | 0.028876 | 0 | 0 |  | 140 kBtu/hr | 140 | 0 | 0.058909 |  | 2610.6667 | 20753.0162 | 3883.0501 | 0 |  | 2022 | 0.95704
Furnace_Existing_ | Commercial | Lodging | Existing | Space Heating | Natural Gas | Furnace | E7 |  | 0 | 0 | 0 | 0 | 0 | 0 | 0 | 0 | 0 | 0 | 0 | 0 | 0 | 0 | 0 | 0 | 0 | Normal | 0 | 0 | 0 | 0
Furnace_Existing_ | Commercial | Lodging | Existing | Space Heating | Natural Gas | Furnace | E8 |  | 0 | 0 | 0 | 0 | 0 | 0 | 0 | 0 | 0 | 0 | 0 | 0 | 0 | 0 | 0 | 0 | 0 | Normal | 0 | 0 | 0 | 0
Furnace_Existing_ | Commercial | Lodging | Existing | Space Heating | Natural Gas | Furnace | E9 |  | 0 | 0 | 0 | 0 | 0 | 0 | 0 | 0 | 0 | 0 | 0 | 0 | 0 | 0 | 0 | 0 | 0 | Normal | 0 | 0 | 0 | 0
Furnace_Existing_ | Commercial | Lodging | Existing | Space Heating | Natural Gas | Furnace | E10 |  | 0 | 0 | 0 | 0 | 0 | 0 | 0 | 0 | 0 | 0 | 0 | 0 | 0 | 0 | 0 | 0 | 0 | Normal | 0 | 0 | 0 | 0
Boiler_Existing_TE 80% | Commercial | Lodging | Existing | Space Heating | Natural Gas | Boiler | E1 | TE 80% | 1 | 0 | 0 | 2.0162 | 1.0074 | 0 | 3.0236 | 0 | 19 | 31 | 25 | 2023 | 2023 | 1 | 0 | 0 | 0 | Normal | 0 | 0.23004 | 0 | 0 |  | 514 kBtu/hr | 514 | 0 | 0.058909 |  | 14466 | 14115.0337 | 8110 | 0 |  | 2015 | 1.0838
Boiler_Existing_TE 84% | Commercial | Lodging | Existing | Space Heating | Natural Gas | Boiler | E2 | TE 84% | 0.95237 | 0 | 0 | 2.5492 | 1.0074 | 0 | 3.5566 | 0 | 19 | 31 | 25 | 2023 | 2023 | 1 | 0 | 0 | 0 | Normal | 0 | 0.21908 | 0 | 0 |  | 514 kBtu/hr | 514 | 0 | 0.058909 |  | 13777 | 17846.3457 | 8110 | 0 |  | 2015 | 1.0838
Boiler_Existing_TE 90% (2024 WA Standard) | Commercial | Lodging | Existing | Space Heating | Natural Gas | Boiler | E3 | TE 90% (2024 WA Standard) | 0.88891 | 0 | 0 | 3.3036 | 1.1335 | 0 | 4.4371 | 0 | 19 | 31 | 25 | 2023 | 2050 | 1 | 0 | 0 | 0 | Normal | 0 | 0.20448 | 0 | 0 |  | 514 kBtu/hr | 514 | 0 | 0.058909 |  | 12859 | 23127.2898 | 9125.5667 | 0 |  | 2015 | 1.0838
Boiler_Existing_TE 94% (ENERGY STAR 1.0) | Commercial | Lodging | Existing | Space Heating | Natural Gas | Boiler | E4 | TE 94% (ENERGY STAR 1.0) | 0.85103 | 0 | 0 | 3.8268 | 1.1335 | 0 | 4.9603 | 0 | 19 | 31 | 25 | 2023 | 2050 | 1 | 0 | 0 | 0 | Normal | 0 | 0.19577 | 0 | 0 |  | 514 kBtu/hr | 514 | 0 | 0.058909 |  | 12311 | 26790.429 | 9125.5667 | 0 |  | 2015 | 1.0838
Boiler_Existing_TE 98% | Commercial | Lodging | Existing | Space Heating | Natural Gas | Boiler | E5 | TE 98% | 0.81633 | 0 | 0 | 4.3501 | 1.1335 | 0 | 5.4836 | 0 | 19 | 31 | 25 | 2023 | 2050 | 1 | 0 | 0 | 0 | Normal | 0 | 0.18779 | 0 | 0 |  | 514 kBtu/hr | 514 | 0 | 0.058909 |  | 11809 | 30453.5682 | 9125.5667 | 0 |  | 2015 | 1.0838
Boiler_Existing_ | Commercial | Lodging | Existing | Space Heating | Natural Gas | Boiler | E6 |  | 0 | 0 | 0 | 0 | 0 | 0 | 0 | 0 | 0 | 0 | 0 | 0 | 0 | 0 | 0 | 0 | 0 | Normal | 0 | 0 | 0 | 0
Boiler_Existing_ | Commercial | Lodging | Existing | Space Heating | Natural Gas | Boiler | E7 |  | 0 | 0 | 0 | 0 | 0 | 0 | 0 | 0 | 0 | 0 | 0 | 0 | 0 | 0 | 0 | 0 | 0 | Normal | 0 | 0 | 0 | 0
Boiler_Existing_ | Commercial | Lodging | Existing | Space Heating | Natural Gas | Boiler | E8 |  | 0 | 0 | 0 | 0 | 0 | 0 | 0 | 0 | 0 | 0 | 0 | 0 | 0 | 0 | 0 | 0 | 0 | Normal | 0 | 0 | 0 | 0
Boiler_Existing_ | Commercial | Lodging | Existing | Space Heating | Natural Gas | Boiler | E9 |  | 0 | 0 | 0 | 0 | 0 | 0 | 0 | 0 | 0 | 0 | 0 | 0 | 0 | 0 | 0 | 0 | 0 | Normal | 0 | 0 | 0 | 0
Boiler_Existing_ | Commercial | Lodging | Existing | Space Heating | Natural Gas | Boiler | E10 |  | 0 | 0 | 0 | 0 | 0 | 0 | 0 | 0 | 0 | 0 | 0 | 0 | 0 | 0 | 0 | 0 | 0 | Normal | 0 | 0 | 0 | 0
Unit Heater_Existing_Standard (TE 80%) | Commercial | Lodging | Existing | Space Heating | Natural Gas | Unit Heater | E1 | Standard (TE 80%) | 1 | 0 | 0 | 0.033455 | 0.028537 | 0 | 0.061992 | 0 | 9 | 15 | 12 | 2023 | 2050 | 1 | 0 | 0 | 0 | Normal | 0 | 0.049337 | 0 | 0 |  | 120 kBtu/hr | 120 | 0 | 2.1811e-05 |  | 2262 | 1274.4 | 1250.082 | 0 |  | 2018 | 1.0466
Unit Heater_Existing_Condensing (TE 90%) | Commercial | Lodging | Existing | Space Heating | Natural Gas | Unit Heater | E2 | Condensing (TE 90%) | 0.86111 | 0 | 0 | 0.10698 | 0.034153 | 0 | 0.14113 | 0 | 9 | 15 | 12 | 2023 | 2050 | 1 | 0 | 0 | 0 | Normal | 0 | 0.042485 | 0 | 0 |  | 120 kBtu/hr | 120 | 0 | 2.1811e-05 |  | 1947.8333 | 4075.2 | 1496.122 | 0 |  | 2018 | 1.0466
Unit Heater_Existing_Infrared Radiant | Commercial | Lodging | Existing | Space Heating | Natural Gas | Unit Heater | E3 | Infrared Radiant | 0.8 | 0 | 0 | 0.046214 | 0.028537 | 0 | 0.07475 | 0 | 9 | 15 | 12 | 2023 | 2050 | 1 | 0 | 0 | 0 | Normal | 0 | 0.03947 | 0 | 0 |  | 120 kBtu/hr | 120 | 0 | 2.1811e-05 |  | 1809.6 | 1760.4 | 1250.082 | 0 |  | 2018 | 1.0466
Unit Heater_Existing_ | Commercial | Lodging | Existing | Space Heating | Natural Gas | Unit Heater | E4 |  | 0 | 0 | 0 | 0 | 0 | 0 | 0 | 0 | 0 | 0 | 0 | 0 | 0 | 0 | 0 | 0 | 0 | Normal | 0 | 0 | 0 | 0
Unit Heater_Existing_ | Commercial | Lodging | Existing | Space Heating | Natural Gas | Unit Heater | E5 |  | 0 | 0 | 0 | 0 | 0 | 0 | 0 | 0 | 0 | 0 | 0 | 0 | 0 | 0 | 0 | 0 | 0 | Normal | 0 | 0 | 0 | 0
Unit Heater_Existing_ | Commercial | Lodging | Existing | Space Heating | Natural Gas | Unit Heater | E6 |  | 0 | 0 | 0 | 0 | 0 | 0 | 0 | 0 | 0 | 0 | 0 | 0 | 0 | 0 | 0 | 0 | 0 | Normal | 0 | 0 | 0 | 0
Unit Heater_Existing_ | Commercial | Lodging | Existing | Space Heating | Natural Gas | Unit Heater | E7 |  | 0 | 0 | 0 | 0 | 0 | 0 | 0 | 0 | 0 | 0 | 0 | 0 | 0 | 0 | 0 | 0 | 0 | Normal | 0 | 0 | 0 | 0
Unit Heater_Existing_ | Commercial | Lodging | Existing | Space Heating | Natural Gas | Unit Heater | E8 |  | 0 | 0 | 0 | 0 | 0 | 0 | 0 | 0 | 0 | 0 | 0 | 0 | 0 | 0 | 0 | 0 | 0 | Normal | 0 | 0 | 0 | 0
Unit Heater_Existing_ | Commercial | Lodging | Existing | Space Heating | Natural Gas | Unit Heater | E9 |  | 0 | 0 | 0 | 0 | 0 | 0 | 0 | 0 | 0 | 0 | 0 | 0 | 0 | 0 | 0 | 0 | 0 | Normal | 0 | 0 | 0 | 0
Unit Heater_Existing_ | Commercial | Lodging | Existing | Space Heating | Natural Gas | Unit Heater | E10 |  | 0 | 0 | 0 | 0 | 0 | 0 | 0 | 0 | 0 | 0 | 0 | 0 | 0 | 0 | 0 | 0 | 0 | Normal | 0 | 0 | 0 | 0
Water Heater_Existing_TE 80% | Commercial | Lodging | Existing | Water Heating | Natural Gas | Water Heater | E1 | TE 80% | 1 | 0 | 0 | 0.09319 | 0 | 0.0041297 | 0.09732 | 0 | 8 | 12 | 10 | 2023 | 2050 | 1 | 0 | 0 | 0 | Normal | 0 | 0.14766 | 0 | 0 |  | 200 kBtu/hr | 200 | 0 | 0.00277 |  | 2567 | 6113.5678 | 0 | 311.5578 |  | 2022 | 0.95704
Water Heater_Existing_TE 94% (ENERGY STAR 2.0) | Commercial | Lodging | Existing | Water Heating | Natural Gas | Water Heater | E2 | TE 94% (ENERGY STAR 2.0) | 0.85119 | 0 | 0 | 0.11515 | 0 | 0.0042496 | 0.1194 | 0 | 8 | 12 | 10 | 2023 | 2050 | 1 | 0 | 0 | 0 | Normal | 0 | 0.12568 | 0 | 0 |  | 200 kBtu/hr | 200 | 0 | 0.00277 |  | 2185 | 7554.1856 | 0 | 320.603 |  | 2022 | 0.95704
Water Heater_Existing_TE 96% (Instantaneous) | Commercial | Lodging | Existing | Water Heating | Natural Gas | Water Heater | E3 | TE 96% (Instantaneous) | 0.83366 | 0 | 0 | 0.1646 | 0 | 0.007365 | 0.17197 | 0 | 13 | 21 | 17 | 2023 | 2050 | 1 | 0 | 0 | 0 | Normal | 0 | 0.12309 | 0 | 0 |  | 200 kBtu/hr | 200 | 0 | 0.00277 |  | 2140 | 10798.4962 | 0 | 555.6391 |  | 2022 | 0.95704
Water Heater_Existing_ | Commercial | Lodging | Existing | Water Heating | Natural Gas | Water Heater | E4 |  | 0 | 0 | 0 | 0 | 0 | 0 | 0 | 0 | 0 | 0 | 0 | 0 | 0 | 0 | 0 | 0 | 0 | Normal | 0 | 0 | 0 | 0
Water Heater_Existing_ | Commercial | Lodging | Existing | Water Heating | Natural Gas | Water Heater | E5 |  | 0 | 0 | 0 | 0 | 0 | 0 | 0 | 0 | 0 | 0 | 0 | 0 | 0 | 0 | 0 | 0 | 0 | Normal | 0 | 0 | 0 | 0
Water Heater_Existing_ | Commercial | Lodging | Existing | Water Heating | Natural Gas | Water Heater | E6 |  | 0 | 0 | 0 | 0 | 0 | 0 | 0 | 0 | 0 | 0 | 0 | 0 | 0 | 0 | 0 | 0 | 0 | Normal | 0 | 0 | 0 | 0
Water Heater_Existing_ | Commercial | Lodging | Existing | Water Heating | Natural Gas | Water Heater | E7 |  | 0 | 0 | 0 | 0 | 0 | 0 | 0 | 0 | 0 | 0 | 0 | 0 | 0 | 0 | 0 | 0 | 0 | Normal | 0 | 0 | 0 | 0
Water Heater_Existing_ | Commercial | Lodging | Existing | Water Heating | Natural Gas | Water Heater | E8 |  | 0 | 0 | 0 | 0 | 0 | 0 | 0 | 0 | 0 | 0 | 0 | 0 | 0 | 0 | 0 | 0 | 0 | Normal | 0 | 0 | 0 | 0
Water Heater_Existing_ | Commercial | Lodging | Existing | Water Heating | Natural Gas | Water Heater | E9 |  | 0 | 0 | 0 | 0 | 0 | 0 | 0 | 0 | 0 | 0 | 0 | 0 | 0 | 0 | 0 | 0 | 0 | Normal | 0 | 0 | 0 | 0
Water Heater_Existing_ | Commercial | Lodging | Existing | Water Heating | Natural Gas | Water Heater | E10 |  | 0 | 0 | 0 | 0 | 0 | 0 | 0 | 0 | 0 | 0 | 0 | 0 | 0 | 0 | 0 | 0 | 0 | Normal | 0 | 0 | 0 | 0
Oven_Existing_Standard | Commercial | Lodging | Existing | Food Preparation | Natural Gas | Oven | E1 | Standard | 1 | 0 | 0 | 2.8125 | 0 | 0 | 2.8125 | 0 | 9 | 15 | 12 | 2023 | 2050 | 1 | 0 | 0 | 0 | Normal | 0 | 0.13463 | 0 | 0 |  | 1 units | 1 | 0 | 0.00011256 |  | 1196.0712 | 20292 | 0 | 0 |  | 2016 | 1.0708
Oven_Existing_ENERGY STAR (3.0) | Commercial | Lodging | Existing | Food Preparation | Natural Gas | Oven | E2 | ENERGY STAR (3.0) | 0.5676 | 0 | 0 | 3.397 | 0 | 0 | 3.397 | 0 | 9 | 15 | 12 | 2023 | 2050 | 1 | 0 | 0 | 0 | Normal | 0 | 0.076414 | 0 | 0 |  | 1 units | 1 | 0 | 0.00011256 |  | 678.8891 | 24509 | 0 | 0 |  | 2016 | 1.0708
Oven_Existing_ | Commercial | Lodging | Existing | Food Preparation | Natural Gas | Oven | E3 |  | 0 | 0 | 0 | 0 | 0 | 0 | 0 | 0 | 0 | 0 | 0 | 0 | 0 | 0 | 0 | 0 | 0 | Normal | 0 | 0 | 0 | 0
Oven_Existing_ | Commercial | Lodging | Existing | Food Preparation | Natural Gas | Oven | E4 |  | 0 | 0 | 0 | 0 | 0 | 0 | 0 | 0 | 0 | 0 | 0 | 0 | 0 | 0 | 0 | 0 | 0 | Normal | 0 | 0 | 0 | 0
Oven_Existing_ | Commercial | Lodging | Existing | Food Preparation | Natural Gas | Oven | E5 |  | 0 | 0 | 0 | 0 | 0 | 0 | 0 | 0 | 0 | 0 | 0 | 0 | 0 | 0 | 0 | 0 | 0 | Normal | 0 | 0 | 0 | 0
Oven_Existing_ | Commercial | Lodging | Existing | Food Preparation | Natural Gas | Oven | E6 |  | 0 | 0 | 0 | 0 | 0 | 0 | 0 | 0 | 0 | 0 | 0 | 0 | 0 | 0 | 0 | 0 | 0 | Normal | 0 | 0 | 0 | 0
Oven_Existing_ | Commercial | Lodging | Existing | Food Preparation | Natural Gas | Oven | E7 |  | 0 | 0 | 0 | 0 | 0 | 0 | 0 | 0 | 0 | 0 | 0 | 0 | 0 | 0 | 0 | 0 | 0 | Normal | 0 | 0 | 0 | 0
Oven_Existing_ | Commercial | Lodging | Existing | Food Preparation | Natural Gas | Oven | E8 |  | 0 | 0 | 0 | 0 | 0 | 0 | 0 | 0 | 0 | 0 | 0 | 0 | 0 | 0 | 0 | 0 | 0 | Normal | 0 | 0 | 0 | 0
Oven_Existing_ | Commercial | Lodging | Existing | Food Preparation | Natural Gas | Oven | E9 |  | 0 | 0 | 0 | 0 | 0 | 0 | 0 | 0 | 0 | 0 | 0 | 0 | 0 | 0 | 0 | 0 | 0 | Normal | 0 | 0 | 0 | 0
Oven_Existing_ | Commercial | Lodging | Existing | Food Preparation | Natural Gas | Oven | E10 |  | 0 | 0 | 0 | 0 | 0 | 0 | 0 | 0 | 0 | 0 | 0 | 0 | 0 | 0 | 0 | 0 | 0 | Normal | 0 | 0 | 0 | 0
Conveyor Oven_Existing_Standard | Commercial | Lodging | Existing | Food Preparation | Natural Gas | Conveyor Oven | E1 | Standard | 1 | 0 | 0 | 1.4 | 0 | 0 | 1.4 | 0 | 9 | 15 | 12 | 2023 | 2050 | 1 | 0 | 0 | 0 | Normal | 0 | 0.11685 | 0 | 0 |  | 1 units | 1 | 0 | 5.0584e-05 |  | 2310 | 27984.53 | 0 | 0 |  | 2024 | 0.85998
Conveyor Oven_Existing_Efficient (>42% Baking Efficiency) | Commercial | Lodging | Existing | Food Preparation | Natural Gas | Conveyor Oven | E2 | Efficient (>42% Baking Efficiency) | 0.78355 | 0 | 0 | 1.5043 | 0 | 0 | 1.5043 | 0 | 9 | 15 | 12 | 2023 | 2050 | 1 | 0 | 0 | 0 | Normal | 0 | 0.091557 | 0 | 0 |  | 1 units | 1 | 0 | 5.0584e-05 |  | 1810 | 30069.91 | 0 | 0 |  | 2024 | 0.85998
Conveyor Oven_Existing_ | Commercial | Lodging | Existing | Food Preparation | Natural Gas | Conveyor Oven | E3 |  | 0 | 0 | 0 | 0 | 0 | 0 | 0 | 0 | 0 | 0 | 0 | 0 | 0 | 0 | 0 | 0 | 0 | Normal | 0 | 0 | 0 | 0
Conveyor Oven_Existing_ | Commercial | Lodging | Existing | Food Preparation | Natural Gas | Conveyor Oven | E4 |  | 0 | 0 | 0 | 0 | 0 | 0 | 0 | 0 | 0 | 0 | 0 | 0 | 0 | 0 | 0 | 0 | 0 | Normal | 0 | 0 | 0 | 0
Conveyor Oven_Existing_ | Commercial | Lodging | Existing | Food Preparation | Natural Gas | Conveyor Oven | E5 |  | 0 | 0 | 0 | 0 | 0 | 0 | 0 | 0 | 0 | 0 | 0 | 0 | 0 | 0 | 0 | 0 | 0 | Normal | 0 | 0 | 0 | 0
Conveyor Oven_Existing_ | Commercial | Lodging | Existing | Food Preparation | Natural Gas | Conveyor Oven | E6 |  | 0 | 0 | 0 | 0 | 0 | 0 | 0 | 0 | 0 | 0 | 0 | 0 | 0 | 0 | 0 | 0 | 0 | Normal | 0 | 0 | 0 | 0
Conveyor Oven_Existing_ | Commercial | Lodging | Existing | Food Preparation | Natural Gas | Conveyor Oven | E7 |  | 0 | 0 | 0 | 0 | 0 | 0 | 0 | 0 | 0 | 0 | 0 | 0 | 0 | 0 | 0 | 0 | 0 | Normal | 0 | 0 | 0 | 0
Conveyor Oven_Existing_ | Commercial | Lodging | Existing | Food Preparation | Natural Gas | Conveyor Oven | E8 |  | 0 | 0 | 0 | 0 | 0 | 0 | 0 | 0 | 0 | 0 | 0 | 0 | 0 | 0 | 0 | 0 | 0 | Normal | 0 | 0 | 0 | 0
Conveyor Oven_Existing_ | Commercial | Lodging | Existing | Food Preparation | Natural Gas | Conveyor Oven | E9 |  | 0 | 0 | 0 | 0 | 0 | 0 | 0 | 0 | 0 | 0 | 0 | 0 | 0 | 0 | 0 | 0 | 0 | Normal | 0 | 0 | 0 | 0
Conveyor Oven_Existing_ | Commercial | Lodging | Existing | Food Preparation | Natural Gas | Conveyor Oven | E10 |  | 0 | 0 | 0 | 0 | 0 | 0 | 0 | 0 | 0 | 0 | 0 | 0 | 0 | 0 | 0 | 0 | 0 | Normal | 0 | 0 | 0 | 0
Rack Oven_Existing_Standard | Commercial | Lodging | Existing | Food Preparation | Natural Gas | Rack Oven | E1 | Standard | 1 | 0 | 0 | 0.93668 | 0 | 0 | 0.93668 | 0 | 10 | 17 | 13.5 | 2023 | 2050 | 1 | 0 | 0 | 0 | Normal | 0 | 0.11246 | 0 | 0 |  | 1 units | 1 | 0 | 5.055e-05 |  | 2224.7707 | 18736.2411 | 0 | 0 |  | 2024 | 0.85998
Rack Oven_Existing_ENERGY STAR (3.0) | Commercial | Lodging | Existing | Food Preparation | Natural Gas | Rack Oven | E2 | ENERGY STAR (3.0) | 0.84734 | 0 | 0 | 1.0141 | 0 | 0 | 1.0141 | 0 | 10 | 17 | 13.5 | 2023 | 2050 | 1 | 0 | 0 | 0 | Normal | 0 | 0.095294 | 0 | 0 |  | 1 units | 1 | 0 | 5.055e-05 |  | 1885.1273 | 20284.2411 | 0 | 0 |  | 2024 | 0.85998
Rack Oven_Existing_ | Commercial | Lodging | Existing | Food Preparation | Natural Gas | Rack Oven | E3 |  | 0 | 0 | 0 | 0 | 0 | 0 | 0 | 0 | 0 | 0 | 0 | 0 | 0 | 0 | 0 | 0 | 0 | Normal | 0 | 0 | 0 | 0
Rack Oven_Existing_ | Commercial | Lodging | Existing | Food Preparation | Natural Gas | Rack Oven | E4 |  | 0 | 0 | 0 | 0 | 0 | 0 | 0 | 0 | 0 | 0 | 0 | 0 | 0 | 0 | 0 | 0 | 0 | Normal | 0 | 0 | 0 | 0
Rack Oven_Existing_ | Commercial | Lodging | Existing | Food Preparation | Natural Gas | Rack Oven | E5 |  | 0 | 0 | 0 | 0 | 0 | 0 | 0 | 0 | 0 | 0 | 0 | 0 | 0 | 0 | 0 | 0 | 0 | Normal | 0 | 0 | 0 | 0
Rack Oven_Existing_ | Commercial | Lodging | Existing | Food Preparation | Natural Gas | Rack Oven | E6 |  | 0 | 0 | 0 | 0 | 0 | 0 | 0 | 0 | 0 | 0 | 0 | 0 | 0 | 0 | 0 | 0 | 0 | Normal | 0 | 0 | 0 | 0
Rack Oven_Existing_ | Commercial | Lodging | Existing | Food Preparation | Natural Gas | Rack Oven | E7 |  | 0 | 0 | 0 | 0 | 0 | 0 | 0 | 0 | 0 | 0 | 0 | 0 | 0 | 0 | 0 | 0 | 0 | Normal | 0 | 0 | 0 | 0
Rack Oven_Existing_ | Commercial | Lodging | Existing | Food Preparation | Natural Gas | Rack Oven | E8 |  | 0 | 0 | 0 | 0 | 0 | 0 | 0 | 0 | 0 | 0 | 0 | 0 | 0 | 0 | 0 | 0 | 0 | Normal | 0 | 0 | 0 | 0
Rack Oven_Existing_ | Commercial | Lodging | Existing | Food Preparation | Natural Gas | Rack Oven | E9 |  | 0 | 0 | 0 | 0 | 0 | 0 | 0 | 0 | 0 | 0 | 0 | 0 | 0 | 0 | 0 | 0 | 0 | Normal | 0 | 0 | 0 | 0
Rack Oven_Existing_ | Commercial | Lodging | Existing | Food Preparation | Natural Gas | Rack Oven | E10 |  | 0 | 0 | 0 | 0 | 0 | 0 | 0 | 0 | 0 | 0 | 0 | 0 | 0 | 0 | 0 | 0 | 0 | Normal | 0 | 0 | 0 | 0
Fryer_Existing_Standard | Commercial | Lodging | Existing | Food Preparation | Natural Gas | Fryer | E1 | Standard | 1 | 0 | 0 | 0.74684 | 0 | 0 | 0.74684 | 0 | 8 | 14 | 11 | 2023 | 2021 | 1 | 0 | 0 | 0 | Normal | 0 | 0.21337 | 0 | 0 |  | 1 units | 1 | 0 | 0.00028011 |  | 761.7258 | 2695.9053 | 0 | 0 |  | 2024 | 0.85998
Fryer_Existing_ENERGY STAR (3.0) | Commercial | Lodging | Existing | Food Preparation | Natural Gas | Fryer | E2 | ENERGY STAR (3.0) | 0.74928 | 0 | 0 | 3.4756 | 0 | 0 | 3.4756 | 0 | 8 | 14 | 11 | 2023 | 2050 | 1 | 0 | 0 | 0 | Normal | 0 | 0.15987 | 0 | 0 |  | 1 units | 1 | 0 | 0.00028011 |  | 570.7473 | 12546.0625 | 0 | 0 |  | 2024 | 0.85998
Fryer_Existing_ | Commercial | Lodging | Existing | Food Preparation | Natural Gas | Fryer | E3 |  | 0 | 0 | 0 | 0 | 0 | 0 | 0 | 0 | 0 | 0 | 0 | 0 | 0 | 0 | 0 | 0 | 0 | Normal | 0 | 0 | 0 | 0
Fryer_Existing_ | Commercial | Lodging | Existing | Food Preparation | Natural Gas | Fryer | E4 |  | 0 | 0 | 0 | 0 | 0 | 0 | 0 | 0 | 0 | 0 | 0 | 0 | 0 | 0 | 0 | 0 | 0 | Normal | 0 | 0 | 0 | 0
Fryer_Existing_ | Commercial | Lodging | Existing | Food Preparation | Natural Gas | Fryer | E5 |  | 0 | 0 | 0 | 0 | 0 | 0 | 0 | 0 | 0 | 0 | 0 | 0 | 0 | 0 | 0 | 0 | 0 | Normal | 0 | 0 | 0 | 0
Fryer_Existing_ | Commercial | Lodging | Existing | Food Preparation | Natural Gas | Fryer | E6 |  | 0 | 0 | 0 | 0 | 0 | 0 | 0 | 0 | 0 | 0 | 0 | 0 | 0 | 0 | 0 | 0 | 0 | Normal | 0 | 0 | 0 | 0
Fryer_Existing_ | Commercial | Lodging | Existing | Food Preparation | Natural Gas | Fryer | E7 |  | 0 | 0 | 0 | 0 | 0 | 0 | 0 | 0 | 0 | 0 | 0 | 0 | 0 | 0 | 0 | 0 | 0 | Normal | 0 | 0 | 0 | 0
Fryer_Existing_ | Commercial | Lodging | Existing | Food Preparation | Natural Gas | Fryer | E8 |  | 0 | 0 | 0 | 0 | 0 | 0 | 0 | 0 | 0 | 0 | 0 | 0 | 0 | 0 | 0 | 0 | 0 | Normal | 0 | 0 | 0 | 0
Fryer_Existing_ | Commercial | Lodging | Existing | Food Preparation | Natural Gas | Fryer | E9 |  | 0 | 0 | 0 | 0 | 0 | 0 | 0 | 0 | 0 | 0 | 0 | 0 | 0 | 0 | 0 | 0 | 0 | Normal | 0 | 0 | 0 | 0
Fryer_Existing_ | Commercial | Lodging | Existing | Food Preparation | Natural Gas | Fryer | E10 |  | 0 | 0 | 0 | 0 | 0 | 0 | 0 | 0 | 0 | 0 | 0 | 0 | 0 | 0 | 0 | 0 | 0 | Normal | 0 | 0 | 0 | 0
Broiler_Existing_Typical | Commercial | Lodging | Existing | Food Preparation | Natural Gas | Broiler | E1 | Typical | 1 | 0 | 0 | 0.72686 | 0 | 0 | 0.72686 | 0 | 9 | 15 | 12 | 2023 | 2050 | 0.5 | 0 | 0 | 0 | Normal | 0 | 0.17085 | 0 | 0 |  | 1 units | 1 | 0 | 0.00015073 |  | 1133.496 | 4687.5 | 0 | 0 |  | 2023 | 0.89459
Broiler_Existing_Infrared Burners | Commercial | Lodging | Existing | Food Preparation | Natural Gas | Broiler | E2 | Infrared Burners | 0.63295 | 0 | 0 | 1.0137 | 0 | 0 | 1.0137 | 0 | 9 | 15 | 12 | 2023 | 2050 | 0.5 | 0 | 0 | 0 | Normal | 0 | 0.10814 | 0 | 0 |  | 1 units | 1 | 0 | 0.00015073 |  | 717.444 | 6537.5 | 0 | 0 |  | 2023 | 0.89459
Broiler_Existing_ | Commercial | Lodging | Existing | Food Preparation | Natural Gas | Broiler | E3 |  | 0 | 0 | 0 | 0 | 0 | 0 | 0 | 0 | 0 | 0 | 0 | 0 | 0 | 0 | 0 | 0 | 0 | Normal | 0 | 0 | 0 | 0
Broiler_Existing_ | Commercial | Lodging | Existing | Food Preparation | Natural Gas | Broiler | E4 |  | 0 | 0 | 0 | 0 | 0 | 0 | 0 | 0 | 0 | 0 | 0 | 0 | 0 | 0 | 0 | 0 | 0 | Normal | 0 | 0 | 0 | 0
Broiler_Existing_ | Commercial | Lodging | Existing | Food Preparation | Natural Gas | Broiler | E5 |  | 0 | 0 | 0 | 0 | 0 | 0 | 0 | 0 | 0 | 0 | 0 | 0 | 0 | 0 | 0 | 0 | 0 | Normal | 0 | 0 | 0 | 0
Broiler_Existing_ | Commercial | Lodging | Existing | Food Preparation | Natural Gas | Broiler | E6 |  | 0 | 0 | 0 | 0 | 0 | 0 | 0 | 0 | 0 | 0 | 0 | 0 | 0 | 0 | 0 | 0 | 0 | Normal | 0 | 0 | 0 | 0
Broiler_Existing_ | Commercial | Lodging | Existing | Food Preparation | Natural Gas | Broiler | E7 |  | 0 | 0 | 0 | 0 | 0 | 0 | 0 | 0 | 0 | 0 | 0 | 0 | 0 | 0 | 0 | 0 | 0 | Normal | 0 | 0 | 0 | 0
Broiler_Existing_ | Commercial | Lodging | Existing | Food Preparation | Natural Gas | Broiler | E8 |  | 0 | 0 | 0 | 0 | 0 | 0 | 0 | 0 | 0 | 0 | 0 | 0 | 0 | 0 | 0 | 0 | 0 | Normal | 0 | 0 | 0 | 0
Broiler_Existing_ | Commercial | Lodging | Existing | Food Preparation | Natural Gas | Broiler | E9 |  | 0 | 0 | 0 | 0 | 0 | 0 | 0 | 0 | 0 | 0 | 0 | 0 | 0 | 0 | 0 | 0 | 0 | Normal | 0 | 0 | 0 | 0
Broiler_Existing_ | Commercial | Lodging | Existing | Food Preparation | Natural Gas | Broiler | E10 |  | 0 | 0 | 0 | 0 | 0 | 0 | 0 | 0 | 0 | 0 | 0 | 0 | 0 | 0 | 0 | 0 | 0 | Normal | 0 | 0 | 0 | 0
Griddle_Existing_ | Commercial | Warehouse | Existing | Food Preparation | Natural Gas | Griddle | E8 |  | 0 | 0 | 0 | 0 | 0 | 0 | 0 | 0 | 0 | 0 | 0 | 0 | 0 | 0 | 0 | 0 | 0 | Normal | 0 | 0 | 0 | 0
Griddle_Existing_ | Commercial | Warehouse | Existing | Food Preparation | Natural Gas | Griddle | E9 |  | 0 | 0 | 0 | 0 | 0 | 0 | 0 | 0 | 0 | 0 | 0 | 0 | 0 | 0 | 0 | 0 | 0 | Normal | 0 | 0 | 0 | 0
Griddle_Existing_ | Commercial | Warehouse | Existing | Food Preparation | Natural Gas | Griddle | E10 |  | 0 | 0 | 0 | 0 | 0 | 0 | 0 | 0 | 0 | 0 | 0 | 0 | 0 | 0 | 0 | 0 | 0 | Normal | 0 | 0 | 0 | 0
Griddle_Existing_ENERGY STAR (1.2) | Commercial | Education | Existing | Food Preparation | Natural Gas | Griddle | E2 | ENERGY STAR (1.2) | 0.82738 | 0 | 0 | 0.10375 | 0 | 0 | 0.10375 | 0 | 6 | 10 | 8 | 2023 | 2050 | 1 | 0 | 0 | 0 | Normal | 0 | 0.0083392 | 0 | 0 |  | 1 units | 1 | 0 | 1.0549e-05 |  | 790.5366 | 7987.3516 | 0 | 0 |  | 2016 | 1.0708
Griddle_Existing_ENERGY STAR (1.2) | Commercial | Grocery | Existing | Food Preparation | Natural Gas | Griddle | E2 | ENERGY STAR (1.2) | 0.82738 | 0 | 0 | 1.7632 | 0 | 0 | 1.7632 | 0 | 6 | 10 | 8 | 2023 | 2050 | 1 | 0 | 0 | 0 | Normal | 0 | 0.14172 | 0 | 0 |  | 1 units | 1 | 0 | 0.00017927 |  | 790.5366 | 7987.3516 | 0 | 0 |  | 2016 | 1.0708
Griddle_Existing_ENERGY STAR (1.2) | Commercial | Healthcare | Existing | Food Preparation | Natural Gas | Griddle | E2 | ENERGY STAR (1.2) | 0.82738 | 0 | 0 | 1.0785 | 0 | 0 | 1.0785 | 0 | 6 | 10 | 8 | 2023 | 2050 | 1 | 0 | 0 | 0 | Normal | 0 | 0.086686 | 0 | 0 |  | 1 units | 1 | 0 | 0.00010965 |  | 790.5366 | 7987.3516 | 0 | 0 |  | 2016 | 1.0708
Griddle_Existing_ENERGY STAR (1.2) | Commercial | Lodging | Existing | Food Preparation | Natural Gas | Griddle | E2 | ENERGY STAR (1.2) | 0.82738 | 0 | 0 | 1.2651 | 0 | 0 | 1.2651 | 0 | 6 | 10 | 8 | 2023 | 2050 | 1 | 0 | 0 | 0 | Normal | 0 | 0.10168 | 0 | 0 |  | 1 units | 1 | 0 | 0.00012862 |  | 790.5366 | 7987.3516 | 0 | 0 |  | 2016 | 1.0708
Griddle_Existing_ENERGY STAR (1.2) | Commercial | Miscellaneous | Existing | Food Preparation | Natural Gas | Griddle | E2 | ENERGY STAR (1.2) | 0.82738 | 0 | 0 | 0.16904 | 0 | 0 | 0.16904 | 0 | 6 | 10 | 8 | 2023 | 2050 | 1 | 0 | 0 | 0 | Normal | 0 | 0.013586 | 0 | 0 |  | 1 units | 1 | 0 | 1.7186e-05 |  | 790.5366 | 7987.3516 | 0 | 0 |  | 2016 | 1.0708
Griddle_Existing_ENERGY STAR (1.2) | Commercial | Office | Existing | Food Preparation | Natural Gas | Griddle | E2 | ENERGY STAR (1.2) | 0.82738 | 0 | 0 | 0.14524 | 0 | 0 | 0.14524 | 0 | 6 | 10 | 8 | 2023 | 2050 | 1 | 0 | 0 | 0 | Normal | 0 | 0.011674 | 0 | 0 |  | 1 units | 1 | 0 | 1.4767e-05 |  | 790.5366 | 7987.3516 | 0 | 0 |  | 2016 | 1.0708
Griddle_Existing_ENERGY STAR (1.2) | Commercial | Restaurant | Existing | Food Preparation | Natural Gas | Griddle | E2 | ENERGY STAR (1.2) | 0.82738 | 0 | 0 | 8.5383 | 0 | 0 | 8.5383 | 0 | 6 | 10 | 8 | 2023 | 2050 | 1 | 0 | 0 | 0 | Normal | 0 | 0.68627 | 0 | 0 |  | 1 units | 1 | 0 | 0.00086811 |  | 790.5366 | 7987.3516 | 0 | 0 |  | 2016 | 1.0708
Range_Existing_Typical | Commercial | Lodging | Existing | Food Preparation | Natural Gas | Range | E1 | Typical | 1 | 0 | 0 | 0.37953 | 0 | 0 | 0.37953 | 0 | 9 | 15 | 12 | 2023 | 2050 | 1 | 0 | 0 | 0 | Normal | 0 | 0.14957 | 0 | 0 |  | 1 units | 1 | 0 | 0.00018056 |  | 857.4828 | 2043.1823 | 0 | 0 |  | 2023 | 0.89459
Range_Existing_High Efficiency | Commercial | Lodging | Existing | Food Preparation | Natural Gas | Range | E2 | High Efficiency | 0.75981 | 0 | 0 | 0.47425 | 0 | 0 | 0.47425 | 0 | 9 | 15 | 12 | 2023 | 2050 | 1 | 0 | 0 | 0 | Normal | 0 | 0.11365 | 0 | 0 |  | 1 units | 1 | 0 | 0.00018056 |  | 651.5262 | 2553.125 | 0 | 0 |  | 2023 | 0.89459
Range_Existing_ | Commercial | Lodging | Existing | Food Preparation | Natural Gas | Range | E3 |  | 0 | 0 | 0 | 0 | 0 | 0 | 0 | 0 | 0 | 0 | 0 | 0 | 0 | 0 | 0 | 0 | 0 | Normal | 0 | 0 | 0 | 0
Range_Existing_ | Commercial | Lodging | Existing | Food Preparation | Natural Gas | Range | E4 |  | 0 | 0 | 0 | 0 | 0 | 0 | 0 | 0 | 0 | 0 | 0 | 0 | 0 | 0 | 0 | 0 | 0 | Normal | 0 | 0 | 0 | 0
Range_Existing_ | Commercial | Lodging | Existing | Food Preparation | Natural Gas | Range | E5 |  | 0 | 0 | 0 | 0 | 0 | 0 | 0 | 0 | 0 | 0 | 0 | 0 | 0 | 0 | 0 | 0 | 0 | Normal | 0 | 0 | 0 | 0
Range_Existing_ | Commercial | Lodging | Existing | Food Preparation | Natural Gas | Range | E6 |  | 0 | 0 | 0 | 0 | 0 | 0 | 0 | 0 | 0 | 0 | 0 | 0 | 0 | 0 | 0 | 0 | 0 | Normal | 0 | 0 | 0 | 0
Range_Existing_ | Commercial | Lodging | Existing | Food Preparation | Natural Gas | Range | E7 |  | 0 | 0 | 0 | 0 | 0 | 0 | 0 | 0 | 0 | 0 | 0 | 0 | 0 | 0 | 0 | 0 | 0 | Normal | 0 | 0 | 0 | 0
Range_Existing_ | Commercial | Lodging | Existing | Food Preparation | Natural Gas | Range | E8 |  | 0 | 0 | 0 | 0 | 0 | 0 | 0 | 0 | 0 | 0 | 0 | 0 | 0 | 0 | 0 | 0 | 0 | Normal | 0 | 0 | 0 | 0
Range_Existing_ | Commercial | Lodging | Existing | Food Preparation | Natural Gas | Range | E9 |  | 0 | 0 | 0 | 0 | 0 | 0 | 0 | 0 | 0 | 0 | 0 | 0 | 0 | 0 | 0 | 0 | 0 | Normal | 0 | 0 | 0 | 0
Range_Existing_ | Commercial | Lodging | Existing | Food Preparation | Natural Gas | Range | E10 |  | 0 | 0 | 0 | 0 | 0 | 0 | 0 | 0 | 0 | 0 | 0 | 0 | 0 | 0 | 0 | 0 | 0 | Normal | 0 | 0 | 0 | 0
Steamer_Existing_Typical | Commercial | Lodging | Existing | Food Preparation | Natural Gas | Steamer | E1 | Typical | 1 | 0 | 0 | 10.6073 | 0 | 0 | 10.6073 | 0 | 9 | 15 | 12 | 2023 | 2021 | 1 | 0 | 0 | 0 | Normal | 0 | 0.36666 | 0 | 0 |  | 1 units | 1 | 0 | 0.00055592 |  | 659.5559 | 19293.381 | 0 | 0 |  | 2024 | 0.85998
Steamer_Existing_ENERGY STAR (1.2) | Commercial | Lodging | Existing | Food Preparation | Natural Gas | Steamer | E2 | ENERGY STAR (1.2) | 0.37076 | 0 | 0 | 9.4369 | 0 | -0.66393 | 8.7729 | 0 | 9 | 15 | 12 | 2023 | 2050 | 1 | 0 | 0 | 0 | Normal | 0 | 0.13594 | 0 | 0 |  | 1 units | 1 | 0 | 0.00055592 |  | 244.5384 | 17164.5079 | 0 | -1388.7391 |  | 2024 | 0.85998
Steamer_Existing_ | Commercial | Lodging | Existing | Food Preparation | Natural Gas | Steamer | E3 |  | 0 | 0 | 0 | 0 | 0 | 0 | 0 | 0 | 0 | 0 | 0 | 0 | 0 | 0 | 0 | 0 | 0 | Normal | 0 | 0 | 0 | 0
Steamer_Existing_ | Commercial | Lodging | Existing | Food Preparation | Natural Gas | Steamer | E4 |  | 0 | 0 | 0 | 0 | 0 | 0 | 0 | 0 | 0 | 0 | 0 | 0 | 0 | 0 | 0 | 0 | 0 | Normal | 0 | 0 | 0 | 0
Steamer_Existing_ | Commercial | Lodging | Existing | Food Preparation | Natural Gas | Steamer | E5 |  | 0 | 0 | 0 | 0 | 0 | 0 | 0 | 0 | 0 | 0 | 0 | 0 | 0 | 0 | 0 | 0 | 0 | Normal | 0 | 0 | 0 | 0
Steamer_Existing_ | Commercial | Lodging | Existing | Food Preparation | Natural Gas | Steamer | E6 |  | 0 | 0 | 0 | 0 | 0 | 0 | 0 | 0 | 0 | 0 | 0 | 0 | 0 | 0 | 0 | 0 | 0 | Normal | 0 | 0 | 0 | 0
Steamer_Existing_ | Commercial | Lodging | Existing | Food Preparation | Natural Gas | Steamer | E7 |  | 0 | 0 | 0 | 0 | 0 | 0 | 0 | 0 | 0 | 0 | 0 | 0 | 0 | 0 | 0 | 0 | 0 | Normal | 0 | 0 | 0 | 0
Steamer_Existing_ | Commercial | Lodging | Existing | Food Preparation | Natural Gas | Steamer | E8 |  | 0 | 0 | 0 | 0 | 0 | 0 | 0 | 0 | 0 | 0 | 0 | 0 | 0 | 0 | 0 | 0 | 0 | Normal | 0 | 0 | 0 | 0
Steamer_Existing_ | Commercial | Lodging | Existing | Food Preparation | Natural Gas | Steamer | E9 |  | 0 | 0 | 0 | 0 | 0 | 0 | 0 | 0 | 0 | 0 | 0 | 0 | 0 | 0 | 0 | 0 | 0 | Normal | 0 | 0 | 0 | 0
Steamer_Existing_ | Commercial | Lodging | Existing | Food Preparation | Natural Gas | Steamer | E10 |  | 0 | 0 | 0 | 0 | 0 | 0 | 0 | 0 | 0 | 0 | 0 | 0 | 0 | 0 | 0 | 0 | 0 | Normal | 0 | 0 | 0 | 0
Commercial Food Prep Other_Existing_Standard | Commercial | Lodging | Existing | Food Preparation | Natural Gas | Commercial Food Prep Other | E1 | Standard | 1 | 0 | 0 | 0.050389 | 0 | 0 | 0.050389 | 0 | 8 | 12 | 10 | 2023 | 2050 | 1 | 0 | 0 | 0 | Normal | 0 | 0.052764 | 0 | 0 |  | 1 units | 1 | 0 | 3.7075e-05 |  | 1423.18 | 1000 | 0 | 0 |  | 2010 | 1.1818
Commercial Food Prep Other_Existing_Efficient | Commercial | Lodging | Existing | Food Preparation | Natural Gas | Commercial Food Prep Other | E2 | Efficient | 0.72179 | 0 | 0 | 0.063643 | 0 | 0 | 0.063643 | 0 | 8 | 12 | 10 | 2023 | 2050 | 1 | 0 | 0 | 0 | Normal | 0 | 0.038085 | 0 | 0 |  | 1 units | 1 | 0 | 3.7075e-05 |  | 1027.2384 | 1263.0334 | 0 | 0 |  | 2010 | 1.1818
Commercial Food Prep Other_Existing_ | Commercial | Lodging | Existing | Food Preparation | Natural Gas | Commercial Food Prep Other | E3 |  | 0 | 0 | 0 | 0 | 0 | 0 | 0 | 0 | 0 | 0 | 0 | 0 | 0 | 0 | 0 | 0 | 0 | Normal | 0 | 0 | 0 | 0
Commercial Food Prep Other_Existing_ | Commercial | Lodging | Existing | Food Preparation | Natural Gas | Commercial Food Prep Other | E4 |  | 0 | 0 | 0 | 0 | 0 | 0 | 0 | 0 | 0 | 0 | 0 | 0 | 0 | 0 | 0 | 0 | 0 | Normal | 0 | 0 | 0 | 0
Commercial Food Prep Other_Existing_ | Commercial | Lodging | Existing | Food Preparation | Natural Gas | Commercial Food Prep Other | E5 |  | 0 | 0 | 0 | 0 | 0 | 0 | 0 | 0 | 0 | 0 | 0 | 0 | 0 | 0 | 0 | 0 | 0 | Normal | 0 | 0 | 0 | 0
Commercial Food Prep Other_Existing_ | Commercial | Lodging | Existing | Food Preparation | Natural Gas | Commercial Food Prep Other | E6 |  | 0 | 0 | 0 | 0 | 0 | 0 | 0 | 0 | 0 | 0 | 0 | 0 | 0 | 0 | 0 | 0 | 0 | Normal | 0 | 0 | 0 | 0
Commercial Food Prep Other_Existing_ | Commercial | Lodging | Existing | Food Preparation | Natural Gas | Commercial Food Prep Other | E7 |  | 0 | 0 | 0 | 0 | 0 | 0 | 0 | 0 | 0 | 0 | 0 | 0 | 0 | 0 | 0 | 0 | 0 | Normal | 0 | 0 | 0 | 0
Commercial Food Prep Other_Existing_ | Commercial | Lodging | Existing | Food Preparation | Natural Gas | Commercial Food Prep Other | E8 |  | 0 | 0 | 0 | 0 | 0 | 0 | 0 | 0 | 0 | 0 | 0 | 0 | 0 | 0 | 0 | 0 | 0 | Normal | 0 | 0 | 0 | 0
Commercial Food Prep Other_Existing_ | Commercial | Lodging | Existing | Food Preparation | Natural Gas | Commercial Food Prep Other | E9 |  | 0 | 0 | 0 | 0 | 0 | 0 | 0 | 0 | 0 | 0 | 0 | 0 | 0 | 0 | 0 | 0 | 0 | Normal | 0 | 0 | 0 | 0
Commercial Food Prep Other_Existing_ | Commercial | Lodging | Existing | Food Preparation | Natural Gas | Commercial Food Prep Other | E10 |  | 0 | 0 | 0 | 0 | 0 | 0 | 0 | 0 | 0 | 0 | 0 | 0 | 0 | 0 | 0 | 0 | 0 | Normal | 0 | 0 | 0 | 0
Pool Heater_Existing_TE 82% (Standard) | Commercial | Lodging | Existing | Miscellaneous | Natural Gas | Pool Heater | E1 | TE 82% (Standard) | 1 | 0 | 0 | 0.0011506 | 0.00041981 | 1.7441e-05 | 0.0015879 | 0 | 8 | 14 | 11 | 2023 | 2027 | 1 | 0 | 0 | 0 | Normal | 0 | 0.0019015 | 0 | 0 |  | 1 units | 1 | 0 | 1.6035e-07 |  | 11859 | 6239.8015 | 2618.1698 | 108.77 |  | 2021 | 1
Pool Heater_Existing_TE 84% (Standard 2028) | Commercial | Lodging | Existing | Miscellaneous | Natural Gas | Pool Heater | E2 | TE 84% (Standard 2028) | 0.97622 | 0 | 0 | 0.001268 | 0.00041818 | 1.755e-05 | 0.0017037 | 0 | 8 | 14 | 11 | 2023 | 2050 | 1 | 0 | 0 | 0 | Normal | 0 | 0.0018563 | 0 | 0 |  | 1 units | 1 | 0 | 1.6035e-07 |  | 11577 | 6876.516 | 2607.9824 | 109.45 |  | 2021 | 1
Pool Heater_Existing_TE 95% (Condensing) | Commercial | Lodging | Existing | Miscellaneous | Natural Gas | Pool Heater | E3 | TE 95% (Condensing) | 0.86323 | 0 | 0 | 0.0016578 | 0.00045942 | 1.9296e-05 | 0.0021365 | 0 | 8 | 14 | 11 | 2023 | 2050 | 1 | 0 | 0 | 0 | Normal | 0 | 0.0016415 | 0 | 0 |  | 1 units | 1 | 0 | 1.6035e-07 |  | 10237 | 8990.4079 | 2865.215 | 120.34 |  | 2021 | 1
Pool Heater_Existing_ | Commercial | Lodging | Existing | Miscellaneous | Natural Gas | Pool Heater | E4 |  | 0 | 0 | 0 | 0 | 0 | 0 | 0 | 0 | 0 | 0 | 0 | 0 | 0 | 0 | 0 | 0 | 0 | Normal | 0 | 0 | 0 | 0
Pool Heater_Existing_ | Commercial | Lodging | Existing | Miscellaneous | Natural Gas | Pool Heater | E5 |  | 0 | 0 | 0 | 0 | 0 | 0 | 0 | 0 | 0 | 0 | 0 | 0 | 0 | 0 | 0 | 0 | 0 | Normal | 0 | 0 | 0 | 0
Pool Heater_Existing_ | Commercial | Lodging | Existing | Miscellaneous | Natural Gas | Pool Heater | E6 |  | 0 | 0 | 0 | 0 | 0 | 0 | 0 | 0 | 0 | 0 | 0 | 0 | 0 | 0 | 0 | 0 | 0 | Normal | 0 | 0 | 0 | 0
Pool Heater_Existing_ | Commercial | Lodging | Existing | Miscellaneous | Natural Gas | Pool Heater | E7 |  | 0 | 0 | 0 | 0 | 0 | 0 | 0 | 0 | 0 | 0 | 0 | 0 | 0 | 0 | 0 | 0 | 0 | Normal | 0 | 0 | 0 | 0
Pool Heater_Existing_ | Commercial | Lodging | Existing | Miscellaneous | Natural Gas | Pool Heater | E8 |  | 0 | 0 | 0 | 0 | 0 | 0 | 0 | 0 | 0 | 0 | 0 | 0 | 0 | 0 | 0 | 0 | 0 | Normal | 0 | 0 | 0 | 0
Pool Heater_Existing_ | Commercial | Lodging | Existing | Miscellaneous | Natural Gas | Pool Heater | E9 |  | 0 | 0 | 0 | 0 | 0 | 0 | 0 | 0 | 0 | 0 | 0 | 0 | 0 | 0 | 0 | 0 | 0 | Normal | 0 | 0 | 0 | 0
Pool Heater_Existing_ | Commercial | Lodging | Existing | Miscellaneous | Natural Gas | Pool Heater | E10 |  | 0 | 0 | 0 | 0 | 0 | 0 | 0 | 0 | 0 | 0 | 0 | 0 | 0 | 0 | 0 | 0 | 0 | Normal | 0 | 0 | 0 | 0
Other Miscellaneous_Existing_Miscellaneous | Commercial | Lodging | Existing | Miscellaneous | Natural Gas | Other Miscellaneous | E1 | Miscellaneous | 1 | 0 | 0 | 4.8936e-06 | 0 | 0 | 4.8936e-06 | 0 | 2 | 8 | 5 | 2023 | 2050 | 1 | 0 | 0 | 0 | Normal | 0 | 4.1988e-06 | 0 | 0 |  | 1 units | 1 | 0 | 4.1988e-06 |  | 1 | 1 | 0 | 0 |  | 2020 | 1.0135
Other Miscellaneous_Existing_ | Commercial | Lodging | Existing | Miscellaneous | Natural Gas | Other Miscellaneous | E2 |  | 0 | 0 | 0 | 0 | 0 | 0 | 0 | 0 | 0 | 0 | 0 | 0 | 0 | 0 | 0 | 0 | 0 | Normal | 0 | 0 | 0 | 0
Other Miscellaneous_Existing_ | Commercial | Lodging | Existing | Miscellaneous | Natural Gas | Other Miscellaneous | E3 |  | 0 | 0 | 0 | 0 | 0 | 0 | 0 | 0 | 0 | 0 | 0 | 0 | 0 | 0 | 0 | 0 | 0 | Normal | 0 | 0 | 0 | 0
Other Miscellaneous_Existing_ | Commercial | Lodging | Existing | Miscellaneous | Natural Gas | Other Miscellaneous | E4 |  | 0 | 0 | 0 | 0 | 0 | 0 | 0 | 0 | 0 | 0 | 0 | 0 | 0 | 0 | 0 | 0 | 0 | Normal | 0 | 0 | 0 | 0
Other Miscellaneous_Existing_ | Commercial | Lodging | Existing | Miscellaneous | Natural Gas | Other Miscellaneous | E5 |  | 0 | 0 | 0 | 0 | 0 | 0 | 0 | 0 | 0 | 0 | 0 | 0 | 0 | 0 | 0 | 0 | 0 | Normal | 0 | 0 | 0 | 0
Other Miscellaneous_Existing_ | Commercial | Lodging | Existing | Miscellaneous | Natural Gas | Other Miscellaneous | E6 |  | 0 | 0 | 0 | 0 | 0 | 0 | 0 | 0 | 0 | 0 | 0 | 0 | 0 | 0 | 0 | 0 | 0 | Normal | 0 | 0 | 0 | 0
Other Miscellaneous_Existing_ | Commercial | Lodging | Existing | Miscellaneous | Natural Gas | Other Miscellaneous | E7 |  | 0 | 0 | 0 | 0 | 0 | 0 | 0 | 0 | 0 | 0 | 0 | 0 | 0 | 0 | 0 | 0 | 0 | Normal | 0 | 0 | 0 | 0
Other Miscellaneous_Existing_ | Commercial | Lodging | Existing | Miscellaneous | Natural Gas | Other Miscellaneous | E8 |  | 0 | 0 | 0 | 0 | 0 | 0 | 0 | 0 | 0 | 0 | 0 | 0 | 0 | 0 | 0 | 0 | 0 | Normal | 0 | 0 | 0 | 0
Other Miscellaneous_Existing_ | Commercial | Lodging | Existing | Miscellaneous | Natural Gas | Other Miscellaneous | E9 |  | 0 | 0 | 0 | 0 | 0 | 0 | 0 | 0 | 0 | 0 | 0 | 0 | 0 | 0 | 0 | 0 | 0 | Normal | 0 | 0 | 0 | 0
Other Miscellaneous_Existing_ | Commercial | Lodging | Existing | Miscellaneous | Natural Gas | Other Miscellaneous | E10 |  | 0 | 0 | 0 | 0 | 0 | 0 | 0 | 0 | 0 | 0 | 0 | 0 | 0 | 0 | 0 | 0 | 0 | Normal | 0 | 0 | 0 | 0
Furnace_New_TE 80% | Commercial | Lodging | New | Space Heating | Natural Gas | Furnace | E1 | TE 80% | 1 | 0 | 0 | 1.2202 | 1.13 | 0 | 2.3502 | 0 | 17 | 29 | 23 | 2023 | 2022 | 1 | 0 | 0 | 0 | Normal | 0 | 0.097453 | 0 | 0 |  | 140 kBtu/hr | 140 | 0 | 0.058909 |  | 8224 | 2634.8 | 2806.1691 | 0 |  | 2022 | 0.95704
Furnace_New_TE 81% (2023 Standard) | Commercial | Lodging | New | Space Heating | Natural Gas | Furnace | E2 | TE 81% (2023 Standard) | 0.90005 | 0 | 0 | 1.25 | 1.1387 | 0 | 2.3886 | 0 | 17 | 29 | 23 | 2023 | 2050 | 1 | 0 | 0 | 0 | Normal | 0 | 0.087713 | 0 | 0 |  | 140 kBtu/hr | 140 | 0 | 0.058909 |  | 7402 | 2699.0634 | 2827.5902 | 0 |  | 2022 | 0.95704
Furnace_New_TE 90% | Commercial | Lodging | New | Space Heating | Natural Gas | Furnace | E3 | TE 90% | 0.84375 | 0 | 0 | 2.0025 | 1.1387 | 0 | 3.1412 | 0 | 17 | 29 | 23 | 2023 | 2050 | 1 | 0 | 0 | 0 | Normal | 0 | 0.082226 | 0 | 0 |  | 140 kBtu/hr | 140 | 0 | 0.058909 |  | 6939 | 4324.0866 | 2827.5902 | 0 |  | 2022 | 0.95704
Furnace_New_TE 96% | Commercial | Lodging | New | Space Heating | Natural Gas | Furnace | E4 | TE 96% | 0.79102 | 0 | 0 | 3.222 | 1.5637 | 0 | 4.7857 | 0 | 17 | 29 | 23 | 2023 | 2050 | 1 | 0 | 0 | 0 | Normal | 0 | 0.077087 | 0 | 0 |  | 140 kBtu/hr | 140 | 0 | 0.058909 |  | 6505.3125 | 6957.4606 | 3883.0501 | 0 |  | 2022 | 0.95704
Furnace_New_Dual-Fuel Heat Pump - TE 81% | Commercial | Lodging | New | Space Heating | Natural Gas | Furnace | E5 | Dual-Fuel Heat Pump - TE 81% | 0.28477 | 0 | 0 | 7.6388 | 1.1387 | 0.50652 | 9.2839 | 0 | 16 | 26 | 21 | 2023 | 2050 | 1 | 0 | 0 | 0 | Normal | 0 | 0.027751 | 0 | 0 |  | 140 kBtu/hr | 140 | 0 | 0.058909 |  | 2341.9125 | 16494.619 | 2827.5902 | 0 |  | 2022 | 0.95704
Furnace_New_Dual-Fuel Heat Pump - TE 96% | Commercial | Lodging | New | Space Heating | Natural Gas | Furnace | E6 | Dual-Fuel Heat Pump - TE 96% | 0.094922 | 0 | 0 | 9.6108 | 1.5637 | 0.50652 | 11.6811 | 0 | 16 | 26 | 21 | 2023 | 2050 | 1 | 0 | 0 | 0 | Normal | 0 | 0.0092505 | 0 | 0 |  | 140 kBtu/hr | 140 | 0 | 0.058909 |  | 780.6375 | 20753.0162 | 3883.0501 | 0 |  | 2022 | 0.95704
Furnace_New_ | Commercial | Lodging | New | Space Heating | Natural Gas | Furnace | E7 |  | 0 | 0 | 0 | 0 | 0 | 0 | 0 | 0 | 0 | 0 | 0 | 0 | 0 | 0 | 0 | 0 | 0 | Normal | 0 | 0 | 0 | 0
Furnace_New_ | Commercial | Lodging | New | Space Heating | Natural Gas | Furnace | E8 |  | 0 | 0 | 0 | 0 | 0 | 0 | 0 | 0 | 0 | 0 | 0 | 0 | 0 | 0 | 0 | 0 | 0 | Normal | 0 | 0 | 0 | 0
Furnace_New_ | Commercial | Lodging | New | Space Heating | Natural Gas | Furnace | E9 |  | 0 | 0 | 0 | 0 | 0 | 0 | 0 | 0 | 0 | 0 | 0 | 0 | 0 | 0 | 0 | 0 | 0 | Normal | 0 | 0 | 0 | 0
Furnace_New_ | Commercial | Lodging | New | Space Heating | Natural Gas | Furnace | E10 |  | 0 | 0 | 0 | 0 | 0 | 0 | 0 | 0 | 0 | 0 | 0 | 0 | 0 | 0 | 0 | 0 | 0 | Normal | 0 | 0 | 0 | 0
Boiler_New_TE 80% | Commercial | Lodging | New | Space Heating | Natural Gas | Boiler | E1 | TE 80% | 1 | 0 | 0 | 2.0162 | 1.0074 | 0 | 3.0236 | 0 | 19 | 31 | 25 | 2023 | 2023 | 1 | 0 | 0 | 0 | Normal | 0 | 0.23005 | 0 | 0 |  | 514 kBtu/hr | 514 | 0 | 0.058909 |  | 11045 | 14115.0337 | 8110 | 0 |  | 2015 | 1.0838
Boiler_New_TE 84% | Commercial | Lodging | New | Space Heating | Natural Gas | Boiler | E2 | TE 84% | 0.95238 | 0 | 0 | 2.5492 | 1.0074 | 0 | 3.5566 | 0 | 19 | 31 | 25 | 2023 | 2023 | 1 | 0 | 0 | 0 | Normal | 0 | 0.2191 | 0 | 0 |  | 514 kBtu/hr | 514 | 0 | 0.058909 |  | 10519 | 17846.3457 | 8110 | 0 |  | 2015 | 1.0838
Boiler_New_TE 90% (2024 WA Standard) | Commercial | Lodging | New | Space Heating | Natural Gas | Boiler | E3 | TE 90% (2024 WA Standard) | 0.88882 | 0 | 0 | 3.3036 | 1.1335 | 0 | 4.4371 | 0 | 19 | 31 | 25 | 2023 | 2050 | 1 | 0 | 0 | 0 | Normal | 0 | 0.20447 | 0 | 0 |  | 514 kBtu/hr | 514 | 0 | 0.058909 |  | 9817 | 23127.2898 | 9125.5667 | 0 |  | 2015 | 1.0838
Boiler_New_TE 94% (ENERGY STAR 1.0) | Commercial | Lodging | New | Space Heating | Natural Gas | Boiler | E4 | TE 94% (ENERGY STAR 1.0) | 0.85106 | 0 | 0 | 3.8268 | 1.1335 | 0 | 4.9603 | 0 | 19 | 31 | 25 | 2023 | 2050 | 1 | 0 | 0 | 0 | Normal | 0 | 0.19579 | 0 | 0 |  | 514 kBtu/hr | 514 | 0 | 0.058909 |  | 9400 | 26790.429 | 9125.5667 | 0 |  | 2015 | 1.0838
Boiler_New_TE 98% | Commercial | Lodging | New | Space Heating | Natural Gas | Boiler | E5 | TE 98% | 0.8163 | 0 | 0 | 4.3501 | 1.1335 | 0 | 5.4836 | 0 | 19 | 31 | 25 | 2023 | 2050 | 1 | 0 | 0 | 0 | Normal | 0 | 0.18779 | 0 | 0 |  | 514 kBtu/hr | 514 | 0 | 0.058909 |  | 9016 | 30453.5682 | 9125.5667 | 0 |  | 2015 | 1.0838
Boiler_New_ | Commercial | Lodging | New | Space Heating | Natural Gas | Boiler | E6 |  | 0 | 0 | 0 | 0 | 0 | 0 | 0 | 0 | 0 | 0 | 0 | 0 | 0 | 0 | 0 | 0 | 0 | Normal | 0 | 0 | 0 | 0
Boiler_New_ | Commercial | Lodging | New | Space Heating | Natural Gas | Boiler | E7 |  | 0 | 0 | 0 | 0 | 0 | 0 | 0 | 0 | 0 | 0 | 0 | 0 | 0 | 0 | 0 | 0 | 0 | Normal | 0 | 0 | 0 | 0
Boiler_New_ | Commercial | Lodging | New | Space Heating | Natural Gas | Boiler | E8 |  | 0 | 0 | 0 | 0 | 0 | 0 | 0 | 0 | 0 | 0 | 0 | 0 | 0 | 0 | 0 | 0 | 0 | Normal | 0 | 0 | 0 | 0
Boiler_New_ | Commercial | Lodging | New | Space Heating | Natural Gas | Boiler | E9 |  | 0 | 0 | 0 | 0 | 0 | 0 | 0 | 0 | 0 | 0 | 0 | 0 | 0 | 0 | 0 | 0 | 0 | Normal | 0 | 0 | 0 | 0
Boiler_New_ | Commercial | Lodging | New | Space Heating | Natural Gas | Boiler | E10 |  | 0 | 0 | 0 | 0 | 0 | 0 | 0 | 0 | 0 | 0 | 0 | 0 | 0 | 0 | 0 | 0 | 0 | Normal | 0 | 0 | 0 | 0
Unit Heater_New_Standard (TE 80%) | Commercial | Lodging | New | Space Heating | Natural Gas | Unit Heater | E1 | Standard (TE 80%) | 1 | 0 | 0 | 0.033455 | 0.028537 | 0 | 0.061992 | 0 | 9 | 15 | 12 | 2023 | 2050 | 1 | 0 | 0 | 0 | Normal | 0 | 0.049337 | 0 | 0 |  | 120 kBtu/hr | 120 | 0 | 2.1811e-05 |  | 2262 | 1274.4 | 1250.082 | 0 |  | 2018 | 1.0466
Unit Heater_New_Condensing (TE 90%) | Commercial | Lodging | New | Space Heating | Natural Gas | Unit Heater | E2 | Condensing (TE 90%) | 0.86111 | 0 | 0 | 0.10698 | 0.034153 | 0 | 0.14113 | 0 | 9 | 15 | 12 | 2023 | 2050 | 1 | 0 | 0 | 0 | Normal | 0 | 0.042485 | 0 | 0 |  | 120 kBtu/hr | 120 | 0 | 2.1811e-05 |  | 1947.8333 | 4075.2 | 1496.122 | 0 |  | 2018 | 1.0466
Unit Heater_New_Infrared Radiant | Commercial | Lodging | New | Space Heating | Natural Gas | Unit Heater | E3 | Infrared Radiant | 0.8 | 0 | 0 | 0.046214 | 0.028537 | 0 | 0.07475 | 0 | 9 | 15 | 12 | 2023 | 2050 | 1 | 0 | 0 | 0 | Normal | 0 | 0.03947 | 0 | 0 |  | 120 kBtu/hr | 120 | 0 | 2.1811e-05 |  | 1809.6 | 1760.4 | 1250.082 | 0 |  | 2018 | 1.0466
Unit Heater_New_ | Commercial | Lodging | New | Space Heating | Natural Gas | Unit Heater | E4 |  | 0 | 0 | 0 | 0 | 0 | 0 | 0 | 0 | 0 | 0 | 0 | 0 | 0 | 0 | 0 | 0 | 0 | Normal | 0 | 0 | 0 | 0
Unit Heater_New_ | Commercial | Lodging | New | Space Heating | Natural Gas | Unit Heater | E5 |  | 0 | 0 | 0 | 0 | 0 | 0 | 0 | 0 | 0 | 0 | 0 | 0 | 0 | 0 | 0 | 0 | 0 | Normal | 0 | 0 | 0 | 0
Unit Heater_New_ | Commercial | Lodging | New | Space Heating | Natural Gas | Unit Heater | E6 |  | 0 | 0 | 0 | 0 | 0 | 0 | 0 | 0 | 0 | 0 | 0 | 0 | 0 | 0 | 0 | 0 | 0 | Normal | 0 | 0 | 0 | 0
Unit Heater_New_ | Commercial | Lodging | New | Space Heating | Natural Gas | Unit Heater | E7 |  | 0 | 0 | 0 | 0 | 0 | 0 | 0 | 0 | 0 | 0 | 0 | 0 | 0 | 0 | 0 | 0 | 0 | Normal | 0 | 0 | 0 | 0
Unit Heater_New_ | Commercial | Lodging | New | Space Heating | Natural Gas | Unit Heater | E8 |  | 0 | 0 | 0 | 0 | 0 | 0 | 0 | 0 | 0 | 0 | 0 | 0 | 0 | 0 | 0 | 0 | 0 | Normal | 0 | 0 | 0 | 0
Unit Heater_New_ | Commercial | Lodging | New | Space Heating | Natural Gas | Unit Heater | E9 |  | 0 | 0 | 0 | 0 | 0 | 0 | 0 | 0 | 0 | 0 | 0 | 0 | 0 | 0 | 0 | 0 | 0 | Normal | 0 | 0 | 0 | 0
Unit Heater_New_ | Commercial | Lodging | New | Space Heating | Natural Gas | Unit Heater | E10 |  | 0 | 0 | 0 | 0 | 0 | 0 | 0 | 0 | 0 | 0 | 0 | 0 | 0 | 0 | 0 | 0 | 0 | Normal | 0 | 0 | 0 | 0
Water Heater_New_TE 80% | Commercial | Lodging | New | Water Heating | Natural Gas | Water Heater | E1 | TE 80% | 1 | 0 | 0 | 0.09319 | 0 | 0.0041297 | 0.09732 | 0 | 8 | 12 | 10 | 2023 | 2050 | 1 | 0 | 0 | 0 | Normal | 0 | 0.14766 | 0 | 0 |  | 200 kBtu/hr | 200 | 0 | 0.00277 |  | 2567 | 6113.5678 | 0 | 311.5578 |  | 2022 | 0.95704
Water Heater_New_TE 94% (ENERGY STAR 2.0) | Commercial | Lodging | New | Water Heating | Natural Gas | Water Heater | E2 | TE 94% (ENERGY STAR 2.0) | 0.85119 | 0 | 0 | 0.11515 | 0 | 0.0042496 | 0.1194 | 0 | 8 | 12 | 10 | 2023 | 2050 | 1 | 0 | 0 | 0 | Normal | 0 | 0.12568 | 0 | 0 |  | 200 kBtu/hr | 200 | 0 | 0.00277 |  | 2185 | 7554.1856 | 0 | 320.603 |  | 2022 | 0.95704
Water Heater_New_TE 96% (Instantaneous) | Commercial | Lodging | New | Water Heating | Natural Gas | Water Heater | E3 | TE 96% (Instantaneous) | 0.83366 | 0 | 0 | 0.1646 | 0 | 0.007365 | 0.17197 | 0 | 13 | 21 | 17 | 2023 | 2050 | 1 | 0 | 0 | 0 | Normal | 0 | 0.12309 | 0 | 0 |  | 200 kBtu/hr | 200 | 0 | 0.00277 |  | 2140 | 10798.4962 | 0 | 555.6391 |  | 2022 | 0.95704
Water Heater_New_ | Commercial | Lodging | New | Water Heating | Natural Gas | Water Heater | E4 |  | 0 | 0 | 0 | 0 | 0 | 0 | 0 | 0 | 0 | 0 | 0 | 0 | 0 | 0 | 0 | 0 | 0 | Normal | 0 | 0 | 0 | 0
Water Heater_New_ | Commercial | Lodging | New | Water Heating | Natural Gas | Water Heater | E5 |  | 0 | 0 | 0 | 0 | 0 | 0 | 0 | 0 | 0 | 0 | 0 | 0 | 0 | 0 | 0 | 0 | 0 | Normal | 0 | 0 | 0 | 0
Water Heater_New_ | Commercial | Lodging | New | Water Heating | Natural Gas | Water Heater | E6 |  | 0 | 0 | 0 | 0 | 0 | 0 | 0 | 0 | 0 | 0 | 0 | 0 | 0 | 0 | 0 | 0 | 0 | Normal | 0 | 0 | 0 | 0
Water Heater_New_ | Commercial | Lodging | New | Water Heating | Natural Gas | Water Heater | E7 |  | 0 | 0 | 0 | 0 | 0 | 0 | 0 | 0 | 0 | 0 | 0 | 0 | 0 | 0 | 0 | 0 | 0 | Normal | 0 | 0 | 0 | 0
Water Heater_New_ | Commercial | Lodging | New | Water Heating | Natural Gas | Water Heater | E8 |  | 0 | 0 | 0 | 0 | 0 | 0 | 0 | 0 | 0 | 0 | 0 | 0 | 0 | 0 | 0 | 0 | 0 | Normal | 0 | 0 | 0 | 0
Water Heater_New_ | Commercial | Lodging | New | Water Heating | Natural Gas | Water Heater | E9 |  | 0 | 0 | 0 | 0 | 0 | 0 | 0 | 0 | 0 | 0 | 0 | 0 | 0 | 0 | 0 | 0 | 0 | Normal | 0 | 0 | 0 | 0
Water Heater_New_ | Commercial | Lodging | New | Water Heating | Natural Gas | Water Heater | E10 |  | 0 | 0 | 0 | 0 | 0 | 0 | 0 | 0 | 0 | 0 | 0 | 0 | 0 | 0 | 0 | 0 | 0 | Normal | 0 | 0 | 0 | 0
Oven_New_Standard | Commercial | Lodging | New | Food Preparation | Natural Gas | Oven | E1 | Standard | 1 | 0 | 0 | 2.8125 | 0 | 0 | 2.8125 | 0 | 9 | 15 | 12 | 2023 | 2050 | 1 | 0 | 0 | 0 | Normal | 0 | 0.13463 | 0 | 0 |  | 1 units | 1 | 0 | 0.00011256 |  | 1196.0712 | 20292 | 0 | 0 |  | 2016 | 1.0708
Oven_New_ENERGY STAR (3.0) | Commercial | Lodging | New | Food Preparation | Natural Gas | Oven | E2 | ENERGY STAR (3.0) | 0.5676 | 0 | 0 | 3.397 | 0 | 0 | 3.397 | 0 | 9 | 15 | 12 | 2023 | 2050 | 1 | 0 | 0 | 0 | Normal | 0 | 0.076414 | 0 | 0 |  | 1 units | 1 | 0 | 0.00011256 |  | 678.8891 | 24509 | 0 | 0 |  | 2016 | 1.0708
Oven_New_ | Commercial | Lodging | New | Food Preparation | Natural Gas | Oven | E3 |  | 0 | 0 | 0 | 0 | 0 | 0 | 0 | 0 | 0 | 0 | 0 | 0 | 0 | 0 | 0 | 0 | 0 | Normal | 0 | 0 | 0 | 0
Oven_New_ | Commercial | Lodging | New | Food Preparation | Natural Gas | Oven | E4 |  | 0 | 0 | 0 | 0 | 0 | 0 | 0 | 0 | 0 | 0 | 0 | 0 | 0 | 0 | 0 | 0 | 0 | Normal | 0 | 0 | 0 | 0
Oven_New_ | Commercial | Lodging | New | Food Preparation | Natural Gas | Oven | E5 |  | 0 | 0 | 0 | 0 | 0 | 0 | 0 | 0 | 0 | 0 | 0 | 0 | 0 | 0 | 0 | 0 | 0 | Normal | 0 | 0 | 0 | 0
Oven_New_ | Commercial | Lodging | New | Food Preparation | Natural Gas | Oven | E6 |  | 0 | 0 | 0 | 0 | 0 | 0 | 0 | 0 | 0 | 0 | 0 | 0 | 0 | 0 | 0 | 0 | 0 | Normal | 0 | 0 | 0 | 0
Oven_New_ | Commercial | Lodging | New | Food Preparation | Natural Gas | Oven | E7 |  | 0 | 0 | 0 | 0 | 0 | 0 | 0 | 0 | 0 | 0 | 0 | 0 | 0 | 0 | 0 | 0 | 0 | Normal | 0 | 0 | 0 | 0
Oven_New_ | Commercial | Lodging | New | Food Preparation | Natural Gas | Oven | E8 |  | 0 | 0 | 0 | 0 | 0 | 0 | 0 | 0 | 0 | 0 | 0 | 0 | 0 | 0 | 0 | 0 | 0 | Normal | 0 | 0 | 0 | 0
Oven_New_ | Commercial | Lodging | New | Food Preparation | Natural Gas | Oven | E9 |  | 0 | 0 | 0 | 0 | 0 | 0 | 0 | 0 | 0 | 0 | 0 | 0 | 0 | 0 | 0 | 0 | 0 | Normal | 0 | 0 | 0 | 0
Oven_New_ | Commercial | Lodging | New | Food Preparation | Natural Gas | Oven | E10 |  | 0 | 0 | 0 | 0 | 0 | 0 | 0 | 0 | 0 | 0 | 0 | 0 | 0 | 0 | 0 | 0 | 0 | Normal | 0 | 0 | 0 | 0
Conveyor Oven_New_Standard | Commercial | Lodging | New | Food Preparation | Natural Gas | Conveyor Oven | E1 | Standard | 1 | 0 | 0 | 1.4 | 0 | 0 | 1.4 | 0 | 9 | 15 | 12 | 2023 | 2050 | 1 | 0 | 0 | 0 | Normal | 0 | 0.11685 | 0 | 0 |  | 1 units | 1 | 0 | 5.0584e-05 |  | 2310 | 27984.53 | 0 | 0 |  | 2024 | 0.85998
Conveyor Oven_New_Efficient (>42% Baking Efficiency) | Commercial | Lodging | New | Food Preparation | Natural Gas | Conveyor Oven | E2 | Efficient (>42% Baking Efficiency) | 0.78355 | 0 | 0 | 1.5043 | 0 | 0 | 1.5043 | 0 | 9 | 15 | 12 | 2023 | 2050 | 1 | 0 | 0 | 0 | Normal | 0 | 0.091557 | 0 | 0 |  | 1 units | 1 | 0 | 5.0584e-05 |  | 1810 | 30069.91 | 0 | 0 |  | 2024 | 0.85998
Conveyor Oven_New_ | Commercial | Lodging | New | Food Preparation | Natural Gas | Conveyor Oven | E3 |  | 0 | 0 | 0 | 0 | 0 | 0 | 0 | 0 | 0 | 0 | 0 | 0 | 0 | 0 | 0 | 0 | 0 | Normal | 0 | 0 | 0 | 0
Conveyor Oven_New_ | Commercial | Lodging | New | Food Preparation | Natural Gas | Conveyor Oven | E4 |  | 0 | 0 | 0 | 0 | 0 | 0 | 0 | 0 | 0 | 0 | 0 | 0 | 0 | 0 | 0 | 0 | 0 | Normal | 0 | 0 | 0 | 0
Conveyor Oven_New_ | Commercial | Lodging | New | Food Preparation | Natural Gas | Conveyor Oven | E5 |  | 0 | 0 | 0 | 0 | 0 | 0 | 0 | 0 | 0 | 0 | 0 | 0 | 0 | 0 | 0 | 0 | 0 | Normal | 0 | 0 | 0 | 0
Conveyor Oven_New_ | Commercial | Lodging | New | Food Preparation | Natural Gas | Conveyor Oven | E6 |  | 0 | 0 | 0 | 0 | 0 | 0 | 0 | 0 | 0 | 0 | 0 | 0 | 0 | 0 | 0 | 0 | 0 | Normal | 0 | 0 | 0 | 0
Conveyor Oven_New_ | Commercial | Lodging | New | Food Preparation | Natural Gas | Conveyor Oven | E7 |  | 0 | 0 | 0 | 0 | 0 | 0 | 0 | 0 | 0 | 0 | 0 | 0 | 0 | 0 | 0 | 0 | 0 | Normal | 0 | 0 | 0 | 0
Conveyor Oven_New_ | Commercial | Lodging | New | Food Preparation | Natural Gas | Conveyor Oven | E8 |  | 0 | 0 | 0 | 0 | 0 | 0 | 0 | 0 | 0 | 0 | 0 | 0 | 0 | 0 | 0 | 0 | 0 | Normal | 0 | 0 | 0 | 0
Conveyor Oven_New_ | Commercial | Lodging | New | Food Preparation | Natural Gas | Conveyor Oven | E9 |  | 0 | 0 | 0 | 0 | 0 | 0 | 0 | 0 | 0 | 0 | 0 | 0 | 0 | 0 | 0 | 0 | 0 | Normal | 0 | 0 | 0 | 0
Conveyor Oven_New_ | Commercial | Lodging | New | Food Preparation | Natural Gas | Conveyor Oven | E10 |  | 0 | 0 | 0 | 0 | 0 | 0 | 0 | 0 | 0 | 0 | 0 | 0 | 0 | 0 | 0 | 0 | 0 | Normal | 0 | 0 | 0 | 0
Rack Oven_New_Standard | Commercial | Lodging | New | Food Preparation | Natural Gas | Rack Oven | E1 | Standard | 1 | 0 | 0 | 0.93668 | 0 | 0 | 0.93668 | 0 | 10 | 17 | 13.5 | 2023 | 2050 | 1 | 0 | 0 | 0 | Normal | 0 | 0.11246 | 0 | 0 |  | 1 units | 1 | 0 | 5.055e-05 |  | 2224.7707 | 18736.2411 | 0 | 0 |  | 2024 | 0.85998
Rack Oven_New_ENERGY STAR (3.0) | Commercial | Lodging | New | Food Preparation | Natural Gas | Rack Oven | E2 | ENERGY STAR (3.0) | 0.84734 | 0 | 0 | 1.0141 | 0 | 0 | 1.0141 | 0 | 10 | 17 | 13.5 | 2023 | 2050 | 1 | 0 | 0 | 0 | Normal | 0 | 0.095294 | 0 | 0 |  | 1 units | 1 | 0 | 5.055e-05 |  | 1885.1273 | 20284.2411 | 0 | 0 |  | 2024 | 0.85998
Rack Oven_New_ | Commercial | Lodging | New | Food Preparation | Natural Gas | Rack Oven | E3 |  | 0 | 0 | 0 | 0 | 0 | 0 | 0 | 0 | 0 | 0 | 0 | 0 | 0 | 0 | 0 | 0 | 0 | Normal | 0 | 0 | 0 | 0
Rack Oven_New_ | Commercial | Lodging | New | Food Preparation | Natural Gas | Rack Oven | E4 |  | 0 | 0 | 0 | 0 | 0 | 0 | 0 | 0 | 0 | 0 | 0 | 0 | 0 | 0 | 0 | 0 | 0 | Normal | 0 | 0 | 0 | 0
Rack Oven_New_ | Commercial | Lodging | New | Food Preparation | Natural Gas | Rack Oven | E5 |  | 0 | 0 | 0 | 0 | 0 | 0 | 0 | 0 | 0 | 0 | 0 | 0 | 0 | 0 | 0 | 0 | 0 | Normal | 0 | 0 | 0 | 0
Rack Oven_New_ | Commercial | Lodging | New | Food Preparation | Natural Gas | Rack Oven | E6 |  | 0 | 0 | 0 | 0 | 0 | 0 | 0 | 0 | 0 | 0 | 0 | 0 | 0 | 0 | 0 | 0 | 0 | Normal | 0 | 0 | 0 | 0
Rack Oven_New_ | Commercial | Lodging | New | Food Preparation | Natural Gas | Rack Oven | E7 |  | 0 | 0 | 0 | 0 | 0 | 0 | 0 | 0 | 0 | 0 | 0 | 0 | 0 | 0 | 0 | 0 | 0 | Normal | 0 | 0 | 0 | 0
Rack Oven_New_ | Commercial | Lodging | New | Food Preparation | Natural Gas | Rack Oven | E8 |  | 0 | 0 | 0 | 0 | 0 | 0 | 0 | 0 | 0 | 0 | 0 | 0 | 0 | 0 | 0 | 0 | 0 | Normal | 0 | 0 | 0 | 0
Rack Oven_New_ | Commercial | Lodging | New | Food Preparation | Natural Gas | Rack Oven | E9 |  | 0 | 0 | 0 | 0 | 0 | 0 | 0 | 0 | 0 | 0 | 0 | 0 | 0 | 0 | 0 | 0 | 0 | Normal | 0 | 0 | 0 | 0
Rack Oven_New_ | Commercial | Lodging | New | Food Preparation | Natural Gas | Rack Oven | E10 |  | 0 | 0 | 0 | 0 | 0 | 0 | 0 | 0 | 0 | 0 | 0 | 0 | 0 | 0 | 0 | 0 | 0 | Normal | 0 | 0 | 0 | 0
Fryer_New_Standard | Commercial | Lodging | New | Food Preparation | Natural Gas | Fryer | E1 | Standard | 1 | 0 | 0 | 0.74684 | 0 | 0 | 0.74684 | 0 | 8 | 14 | 11 | 2023 | 2021 | 1 | 0 | 0 | 0 | Normal | 0 | 0.21337 | 0 | 0 |  | 1 units | 1 | 0 | 0.00028011 |  | 761.7258 | 2695.9053 | 0 | 0 |  | 2024 | 0.85998
Fryer_New_ENERGY STAR (3.0) | Commercial | Lodging | New | Food Preparation | Natural Gas | Fryer | E2 | ENERGY STAR (3.0) | 0.74928 | 0 | 0 | 3.4756 | 0 | 0 | 3.4756 | 0 | 8 | 14 | 11 | 2023 | 2050 | 1 | 0 | 0 | 0 | Normal | 0 | 0.15987 | 0 | 0 |  | 1 units | 1 | 0 | 0.00028011 |  | 570.7473 | 12546.0625 | 0 | 0 |  | 2024 | 0.85998
Fryer_New_ | Commercial | Lodging | New | Food Preparation | Natural Gas | Fryer | E3 |  | 0 | 0 | 0 | 0 | 0 | 0 | 0 | 0 | 0 | 0 | 0 | 0 | 0 | 0 | 0 | 0 | 0 | Normal | 0 | 0 | 0 | 0
Fryer_New_ | Commercial | Lodging | New | Food Preparation | Natural Gas | Fryer | E4 |  | 0 | 0 | 0 | 0 | 0 | 0 | 0 | 0 | 0 | 0 | 0 | 0 | 0 | 0 | 0 | 0 | 0 | Normal | 0 | 0 | 0 | 0
Fryer_New_ | Commercial | Lodging | New | Food Preparation | Natural Gas | Fryer | E5 |  | 0 | 0 | 0 | 0 | 0 | 0 | 0 | 0 | 0 | 0 | 0 | 0 | 0 | 0 | 0 | 0 | 0 | Normal | 0 | 0 | 0 | 0
Fryer_New_ | Commercial | Lodging | New | Food Preparation | Natural Gas | Fryer | E6 |  | 0 | 0 | 0 | 0 | 0 | 0 | 0 | 0 | 0 | 0 | 0 | 0 | 0 | 0 | 0 | 0 | 0 | Normal | 0 | 0 | 0 | 0
Fryer_New_ | Commercial | Lodging | New | Food Preparation | Natural Gas | Fryer | E7 |  | 0 | 0 | 0 | 0 | 0 | 0 | 0 | 0 | 0 | 0 | 0 | 0 | 0 | 0 | 0 | 0 | 0 | Normal | 0 | 0 | 0 | 0
Fryer_New_ | Commercial | Lodging | New | Food Preparation | Natural Gas | Fryer | E8 |  | 0 | 0 | 0 | 0 | 0 | 0 | 0 | 0 | 0 | 0 | 0 | 0 | 0 | 0 | 0 | 0 | 0 | Normal | 0 | 0 | 0 | 0
Fryer_New_ | Commercial | Lodging | New | Food Preparation | Natural Gas | Fryer | E9 |  | 0 | 0 | 0 | 0 | 0 | 0 | 0 | 0 | 0 | 0 | 0 | 0 | 0 | 0 | 0 | 0 | 0 | Normal | 0 | 0 | 0 | 0
Fryer_New_ | Commercial | Lodging | New | Food Preparation | Natural Gas | Fryer | E10 |  | 0 | 0 | 0 | 0 | 0 | 0 | 0 | 0 | 0 | 0 | 0 | 0 | 0 | 0 | 0 | 0 | 0 | Normal | 0 | 0 | 0 | 0
Broiler_New_Typical | Commercial | Lodging | New | Food Preparation | Natural Gas | Broiler | E1 | Typical | 1 | 0 | 0 | 0.72686 | 0 | 0 | 0.72686 | 0 | 9 | 15 | 12 | 2023 | 2050 | 0.5 | 0 | 0 | 0 | Normal | 0 | 0.17085 | 0 | 0 |  | 1 units | 1 | 0 | 0.00015073 |  | 1133.496 | 4687.5 | 0 | 0 |  | 2023 | 0.89459
Broiler_New_Infrared Burners | Commercial | Lodging | New | Food Preparation | Natural Gas | Broiler | E2 | Infrared Burners | 0.63295 | 0 | 0 | 1.0137 | 0 | 0 | 1.0137 | 0 | 9 | 15 | 12 | 2023 | 2050 | 0.5 | 0 | 0 | 0 | Normal | 0 | 0.10814 | 0 | 0 |  | 1 units | 1 | 0 | 0.00015073 |  | 717.444 | 6537.5 | 0 | 0 |  | 2023 | 0.89459
Broiler_New_ | Commercial | Lodging | New | Food Preparation | Natural Gas | Broiler | E3 |  | 0 | 0 | 0 | 0 | 0 | 0 | 0 | 0 | 0 | 0 | 0 | 0 | 0 | 0 | 0 | 0 | 0 | Normal | 0 | 0 | 0 | 0
Broiler_New_ | Commercial | Lodging | New | Food Preparation | Natural Gas | Broiler | E4 |  | 0 | 0 | 0 | 0 | 0 | 0 | 0 | 0 | 0 | 0 | 0 | 0 | 0 | 0 | 0 | 0 | 0 | Normal | 0 | 0 | 0 | 0
Broiler_New_ | Commercial | Lodging | New | Food Preparation | Natural Gas | Broiler | E5 |  | 0 | 0 | 0 | 0 | 0 | 0 | 0 | 0 | 0 | 0 | 0 | 0 | 0 | 0 | 0 | 0 | 0 | Normal | 0 | 0 | 0 | 0
Broiler_New_ | Commercial | Lodging | New | Food Preparation | Natural Gas | Broiler | E6 |  | 0 | 0 | 0 | 0 | 0 | 0 | 0 | 0 | 0 | 0 | 0 | 0 | 0 | 0 | 0 | 0 | 0 | Normal | 0 | 0 | 0 | 0
Broiler_New_ | Commercial | Lodging | New | Food Preparation | Natural Gas | Broiler | E7 |  | 0 | 0 | 0 | 0 | 0 | 0 | 0 | 0 | 0 | 0 | 0 | 0 | 0 | 0 | 0 | 0 | 0 | Normal | 0 | 0 | 0 | 0
Broiler_New_ | Commercial | Lodging | New | Food Preparation | Natural Gas | Broiler | E8 |  | 0 | 0 | 0 | 0 | 0 | 0 | 0 | 0 | 0 | 0 | 0 | 0 | 0 | 0 | 0 | 0 | 0 | Normal | 0 | 0 | 0 | 0
Broiler_New_ | Commercial | Lodging | New | Food Preparation | Natural Gas | Broiler | E9 |  | 0 | 0 | 0 | 0 | 0 | 0 | 0 | 0 | 0 | 0 | 0 | 0 | 0 | 0 | 0 | 0 | 0 | Normal | 0 | 0 | 0 | 0
Broiler_New_ | Commercial | Lodging | New | Food Preparation | Natural Gas | Broiler | E10 |  | 0 | 0 | 0 | 0 | 0 | 0 | 0 | 0 | 0 | 0 | 0 | 0 | 0 | 0 | 0 | 0 | 0 | Normal | 0 | 0 | 0 | 0
Griddle_New_Standard | Commercial | Lodging | New | Food Preparation | Natural Gas | Griddle | E1 | Standard | 1 | 0 | 0 | 0.23641 | 0 | 0 | 0.23641 | 0 | 6 | 10 | 8 | 2023 | 2050 | 1 | 0 | 0 | 0 | Normal | 0 | 0.1229 | 0 | 0 |  | 1 units | 1 | 0 | 0.00012862 |  | 955.4673 | 1492.6579 | 0 | 0 |  | 2016 | 1.0708
Griddle_New_ENERGY STAR (1.2) | Commercial | Lodging | New | Food Preparation | Natural Gas | Griddle | E2 | ENERGY STAR (1.2) | 0.82738 | 0 | 0 | 1.2651 | 0 | 0 | 1.2651 | 0 | 6 | 10 | 8 | 2023 | 2050 | 1 | 0 | 0 | 0 | Normal | 0 | 0.10168 | 0 | 0 |  | 1 units | 1 | 0 | 0.00012862 |  | 790.5366 | 7987.3516 | 0 | 0 |  | 2016 | 1.0708
Griddle_New_High-Efficiency | Commercial | Lodging | New | Food Preparation | Natural Gas | Griddle | E3 | High-Efficiency | 0.65939 | 0 | 0 | 1.6969 | 0 | 0 | 1.6969 | 0 | 6 | 10 | 8 | 2023 | 2050 | 1 | 0 | 0 | 0 | Normal | 0 | 0.081036 | 0 | 0 |  | 1 units | 1 | 0 | 0.00012862 |  | 630.0257 | 10713.9283 | 0 | 0 |  | 2016 | 1.0708
Griddle_New_ | Commercial | Lodging | New | Food Preparation | Natural Gas | Griddle | E4 |  | 0 | 0 | 0 | 0 | 0 | 0 | 0 | 0 | 0 | 0 | 0 | 0 | 0 | 0 | 0 | 0 | 0 | Normal | 0 | 0 | 0 | 0
Griddle_New_ | Commercial | Lodging | New | Food Preparation | Natural Gas | Griddle | E5 |  | 0 | 0 | 0 | 0 | 0 | 0 | 0 | 0 | 0 | 0 | 0 | 0 | 0 | 0 | 0 | 0 | 0 | Normal | 0 | 0 | 0 | 0
Griddle_New_ | Commercial | Lodging | New | Food Preparation | Natural Gas | Griddle | E6 |  | 0 | 0 | 0 | 0 | 0 | 0 | 0 | 0 | 0 | 0 | 0 | 0 | 0 | 0 | 0 | 0 | 0 | Normal | 0 | 0 | 0 | 0
Griddle_New_ | Commercial | Lodging | New | Food Preparation | Natural Gas | Griddle | E7 |  | 0 | 0 | 0 | 0 | 0 | 0 | 0 | 0 | 0 | 0 | 0 | 0 | 0 | 0 | 0 | 0 | 0 | Normal | 0 | 0 | 0 | 0
Griddle_New_ | Commercial | Lodging | New | Food Preparation | Natural Gas | Griddle | E8 |  | 0 | 0 | 0 | 0 | 0 | 0 | 0 | 0 | 0 | 0 | 0 | 0 | 0 | 0 | 0 | 0 | 0 | Normal | 0 | 0 | 0 | 0
Griddle_New_ | Commercial | Lodging | New | Food Preparation | Natural Gas | Griddle | E9 |  | 0 | 0 | 0 | 0 | 0 | 0 | 0 | 0 | 0 | 0 | 0 | 0 | 0 | 0 | 0 | 0 | 0 | Normal | 0 | 0 | 0 | 0
Griddle_New_ | Commercial | Lodging | New | Food Preparation | Natural Gas | Griddle | E10 |  | 0 | 0 | 0 | 0 | 0 | 0 | 0 | 0 | 0 | 0 | 0 | 0 | 0 | 0 | 0 | 0 | 0 | Normal | 0 | 0 | 0 | 0
Range_New_Typical | Commercial | Lodging | New | Food Preparation | Natural Gas | Range | E1 | Typical | 1 | 0 | 0 | 0.37953 | 0 | 0 | 0.37953 | 0 | 9 | 15 | 12 | 2023 | 2050 | 1 | 0 | 0 | 0 | Normal | 0 | 0.14957 | 0 | 0 |  | 1 units | 1 | 0 | 0.00018056 |  | 857.4828 | 2043.1823 | 0 | 0 |  | 2023 | 0.89459
Range_New_High Efficiency | Commercial | Lodging | New | Food Preparation | Natural Gas | Range | E2 | High Efficiency | 0.75981 | 0 | 0 | 0.47425 | 0 | 0 | 0.47425 | 0 | 9 | 15 | 12 | 2023 | 2050 | 1 | 0 | 0 | 0 | Normal | 0 | 0.11365 | 0 | 0 |  | 1 units | 1 | 0 | 0.00018056 |  | 651.5262 | 2553.125 | 0 | 0 |  | 2023 | 0.89459
Range_New_ | Commercial | Lodging | New | Food Preparation | Natural Gas | Range | E3 |  | 0 | 0 | 0 | 0 | 0 | 0 | 0 | 0 | 0 | 0 | 0 | 0 | 0 | 0 | 0 | 0 | 0 | Normal | 0 | 0 | 0 | 0
Range_New_ | Commercial | Lodging | New | Food Preparation | Natural Gas | Range | E4 |  | 0 | 0 | 0 | 0 | 0 | 0 | 0 | 0 | 0 | 0 | 0 | 0 | 0 | 0 | 0 | 0 | 0 | Normal | 0 | 0 | 0 | 0
Range_New_ | Commercial | Lodging | New | Food Preparation | Natural Gas | Range | E5 |  | 0 | 0 | 0 | 0 | 0 | 0 | 0 | 0 | 0 | 0 | 0 | 0 | 0 | 0 | 0 | 0 | 0 | Normal | 0 | 0 | 0 | 0
Range_New_ | Commercial | Lodging | New | Food Preparation | Natural Gas | Range | E6 |  | 0 | 0 | 0 | 0 | 0 | 0 | 0 | 0 | 0 | 0 | 0 | 0 | 0 | 0 | 0 | 0 | 0 | Normal | 0 | 0 | 0 | 0
Range_New_ | Commercial | Lodging | New | Food Preparation | Natural Gas | Range | E7 |  | 0 | 0 | 0 | 0 | 0 | 0 | 0 | 0 | 0 | 0 | 0 | 0 | 0 | 0 | 0 | 0 | 0 | Normal | 0 | 0 | 0 | 0
Range_New_ | Commercial | Lodging | New | Food Preparation | Natural Gas | Range | E8 |  | 0 | 0 | 0 | 0 | 0 | 0 | 0 | 0 | 0 | 0 | 0 | 0 | 0 | 0 | 0 | 0 | 0 | Normal | 0 | 0 | 0 | 0
Range_New_ | Commercial | Lodging | New | Food Preparation | Natural Gas | Range | E9 |  | 0 | 0 | 0 | 0 | 0 | 0 | 0 | 0 | 0 | 0 | 0 | 0 | 0 | 0 | 0 | 0 | 0 | Normal | 0 | 0 | 0 | 0
Range_New_ | Commercial | Lodging | New | Food Preparation | Natural Gas | Range | E10 |  | 0 | 0 | 0 | 0 | 0 | 0 | 0 | 0 | 0 | 0 | 0 | 0 | 0 | 0 | 0 | 0 | 0 | Normal | 0 | 0 | 0 | 0
Steamer_New_Typical | Commercial | Lodging | New | Food Preparation | Natural Gas | Steamer | E1 | Typical | 1 | 0 | 0 | 10.6073 | 0 | 0 | 10.6073 | 0 | 9 | 15 | 12 | 2023 | 2021 | 1 | 0 | 0 | 0 | Normal | 0 | 0.36666 | 0 | 0 |  | 1 units | 1 | 0 | 0.00055592 |  | 659.5559 | 19293.381 | 0 | 0 |  | 2024 | 0.85998
Steamer_New_ENERGY STAR (1.2) | Commercial | Lodging | New | Food Preparation | Natural Gas | Steamer | E2 | ENERGY STAR (1.2) | 0.37076 | 0 | 0 | 9.4369 | 0 | -0.66393 | 8.7729 | 0 | 9 | 15 | 12 | 2023 | 2050 | 1 | 0 | 0 | 0 | Normal | 0 | 0.13594 | 0 | 0 |  | 1 units | 1 | 0 | 0.00055592 |  | 244.5384 | 17164.5079 | 0 | -1388.7391 |  | 2024 | 0.85998
Steamer_New_ | Commercial | Lodging | New | Food Preparation | Natural Gas | Steamer | E3 |  | 0 | 0 | 0 | 0 | 0 | 0 | 0 | 0 | 0 | 0 | 0 | 0 | 0 | 0 | 0 | 0 | 0 | Normal | 0 | 0 | 0 | 0
Steamer_New_ | Commercial | Lodging | New | Food Preparation | Natural Gas | Steamer | E4 |  | 0 | 0 | 0 | 0 | 0 | 0 | 0 | 0 | 0 | 0 | 0 | 0 | 0 | 0 | 0 | 0 | 0 | Normal | 0 | 0 | 0 | 0
Steamer_New_ | Commercial | Lodging | New | Food Preparation | Natural Gas | Steamer | E5 |  | 0 | 0 | 0 | 0 | 0 | 0 | 0 | 0 | 0 | 0 | 0 | 0 | 0 | 0 | 0 | 0 | 0 | Normal | 0 | 0 | 0 | 0
Steamer_New_ | Commercial | Lodging | New | Food Preparation | Natural Gas | Steamer | E6 |  | 0 | 0 | 0 | 0 | 0 | 0 | 0 | 0 | 0 | 0 | 0 | 0 | 0 | 0 | 0 | 0 | 0 | Normal | 0 | 0 | 0 | 0
Steamer_New_ | Commercial | Lodging | New | Food Preparation | Natural Gas | Steamer | E7 |  | 0 | 0 | 0 | 0 | 0 | 0 | 0 | 0 | 0 | 0 | 0 | 0 | 0 | 0 | 0 | 0 | 0 | Normal | 0 | 0 | 0 | 0
Steamer_New_ | Commercial | Lodging | New | Food Preparation | Natural Gas | Steamer | E8 |  | 0 | 0 | 0 | 0 | 0 | 0 | 0 | 0 | 0 | 0 | 0 | 0 | 0 | 0 | 0 | 0 | 0 | Normal | 0 | 0 | 0 | 0
Steamer_New_ | Commercial | Lodging | New | Food Preparation | Natural Gas | Steamer | E9 |  | 0 | 0 | 0 | 0 | 0 | 0 | 0 | 0 | 0 | 0 | 0 | 0 | 0 | 0 | 0 | 0 | 0 | Normal | 0 | 0 | 0 | 0
Steamer_New_ | Commercial | Lodging | New | Food Preparation | Natural Gas | Steamer | E10 |  | 0 | 0 | 0 | 0 | 0 | 0 | 0 | 0 | 0 | 0 | 0 | 0 | 0 | 0 | 0 | 0 | 0 | Normal | 0 | 0 | 0 | 0
Commercial Food Prep Other_New_Standard | Commercial | Lodging | New | Food Preparation | Natural Gas | Commercial Food Prep Other | E1 | Standard | 1 | 0 | 0 | 0.050389 | 0 | 0 | 0.050389 | 0 | 8 | 12 | 10 | 2023 | 2050 | 1 | 0 | 0 | 0 | Normal | 0 | 0.052764 | 0 | 0 |  | 1 units | 1 | 0 | 3.7075e-05 |  | 1423.18 | 1000 | 0 | 0 |  | 2010 | 1.1818
Commercial Food Prep Other_New_Efficient | Commercial | Lodging | New | Food Preparation | Natural Gas | Commercial Food Prep Other | E2 | Efficient | 0.72179 | 0 | 0 | 0.063643 | 0 | 0 | 0.063643 | 0 | 8 | 12 | 10 | 2023 | 2050 | 1 | 0 | 0 | 0 | Normal | 0 | 0.038085 | 0 | 0 |  | 1 units | 1 | 0 | 3.7075e-05 |  | 1027.2384 | 1263.0334 | 0 | 0 |  | 2010 | 1.1818
Commercial Food Prep Other_New_ | Commercial | Lodging | New | Food Preparation | Natural Gas | Commercial Food Prep Other | E3 |  | 0 | 0 | 0 | 0 | 0 | 0 | 0 | 0 | 0 | 0 | 0 | 0 | 0 | 0 | 0 | 0 | 0 | Normal | 0 | 0 | 0 | 0
Commercial Food Prep Other_New_ | Commercial | Lodging | New | Food Preparation | Natural Gas | Commercial Food Prep Other | E4 |  | 0 | 0 | 0 | 0 | 0 | 0 | 0 | 0 | 0 | 0 | 0 | 0 | 0 | 0 | 0 | 0 | 0 | Normal | 0 | 0 | 0 | 0
Commercial Food Prep Other_New_ | Commercial | Lodging | New | Food Preparation | Natural Gas | Commercial Food Prep Other | E5 |  | 0 | 0 | 0 | 0 | 0 | 0 | 0 | 0 | 0 | 0 | 0 | 0 | 0 | 0 | 0 | 0 | 0 | Normal | 0 | 0 | 0 | 0
Commercial Food Prep Other_New_ | Commercial | Lodging | New | Food Preparation | Natural Gas | Commercial Food Prep Other | E6 |  | 0 | 0 | 0 | 0 | 0 | 0 | 0 | 0 | 0 | 0 | 0 | 0 | 0 | 0 | 0 | 0 | 0 | Normal | 0 | 0 | 0 | 0
Commercial Food Prep Other_New_ | Commercial | Lodging | New | Food Preparation | Natural Gas | Commercial Food Prep Other | E7 |  | 0 | 0 | 0 | 0 | 0 | 0 | 0 | 0 | 0 | 0 | 0 | 0 | 0 | 0 | 0 | 0 | 0 | Normal | 0 | 0 | 0 | 0
Commercial Food Prep Other_New_ | Commercial | Lodging | New | Food Preparation | Natural Gas | Commercial Food Prep Other | E8 |  | 0 | 0 | 0 | 0 | 0 | 0 | 0 | 0 | 0 | 0 | 0 | 0 | 0 | 0 | 0 | 0 | 0 | Normal | 0 | 0 | 0 | 0
Commercial Food Prep Other_New_ | Commercial | Lodging | New | Food Preparation | Natural Gas | Commercial Food Prep Other | E9 |  | 0 | 0 | 0 | 0 | 0 | 0 | 0 | 0 | 0 | 0 | 0 | 0 | 0 | 0 | 0 | 0 | 0 | Normal | 0 | 0 | 0 | 0
Commercial Food Prep Other_New_ | Commercial | Lodging | New | Food Preparation | Natural Gas | Commercial Food Prep Other | E10 |  | 0 | 0 | 0 | 0 | 0 | 0 | 0 | 0 | 0 | 0 | 0 | 0 | 0 | 0 | 0 | 0 | 0 | Normal | 0 | 0 | 0 | 0
Pool Heater_New_TE 82% (Standard) | Commercial | Lodging | New | Miscellaneous | Natural Gas | Pool Heater | E1 | TE 82% (Standard) | 1 | 0 | 0 | 0.0011506 | 0.00041981 | 1.7441e-05 | 0.0015879 | 0 | 8 | 14 | 11 | 2023 | 2027 | 1 | 0 | 0 | 0 | Normal | 0 | 0.0019015 | 0 | 0 |  | 1 units | 1 | 0 | 1.6035e-07 |  | 11859 | 6239.8015 | 2618.1698 | 108.77 |  | 2021 | 1
Pool Heater_New_TE 84% (Standard 2028) | Commercial | Lodging | New | Miscellaneous | Natural Gas | Pool Heater | E2 | TE 84% (Standard 2028) | 0.97622 | 0 | 0 | 0.001268 | 0.00041818 | 1.755e-05 | 0.0017037 | 0 | 8 | 14 | 11 | 2023 | 2050 | 1 | 0 | 0 | 0 | Normal | 0 | 0.0018563 | 0 | 0 |  | 1 units | 1 | 0 | 1.6035e-07 |  | 11577 | 6876.516 | 2607.9824 | 109.45 |  | 2021 | 1
Pool Heater_New_TE 95% (Condensing) | Commercial | Lodging | New | Miscellaneous | Natural Gas | Pool Heater | E3 | TE 95% (Condensing) | 0.86323 | 0 | 0 | 0.0016578 | 0.00045942 | 1.9296e-05 | 0.0021365 | 0 | 8 | 14 | 11 | 2023 | 2050 | 1 | 0 | 0 | 0 | Normal | 0 | 0.0016415 | 0 | 0 |  | 1 units | 1 | 0 | 1.6035e-07 |  | 10237 | 8990.4079 | 2865.215 | 120.34 |  | 2021 | 1
Pool Heater_New_ | Commercial | Lodging | New | Miscellaneous | Natural Gas | Pool Heater | E4 |  | 0 | 0 | 0 | 0 | 0 | 0 | 0 | 0 | 0 | 0 | 0 | 0 | 0 | 0 | 0 | 0 | 0 | Normal | 0 | 0 | 0 | 0
Pool Heater_New_ | Commercial | Lodging | New | Miscellaneous | Natural Gas | Pool Heater | E5 |  | 0 | 0 | 0 | 0 | 0 | 0 | 0 | 0 | 0 | 0 | 0 | 0 | 0 | 0 | 0 | 0 | 0 | Normal | 0 | 0 | 0 | 0
Pool Heater_New_ | Commercial | Lodging | New | Miscellaneous | Natural Gas | Pool Heater | E6 |  | 0 | 0 | 0 | 0 | 0 | 0 | 0 | 0 | 0 | 0 | 0 | 0 | 0 | 0 | 0 | 0 | 0 | Normal | 0 | 0 | 0 | 0
Pool Heater_New_ | Commercial | Lodging | New | Miscellaneous | Natural Gas | Pool Heater | E7 |  | 0 | 0 | 0 | 0 | 0 | 0 | 0 | 0 | 0 | 0 | 0 | 0 | 0 | 0 | 0 | 0 | 0 | Normal | 0 | 0 | 0 | 0
Pool Heater_New_ | Commercial | Lodging | New | Miscellaneous | Natural Gas | Pool Heater | E8 |  | 0 | 0 | 0 | 0 | 0 | 0 | 0 | 0 | 0 | 0 | 0 | 0 | 0 | 0 | 0 | 0 | 0 | Normal | 0 | 0 | 0 | 0
Pool Heater_New_ | Commercial | Lodging | New | Miscellaneous | Natural Gas | Pool Heater | E9 |  | 0 | 0 | 0 | 0 | 0 | 0 | 0 | 0 | 0 | 0 | 0 | 0 | 0 | 0 | 0 | 0 | 0 | Normal | 0 | 0 | 0 | 0
Pool Heater_New_ | Commercial | Lodging | New | Miscellaneous | Natural Gas | Pool Heater | E10 |  | 0 | 0 | 0 | 0 | 0 | 0 | 0 | 0 | 0 | 0 | 0 | 0 | 0 | 0 | 0 | 0 | 0 | Normal | 0 | 0 | 0 | 0
Other Miscellaneous_New_Miscellaneous | Commercial | Lodging | New | Miscellaneous | Natural Gas | Other Miscellaneous | E1 | Miscellaneous | 1 | 0 | 0 | 4.8936e-06 | 0 | 0 | 4.8936e-06 | 0 | 2 | 8 | 5 | 2023 | 2050 | 1 | 0 | 0 | 0 | Normal | 0 | 4.1988e-06 | 0 | 0 |  | 1 units | 1 | 0 | 4.1988e-06 |  | 1 | 1 | 0 | 0 |  | 2020 | 1.0135
Other Miscellaneous_New_ | Commercial | Lodging | New | Miscellaneous | Natural Gas | Other Miscellaneous | E2 |  | 0 | 0 | 0 | 0 | 0 | 0 | 0 | 0 | 0 | 0 | 0 | 0 | 0 | 0 | 0 | 0 | 0 | Normal | 0 | 0 | 0 | 0
Other Miscellaneous_New_ | Commercial | Lodging | New | Miscellaneous | Natural Gas | Other Miscellaneous | E3 |  | 0 | 0 | 0 | 0 | 0 | 0 | 0 | 0 | 0 | 0 | 0 | 0 | 0 | 0 | 0 | 0 | 0 | Normal | 0 | 0 | 0 | 0
Other Miscellaneous_New_ | Commercial | Lodging | New | Miscellaneous | Natural Gas | Other Miscellaneous | E4 |  | 0 | 0 | 0 | 0 | 0 | 0 | 0 | 0 | 0 | 0 | 0 | 0 | 0 | 0 | 0 | 0 | 0 | Normal | 0 | 0 | 0 | 0
Other Miscellaneous_New_ | Commercial | Lodging | New | Miscellaneous | Natural Gas | Other Miscellaneous | E5 |  | 0 | 0 | 0 | 0 | 0 | 0 | 0 | 0 | 0 | 0 | 0 | 0 | 0 | 0 | 0 | 0 | 0 | Normal | 0 | 0 | 0 | 0
Other Miscellaneous_New_ | Commercial | Lodging | New | Miscellaneous | Natural Gas | Other Miscellaneous | E6 |  | 0 | 0 | 0 | 0 | 0 | 0 | 0 | 0 | 0 | 0 | 0 | 0 | 0 | 0 | 0 | 0 | 0 | Normal | 0 | 0 | 0 | 0
Other Miscellaneous_New_ | Commercial | Lodging | New | Miscellaneous | Natural Gas | Other Miscellaneous | E7 |  | 0 | 0 | 0 | 0 | 0 | 0 | 0 | 0 | 0 | 0 | 0 | 0 | 0 | 0 | 0 | 0 | 0 | Normal | 0 | 0 | 0 | 0
Other Miscellaneous_New_ | Commercial | Lodging | New | Miscellaneous | Natural Gas | Other Miscellaneous | E8 |  | 0 | 0 | 0 | 0 | 0 | 0 | 0 | 0 | 0 | 0 | 0 | 0 | 0 | 0 | 0 | 0 | 0 | Normal | 0 | 0 | 0 | 0
Other Miscellaneous_New_ | Commercial | Lodging | New | Miscellaneous | Natural Gas | Other Miscellaneous | E9 |  | 0 | 0 | 0 | 0 | 0 | 0 | 0 | 0 | 0 | 0 | 0 | 0 | 0 | 0 | 0 | 0 | 0 | Normal | 0 | 0 | 0 | 0
Other Miscellaneous_New_ | Commercial | Lodging | New | Miscellaneous | Natural Gas | Other Miscellaneous | E10 |  | 0 | 0 | 0 | 0 | 0 | 0 | 0 | 0 | 0 | 0 | 0 | 0 | 0 | 0 | 0 | 0 | 0 | Normal | 0 | 0 | 0 | 0
Furnace_Existing_TE 90% | Commercial | Healthcare | Existing | Space Heating | Natural Gas | Furnace | E3 | TE 90% | 0.84368 | 0 | 0 | 2.2028 | 1.2525 | 0 | 3.4553 | 0 | 17 | 29 | 23 | 2023 | 2050 | 1 | 0 | 0 | 0 | Normal | 0 | 0.31524 | 0 | 0 |  | 140 kBtu/hr | 140 | 0 | 0.0648 |  | 9844 | 4324.0866 | 2827.5902 | 0 |  | 2022 | 0.95704
Furnace_Existing_TE 81% (2023 Standard) | Commercial | Warehouse | Existing | Space Heating | Natural Gas | Furnace | E2 | TE 81% (2023 Standard) | 0.89994 | 0 | 0 | 0.94824 | 0.86382 | 0 | 1.8121 | 0 | 17 | 29 | 23 | 2023 | 2050 | 1 | 0 | 0 | 0 | Normal | 0 | 0.082354 | 0 | 0 |  | 140 kBtu/hr | 140 | 0 | 0.04469 |  | 3040 | 2699.0634 | 2827.5902 | 0 |  | 2022 | 0.95704
Furnace_Existing_TE 90% | Commercial | Lodging | Existing | Space Heating | Natural Gas | Furnace | E3 | TE 90% | 0.84372 | 0 | 0 | 2.0025 | 1.1387 | 0 | 3.1412 | 0 | 17 | 29 | 23 | 2023 | 2050 | 1 | 0 | 0 | 0 | Normal | 0 | 0.082226 | 0 | 0 |  | 140 kBtu/hr | 140 | 0 | 0.058909 |  | 7434 | 4324.0866 | 2827.5902 | 0 |  | 2022 | 0.95704
Furnace_Existing_TE 96% | Commercial | Warehouse | Existing | Space Heating | Natural Gas | Furnace | E4 | TE 96% | 0.79096 | 0 | 0 | 2.4443 | 1.1863 | 0 | 3.6306 | 0 | 17 | 29 | 23 | 2023 | 2050 | 1 | 0 | 0 | 0 | Normal | 0 | 0.072381 | 0 | 0 |  | 140 kBtu/hr | 140 | 0 | 0.04469 |  | 2671.875 | 6957.4606 | 3883.0501 | 0 |  | 2022 | 0.95704
Furnace_Existing_Dual-Fuel Heat Pump - TE 81% | Commercial | Warehouse | Existing | Space Heating | Natural Gas | Furnace | E5 | Dual-Fuel Heat Pump - TE 81% | 0.32 | 0 | 0 | 5.7949 | 0.86382 | 0.14782 | 6.8066 | 0 | 16 | 26 | 21 | 2023 | 2050 | 1 | 0 | 0 | 0 | Normal | 0 | 0.029283 | 0 | 0 |  | 140 kBtu/hr | 140 | 0 | 0.04469 |  | 1080.96 | 16494.619 | 2827.5902 | 0 |  | 2022 | 0.95704
Furnace_Existing_Dual-Fuel Heat Pump - TE 96% | Commercial | Warehouse | Existing | Space Heating | Natural Gas | Furnace | E6 | Dual-Fuel Heat Pump - TE 96% | 0.2963 | 0 | 0 | 7.291 | 1.1863 | 0.14782 | 8.6251 | 0 | 16 | 26 | 21 | 2023 | 2050 | 1 | 0 | 0 | 0 | Normal | 0 | 0.027114 | 0 | 0 |  | 140 kBtu/hr | 140 | 0 | 0.04469 |  | 1000.8889 | 20753.0162 | 3883.0501 | 0 |  | 2022 | 0.95704
Furnace_Existing_ | Commercial | Warehouse | Existing | Space Heating | Natural Gas | Furnace | E7 |  | 0 | 0 | 0 | 0 | 0 | 0 | 0 | 0 | 0 | 0 | 0 | 0 | 0 | 0 | 0 | 0 | 0 | Normal | 0 | 0 | 0 | 0
Furnace_Existing_ | Commercial | Warehouse | Existing | Space Heating | Natural Gas | Furnace | E8 |  | 0 | 0 | 0 | 0 | 0 | 0 | 0 | 0 | 0 | 0 | 0 | 0 | 0 | 0 | 0 | 0 | 0 | Normal | 0 | 0 | 0 | 0
Furnace_Existing_ | Commercial | Warehouse | Existing | Space Heating | Natural Gas | Furnace | E9 |  | 0 | 0 | 0 | 0 | 0 | 0 | 0 | 0 | 0 | 0 | 0 | 0 | 0 | 0 | 0 | 0 | 0 | Normal | 0 | 0 | 0 | 0
Furnace_Existing_ | Commercial | Warehouse | Existing | Space Heating | Natural Gas | Furnace | E10 |  | 0 | 0 | 0 | 0 | 0 | 0 | 0 | 0 | 0 | 0 | 0 | 0 | 0 | 0 | 0 | 0 | 0 | Normal | 0 | 0 | 0 | 0
Boiler_Existing_TE 80% | Commercial | Warehouse | Existing | Space Heating | Natural Gas | Boiler | E1 | TE 80% | 1 | 0 | 0 | 1.5296 | 0.7642 | 0 | 2.2938 | 0 | 19 | 31 | 25 | 2023 | 2023 | 1 | 0 | 0 | 0 | Normal | 0 | 0.54777 | 0 | 0 |  | 514 kBtu/hr | 514 | 0 | 0.04469 |  | 4969 | 14115.0337 | 8110 | 0 |  | 2015 | 1.0838
Boiler_Existing_TE 84% | Commercial | Warehouse | Existing | Space Heating | Natural Gas | Boiler | E2 | TE 84% | 0.95251 | 0 | 0 | 1.9339 | 0.7642 | 0 | 2.6981 | 0 | 19 | 31 | 25 | 2023 | 2023 | 1 | 0 | 0 | 0 | Normal | 0 | 0.52176 | 0 | 0 |  | 514 kBtu/hr | 514 | 0 | 0.04469 |  | 4733 | 17846.3457 | 8110 | 0 |  | 2015 | 1.0838
Boiler_Existing_TE 90% (2024 WA Standard) | Commercial | Warehouse | Existing | Space Heating | Natural Gas | Boiler | E3 | TE 90% (2024 WA Standard) | 0.88891 | 0 | 0 | 2.5062 | 0.8599 | 0 | 3.3661 | 0 | 19 | 31 | 25 | 2023 | 2050 | 1 | 0 | 0 | 0 | Normal | 0 | 0.48692 | 0 | 0 |  | 514 kBtu/hr | 514 | 0 | 0.04469 |  | 4417 | 23127.2898 | 9125.5667 | 0 |  | 2015 | 1.0838
Boiler_Existing_TE 94% (ENERGY STAR 1.0) | Commercial | Warehouse | Existing | Space Heating | Natural Gas | Boiler | E4 | TE 94% (ENERGY STAR 1.0) | 0.85108 | 0 | 0 | 2.9031 | 0.8599 | 0 | 3.763 | 0 | 19 | 31 | 25 | 2023 | 2050 | 1 | 0 | 0 | 0 | Normal | 0 | 0.4662 | 0 | 0 |  | 514 kBtu/hr | 514 | 0 | 0.04469 |  | 4229 | 26790.429 | 9125.5667 | 0 |  | 2015 | 1.0838
Boiler_Existing_TE 98% | Commercial | Warehouse | Existing | Space Heating | Natural Gas | Boiler | E5 | TE 98% | 0.81646 | 0 | 0 | 3.3001 | 0.8599 | 0 | 4.16 | 0 | 19 | 31 | 25 | 2023 | 2050 | 1 | 0 | 0 | 0 | Normal | 0 | 0.44724 | 0 | 0 |  | 514 kBtu/hr | 514 | 0 | 0.04469 |  | 4057 | 30453.5682 | 9125.5667 | 0 |  | 2015 | 1.0838
Boiler_Existing_ | Commercial | Warehouse | Existing | Space Heating | Natural Gas | Boiler | E6 |  | 0 | 0 | 0 | 0 | 0 | 0 | 0 | 0 | 0 | 0 | 0 | 0 | 0 | 0 | 0 | 0 | 0 | Normal | 0 | 0 | 0 | 0
Boiler_Existing_ | Commercial | Warehouse | Existing | Space Heating | Natural Gas | Boiler | E7 |  | 0 | 0 | 0 | 0 | 0 | 0 | 0 | 0 | 0 | 0 | 0 | 0 | 0 | 0 | 0 | 0 | 0 | Normal | 0 | 0 | 0 | 0
Boiler_Existing_ | Commercial | Warehouse | Existing | Space Heating | Natural Gas | Boiler | E8 |  | 0 | 0 | 0 | 0 | 0 | 0 | 0 | 0 | 0 | 0 | 0 | 0 | 0 | 0 | 0 | 0 | 0 | Normal | 0 | 0 | 0 | 0
Boiler_Existing_ | Commercial | Warehouse | Existing | Space Heating | Natural Gas | Boiler | E9 |  | 0 | 0 | 0 | 0 | 0 | 0 | 0 | 0 | 0 | 0 | 0 | 0 | 0 | 0 | 0 | 0 | 0 | Normal | 0 | 0 | 0 | 0
Boiler_Existing_ | Commercial | Warehouse | Existing | Space Heating | Natural Gas | Boiler | E10 |  | 0 | 0 | 0 | 0 | 0 | 0 | 0 | 0 | 0 | 0 | 0 | 0 | 0 | 0 | 0 | 0 | 0 | Normal | 0 | 0 | 0 | 0
Unit Heater_Existing_Standard (TE 80%) | Commercial | Warehouse | Existing | Space Heating | Natural Gas | Unit Heater | E1 | Standard (TE 80%) | 1 | 0 | 0 | 0.031412 | 0.026794 | 0 | 0.058206 | 0 | 9 | 15 | 12 | 2023 | 2050 | 1 | 0 | 0 | 0 | Normal | 0 | 0.046324 | 0 | 0 |  | 120 kBtu/hr | 120 | 0 | 2.0479e-05 |  | 2262 | 1274.4 | 1250.082 | 0 |  | 2018 | 1.0466
Unit Heater_Existing_Condensing (TE 90%) | Commercial | Warehouse | Existing | Space Heating | Natural Gas | Unit Heater | E2 | Condensing (TE 90%) | 0.86111 | 0 | 0 | 0.10045 | 0.032067 | 0 | 0.13252 | 0 | 9 | 15 | 12 | 2023 | 2050 | 1 | 0 | 0 | 0 | Normal | 0 | 0.03989 | 0 | 0 |  | 120 kBtu/hr | 120 | 0 | 2.0479e-05 |  | 1947.8333 | 4075.2 | 1496.122 | 0 |  | 2018 | 1.0466
Unit Heater_Existing_Infrared Radiant | Commercial | Warehouse | Existing | Space Heating | Natural Gas | Unit Heater | E3 | Infrared Radiant | 0.8 | 0 | 0 | 0.043392 | 0.026794 | 0 | 0.070185 | 0 | 9 | 15 | 12 | 2023 | 2050 | 1 | 0 | 0 | 0 | Normal | 0 | 0.037059 | 0 | 0 |  | 120 kBtu/hr | 120 | 0 | 2.0479e-05 |  | 1809.6 | 1760.4 | 1250.082 | 0 |  | 2018 | 1.0466
Unit Heater_Existing_ | Commercial | Warehouse | Existing | Space Heating | Natural Gas | Unit Heater | E4 |  | 0 | 0 | 0 | 0 | 0 | 0 | 0 | 0 | 0 | 0 | 0 | 0 | 0 | 0 | 0 | 0 | 0 | Normal | 0 | 0 | 0 | 0
Unit Heater_Existing_ | Commercial | Warehouse | Existing | Space Heating | Natural Gas | Unit Heater | E5 |  | 0 | 0 | 0 | 0 | 0 | 0 | 0 | 0 | 0 | 0 | 0 | 0 | 0 | 0 | 0 | 0 | 0 | Normal | 0 | 0 | 0 | 0
Unit Heater_Existing_ | Commercial | Warehouse | Existing | Space Heating | Natural Gas | Unit Heater | E6 |  | 0 | 0 | 0 | 0 | 0 | 0 | 0 | 0 | 0 | 0 | 0 | 0 | 0 | 0 | 0 | 0 | 0 | Normal | 0 | 0 | 0 | 0
Unit Heater_Existing_ | Commercial | Warehouse | Existing | Space Heating | Natural Gas | Unit Heater | E7 |  | 0 | 0 | 0 | 0 | 0 | 0 | 0 | 0 | 0 | 0 | 0 | 0 | 0 | 0 | 0 | 0 | 0 | Normal | 0 | 0 | 0 | 0
Unit Heater_Existing_ | Commercial | Warehouse | Existing | Space Heating | Natural Gas | Unit Heater | E8 |  | 0 | 0 | 0 | 0 | 0 | 0 | 0 | 0 | 0 | 0 | 0 | 0 | 0 | 0 | 0 | 0 | 0 | Normal | 0 | 0 | 0 | 0
Unit Heater_Existing_ | Commercial | Warehouse | Existing | Space Heating | Natural Gas | Unit Heater | E9 |  | 0 | 0 | 0 | 0 | 0 | 0 | 0 | 0 | 0 | 0 | 0 | 0 | 0 | 0 | 0 | 0 | 0 | Normal | 0 | 0 | 0 | 0
Unit Heater_Existing_ | Commercial | Warehouse | Existing | Space Heating | Natural Gas | Unit Heater | E10 |  | 0 | 0 | 0 | 0 | 0 | 0 | 0 | 0 | 0 | 0 | 0 | 0 | 0 | 0 | 0 | 0 | 0 | Normal | 0 | 0 | 0 | 0
Water Heater_Existing_TE 80% | Commercial | Warehouse | Existing | Water Heating | Natural Gas | Water Heater | E1 | TE 80% | 1 | 0 | 0 | 0.0036095 | 0 | 0.00015995 | 0.0037694 | 0 | 8 | 12 | 10 | 2023 | 2050 | 1 | 0 | 0 | 0 | Normal | 0 | 0.0057228 | 0 | 0 |  | 200 kBtu/hr | 200 | 0 | 0.00010729 |  | 550 | 6113.5678 | 0 | 311.5578 |  | 2022 | 0.95704
Water Heater_Existing_TE 94% (ENERGY STAR 2.0) | Commercial | Warehouse | Existing | Water Heating | Natural Gas | Water Heater | E2 | TE 94% (ENERGY STAR 2.0) | 0.85091 | 0 | 0 | 0.00446 | 0 | 0.0001646 | 0.0046246 | 0 | 8 | 12 | 10 | 2023 | 2050 | 1 | 0 | 0 | 0 | Normal | 0 | 0.0048696 | 0 | 0 |  | 200 kBtu/hr | 200 | 0 | 0.00010729 |  | 468 | 7554.1856 | 0 | 320.603 |  | 2022 | 0.95704
Water Heater_Existing_TE 96% (Instantaneous) | Commercial | Warehouse | Existing | Water Heating | Natural Gas | Water Heater | E3 | TE 96% (Instantaneous) | 0.83273 | 0 | 0 | 0.0063755 | 0 | 0.00028526 | 0.0066607 | 0 | 13 | 21 | 17 | 2023 | 2050 | 1 | 0 | 0 | 0 | Normal | 0 | 0.0047655 | 0 | 0 |  | 200 kBtu/hr | 200 | 0 | 0.00010729 |  | 458 | 10798.4962 | 0 | 555.6391 |  | 2022 | 0.95704
Water Heater_Existing_ | Commercial | Warehouse | Existing | Water Heating | Natural Gas | Water Heater | E4 |  | 0 | 0 | 0 | 0 | 0 | 0 | 0 | 0 | 0 | 0 | 0 | 0 | 0 | 0 | 0 | 0 | 0 | Normal | 0 | 0 | 0 | 0
Water Heater_Existing_ | Commercial | Warehouse | Existing | Water Heating | Natural Gas | Water Heater | E5 |  | 0 | 0 | 0 | 0 | 0 | 0 | 0 | 0 | 0 | 0 | 0 | 0 | 0 | 0 | 0 | 0 | 0 | Normal | 0 | 0 | 0 | 0
Water Heater_Existing_ | Commercial | Warehouse | Existing | Water Heating | Natural Gas | Water Heater | E6 |  | 0 | 0 | 0 | 0 | 0 | 0 | 0 | 0 | 0 | 0 | 0 | 0 | 0 | 0 | 0 | 0 | 0 | Normal | 0 | 0 | 0 | 0
Water Heater_Existing_ | Commercial | Warehouse | Existing | Water Heating | Natural Gas | Water Heater | E7 |  | 0 | 0 | 0 | 0 | 0 | 0 | 0 | 0 | 0 | 0 | 0 | 0 | 0 | 0 | 0 | 0 | 0 | Normal | 0 | 0 | 0 | 0
Water Heater_Existing_ | Commercial | Warehouse | Existing | Water Heating | Natural Gas | Water Heater | E8 |  | 0 | 0 | 0 | 0 | 0 | 0 | 0 | 0 | 0 | 0 | 0 | 0 | 0 | 0 | 0 | 0 | 0 | Normal | 0 | 0 | 0 | 0
Water Heater_Existing_ | Commercial | Warehouse | Existing | Water Heating | Natural Gas | Water Heater | E9 |  | 0 | 0 | 0 | 0 | 0 | 0 | 0 | 0 | 0 | 0 | 0 | 0 | 0 | 0 | 0 | 0 | 0 | Normal | 0 | 0 | 0 | 0
Water Heater_Existing_ | Commercial | Warehouse | Existing | Water Heating | Natural Gas | Water Heater | E10 |  | 0 | 0 | 0 | 0 | 0 | 0 | 0 | 0 | 0 | 0 | 0 | 0 | 0 | 0 | 0 | 0 | 0 | Normal | 0 | 0 | 0 | 0
Oven_Existing_Standard | Commercial | Warehouse | Existing | Food Preparation | Natural Gas | Oven | E1 | Standard | 1 | 0 | 0 | 0.060983 | 0 | 0 | 0.060983 | 0 | 9 | 15 | 12 | 2023 | 2050 | 1 | 0 | 0 | 0 | Normal | 0 | 0.0029191 | 0 | 0 |  | 1 units | 1 | 0 | 2.4406e-06 |  | 1196.0712 | 20292 | 0 | 0 |  | 2016 | 1.0708
Oven_Existing_ENERGY STAR (3.0) | Commercial | Warehouse | Existing | Food Preparation | Natural Gas | Oven | E2 | ENERGY STAR (3.0) | 0.5676 | 0 | 0 | 0.073657 | 0 | 0 | 0.073657 | 0 | 9 | 15 | 12 | 2023 | 2050 | 1 | 0 | 0 | 0 | Normal | 0 | 0.0016569 | 0 | 0 |  | 1 units | 1 | 0 | 2.4406e-06 |  | 678.8891 | 24509 | 0 | 0 |  | 2016 | 1.0708
Oven_Existing_ | Commercial | Warehouse | Existing | Food Preparation | Natural Gas | Oven | E3 |  | 0 | 0 | 0 | 0 | 0 | 0 | 0 | 0 | 0 | 0 | 0 | 0 | 0 | 0 | 0 | 0 | 0 | Normal | 0 | 0 | 0 | 0
Oven_Existing_ | Commercial | Warehouse | Existing | Food Preparation | Natural Gas | Oven | E4 |  | 0 | 0 | 0 | 0 | 0 | 0 | 0 | 0 | 0 | 0 | 0 | 0 | 0 | 0 | 0 | 0 | 0 | Normal | 0 | 0 | 0 | 0
Oven_Existing_ | Commercial | Warehouse | Existing | Food Preparation | Natural Gas | Oven | E5 |  | 0 | 0 | 0 | 0 | 0 | 0 | 0 | 0 | 0 | 0 | 0 | 0 | 0 | 0 | 0 | 0 | 0 | Normal | 0 | 0 | 0 | 0
Oven_Existing_ | Commercial | Warehouse | Existing | Food Preparation | Natural Gas | Oven | E6 |  | 0 | 0 | 0 | 0 | 0 | 0 | 0 | 0 | 0 | 0 | 0 | 0 | 0 | 0 | 0 | 0 | 0 | Normal | 0 | 0 | 0 | 0
Oven_Existing_ | Commercial | Warehouse | Existing | Food Preparation | Natural Gas | Oven | E7 |  | 0 | 0 | 0 | 0 | 0 | 0 | 0 | 0 | 0 | 0 | 0 | 0 | 0 | 0 | 0 | 0 | 0 | Normal | 0 | 0 | 0 | 0
Oven_Existing_ | Commercial | Warehouse | Existing | Food Preparation | Natural Gas | Oven | E8 |  | 0 | 0 | 0 | 0 | 0 | 0 | 0 | 0 | 0 | 0 | 0 | 0 | 0 | 0 | 0 | 0 | 0 | Normal | 0 | 0 | 0 | 0
Oven_Existing_ | Commercial | Warehouse | Existing | Food Preparation | Natural Gas | Oven | E9 |  | 0 | 0 | 0 | 0 | 0 | 0 | 0 | 0 | 0 | 0 | 0 | 0 | 0 | 0 | 0 | 0 | 0 | Normal | 0 | 0 | 0 | 0
Oven_Existing_ | Commercial | Warehouse | Existing | Food Preparation | Natural Gas | Oven | E10 |  | 0 | 0 | 0 | 0 | 0 | 0 | 0 | 0 | 0 | 0 | 0 | 0 | 0 | 0 | 0 | 0 | 0 | Normal | 0 | 0 | 0 | 0
Conveyor Oven_Existing_Standard | Commercial | Warehouse | Existing | Food Preparation | Natural Gas | Conveyor Oven | E1 | Standard | 1 | 0 | 0 | 0.030356 | 0 | 0 | 0.030356 | 0 | 9 | 15 | 12 | 2023 | 2050 | 1 | 0 | 0 | 0 | Normal | 0 | 0.0025336 | 0 | 0 |  | 1 units | 1 | 0 | 1.0968e-06 |  | 2310 | 27984.53 | 0 | 0 |  | 2024 | 0.85998
Conveyor Oven_Existing_Efficient (>42% Baking Efficiency) | Commercial | Warehouse | Existing | Food Preparation | Natural Gas | Conveyor Oven | E2 | Efficient (>42% Baking Efficiency) | 0.78355 | 0 | 0 | 0.032618 | 0 | 0 | 0.032618 | 0 | 9 | 15 | 12 | 2023 | 2050 | 1 | 0 | 0 | 0 | Normal | 0 | 0.0019852 | 0 | 0 |  | 1 units | 1 | 0 | 1.0968e-06 |  | 1810 | 30069.91 | 0 | 0 |  | 2024 | 0.85998
Conveyor Oven_Existing_ | Commercial | Warehouse | Existing | Food Preparation | Natural Gas | Conveyor Oven | E3 |  | 0 | 0 | 0 | 0 | 0 | 0 | 0 | 0 | 0 | 0 | 0 | 0 | 0 | 0 | 0 | 0 | 0 | Normal | 0 | 0 | 0 | 0
Conveyor Oven_Existing_ | Commercial | Warehouse | Existing | Food Preparation | Natural Gas | Conveyor Oven | E4 |  | 0 | 0 | 0 | 0 | 0 | 0 | 0 | 0 | 0 | 0 | 0 | 0 | 0 | 0 | 0 | 0 | 0 | Normal | 0 | 0 | 0 | 0
Conveyor Oven_Existing_ | Commercial | Warehouse | Existing | Food Preparation | Natural Gas | Conveyor Oven | E5 |  | 0 | 0 | 0 | 0 | 0 | 0 | 0 | 0 | 0 | 0 | 0 | 0 | 0 | 0 | 0 | 0 | 0 | Normal | 0 | 0 | 0 | 0
Conveyor Oven_Existing_ | Commercial | Warehouse | Existing | Food Preparation | Natural Gas | Conveyor Oven | E6 |  | 0 | 0 | 0 | 0 | 0 | 0 | 0 | 0 | 0 | 0 | 0 | 0 | 0 | 0 | 0 | 0 | 0 | Normal | 0 | 0 | 0 | 0
Conveyor Oven_Existing_ | Commercial | Warehouse | Existing | Food Preparation | Natural Gas | Conveyor Oven | E7 |  | 0 | 0 | 0 | 0 | 0 | 0 | 0 | 0 | 0 | 0 | 0 | 0 | 0 | 0 | 0 | 0 | 0 | Normal | 0 | 0 | 0 | 0
Conveyor Oven_Existing_ | Commercial | Warehouse | Existing | Food Preparation | Natural Gas | Conveyor Oven | E8 |  | 0 | 0 | 0 | 0 | 0 | 0 | 0 | 0 | 0 | 0 | 0 | 0 | 0 | 0 | 0 | 0 | 0 | Normal | 0 | 0 | 0 | 0
Conveyor Oven_Existing_ | Commercial | Warehouse | Existing | Food Preparation | Natural Gas | Conveyor Oven | E9 |  | 0 | 0 | 0 | 0 | 0 | 0 | 0 | 0 | 0 | 0 | 0 | 0 | 0 | 0 | 0 | 0 | 0 | Normal | 0 | 0 | 0 | 0
Conveyor Oven_Existing_ | Commercial | Warehouse | Existing | Food Preparation | Natural Gas | Conveyor Oven | E10 |  | 0 | 0 | 0 | 0 | 0 | 0 | 0 | 0 | 0 | 0 | 0 | 0 | 0 | 0 | 0 | 0 | 0 | Normal | 0 | 0 | 0 | 0
Rack Oven_Existing_Standard | Commercial | Warehouse | Existing | Food Preparation | Natural Gas | Rack Oven | E1 | Standard | 1 | 0 | 0 | 0.02031 | 0 | 0 | 0.02031 | 0 | 10 | 17 | 13.5 | 2023 | 2050 | 1 | 0 | 0 | 0 | Normal | 0 | 0.0024385 | 0 | 0 |  | 1 units | 1 | 0 | 1.0961e-06 |  | 2224.7707 | 18736.2411 | 0 | 0 |  | 2024 | 0.85998
Rack Oven_Existing_ENERGY STAR (3.0) | Commercial | Warehouse | Existing | Food Preparation | Natural Gas | Rack Oven | E2 | ENERGY STAR (3.0) | 0.84734 | 0 | 0 | 0.021988 | 0 | 0 | 0.021988 | 0 | 10 | 17 | 13.5 | 2023 | 2050 | 1 | 0 | 0 | 0 | Normal | 0 | 0.0020663 | 0 | 0 |  | 1 units | 1 | 0 | 1.0961e-06 |  | 1885.1273 | 20284.2411 | 0 | 0 |  | 2024 | 0.85998
Rack Oven_Existing_ | Commercial | Warehouse | Existing | Food Preparation | Natural Gas | Rack Oven | E3 |  | 0 | 0 | 0 | 0 | 0 | 0 | 0 | 0 | 0 | 0 | 0 | 0 | 0 | 0 | 0 | 0 | 0 | Normal | 0 | 0 | 0 | 0
Rack Oven_Existing_ | Commercial | Warehouse | Existing | Food Preparation | Natural Gas | Rack Oven | E4 |  | 0 | 0 | 0 | 0 | 0 | 0 | 0 | 0 | 0 | 0 | 0 | 0 | 0 | 0 | 0 | 0 | 0 | Normal | 0 | 0 | 0 | 0
Rack Oven_Existing_ | Commercial | Warehouse | Existing | Food Preparation | Natural Gas | Rack Oven | E5 |  | 0 | 0 | 0 | 0 | 0 | 0 | 0 | 0 | 0 | 0 | 0 | 0 | 0 | 0 | 0 | 0 | 0 | Normal | 0 | 0 | 0 | 0
Rack Oven_Existing_ | Commercial | Warehouse | Existing | Food Preparation | Natural Gas | Rack Oven | E6 |  | 0 | 0 | 0 | 0 | 0 | 0 | 0 | 0 | 0 | 0 | 0 | 0 | 0 | 0 | 0 | 0 | 0 | Normal | 0 | 0 | 0 | 0
Rack Oven_Existing_ | Commercial | Warehouse | Existing | Food Preparation | Natural Gas | Rack Oven | E7 |  | 0 | 0 | 0 | 0 | 0 | 0 | 0 | 0 | 0 | 0 | 0 | 0 | 0 | 0 | 0 | 0 | 0 | Normal | 0 | 0 | 0 | 0
Rack Oven_Existing_ | Commercial | Warehouse | Existing | Food Preparation | Natural Gas | Rack Oven | E8 |  | 0 | 0 | 0 | 0 | 0 | 0 | 0 | 0 | 0 | 0 | 0 | 0 | 0 | 0 | 0 | 0 | 0 | Normal | 0 | 0 | 0 | 0
Rack Oven_Existing_ | Commercial | Warehouse | Existing | Food Preparation | Natural Gas | Rack Oven | E9 |  | 0 | 0 | 0 | 0 | 0 | 0 | 0 | 0 | 0 | 0 | 0 | 0 | 0 | 0 | 0 | 0 | 0 | Normal | 0 | 0 | 0 | 0
Rack Oven_Existing_ | Commercial | Warehouse | Existing | Food Preparation | Natural Gas | Rack Oven | E10 |  | 0 | 0 | 0 | 0 | 0 | 0 | 0 | 0 | 0 | 0 | 0 | 0 | 0 | 0 | 0 | 0 | 0 | Normal | 0 | 0 | 0 | 0
Fryer_Existing_Standard | Commercial | Warehouse | Existing | Food Preparation | Natural Gas | Fryer | E1 | Standard | 1 | 0 | 0 | 0.016194 | 0 | 0 | 0.016194 | 0 | 8 | 14 | 11 | 2023 | 2021 | 1 | 0 | 0 | 0 | Normal | 0 | 0.0046265 | 0 | 0 |  | 1 units | 1 | 0 | 6.0737e-06 |  | 761.7258 | 2695.9053 | 0 | 0 |  | 2024 | 0.85998
Fryer_Existing_ENERGY STAR (3.0) | Commercial | Warehouse | Existing | Food Preparation | Natural Gas | Fryer | E2 | ENERGY STAR (3.0) | 0.74928 | 0 | 0 | 0.075362 | 0 | 0 | 0.075362 | 0 | 8 | 14 | 11 | 2023 | 2050 | 1 | 0 | 0 | 0 | Normal | 0 | 0.0034666 | 0 | 0 |  | 1 units | 1 | 0 | 6.0737e-06 |  | 570.7473 | 12546.0625 | 0 | 0 |  | 2024 | 0.85998
Fryer_Existing_ | Commercial | Warehouse | Existing | Food Preparation | Natural Gas | Fryer | E3 |  | 0 | 0 | 0 | 0 | 0 | 0 | 0 | 0 | 0 | 0 | 0 | 0 | 0 | 0 | 0 | 0 | 0 | Normal | 0 | 0 | 0 | 0
Fryer_Existing_ | Commercial | Warehouse | Existing | Food Preparation | Natural Gas | Fryer | E4 |  | 0 | 0 | 0 | 0 | 0 | 0 | 0 | 0 | 0 | 0 | 0 | 0 | 0 | 0 | 0 | 0 | 0 | Normal | 0 | 0 | 0 | 0
Fryer_Existing_ | Commercial | Warehouse | Existing | Food Preparation | Natural Gas | Fryer | E5 |  | 0 | 0 | 0 | 0 | 0 | 0 | 0 | 0 | 0 | 0 | 0 | 0 | 0 | 0 | 0 | 0 | 0 | Normal | 0 | 0 | 0 | 0
Fryer_Existing_ | Commercial | Warehouse | Existing | Food Preparation | Natural Gas | Fryer | E6 |  | 0 | 0 | 0 | 0 | 0 | 0 | 0 | 0 | 0 | 0 | 0 | 0 | 0 | 0 | 0 | 0 | 0 | Normal | 0 | 0 | 0 | 0
Fryer_Existing_ | Commercial | Warehouse | Existing | Food Preparation | Natural Gas | Fryer | E7 |  | 0 | 0 | 0 | 0 | 0 | 0 | 0 | 0 | 0 | 0 | 0 | 0 | 0 | 0 | 0 | 0 | 0 | Normal | 0 | 0 | 0 | 0
Fryer_Existing_ | Commercial | Warehouse | Existing | Food Preparation | Natural Gas | Fryer | E8 |  | 0 | 0 | 0 | 0 | 0 | 0 | 0 | 0 | 0 | 0 | 0 | 0 | 0 | 0 | 0 | 0 | 0 | Normal | 0 | 0 | 0 | 0
Fryer_Existing_ | Commercial | Warehouse | Existing | Food Preparation | Natural Gas | Fryer | E9 |  | 0 | 0 | 0 | 0 | 0 | 0 | 0 | 0 | 0 | 0 | 0 | 0 | 0 | 0 | 0 | 0 | 0 | Normal | 0 | 0 | 0 | 0
Fryer_Existing_ | Commercial | Warehouse | Existing | Food Preparation | Natural Gas | Fryer | E10 |  | 0 | 0 | 0 | 0 | 0 | 0 | 0 | 0 | 0 | 0 | 0 | 0 | 0 | 0 | 0 | 0 | 0 | Normal | 0 | 0 | 0 | 0
Broiler_Existing_Typical | Commercial | Warehouse | Existing | Food Preparation | Natural Gas | Broiler | E1 | Typical | 1 | 0 | 0 | 0.015761 | 0 | 0 | 0.015761 | 0 | 9 | 15 | 12 | 2023 | 2050 | 0.5 | 0 | 0 | 0 | Normal | 0 | 0.0037045 | 0 | 0 |  | 1 units | 1 | 0 | 3.2682e-06 |  | 1133.496 | 4687.5 | 0 | 0 |  | 2023 | 0.89459
Broiler_Existing_Infrared Burners | Commercial | Warehouse | Existing | Food Preparation | Natural Gas | Broiler | E2 | Infrared Burners | 0.63295 | 0 | 0 | 0.021981 | 0 | 0 | 0.021981 | 0 | 9 | 15 | 12 | 2023 | 2050 | 0.5 | 0 | 0 | 0 | Normal | 0 | 0.0023448 | 0 | 0 |  | 1 units | 1 | 0 | 3.2682e-06 |  | 717.444 | 6537.5 | 0 | 0 |  | 2023 | 0.89459
Broiler_Existing_ | Commercial | Warehouse | Existing | Food Preparation | Natural Gas | Broiler | E3 |  | 0 | 0 | 0 | 0 | 0 | 0 | 0 | 0 | 0 | 0 | 0 | 0 | 0 | 0 | 0 | 0 | 0 | Normal | 0 | 0 | 0 | 0
Broiler_Existing_ | Commercial | Warehouse | Existing | Food Preparation | Natural Gas | Broiler | E4 |  | 0 | 0 | 0 | 0 | 0 | 0 | 0 | 0 | 0 | 0 | 0 | 0 | 0 | 0 | 0 | 0 | 0 | Normal | 0 | 0 | 0 | 0
Broiler_Existing_ | Commercial | Warehouse | Existing | Food Preparation | Natural Gas | Broiler | E5 |  | 0 | 0 | 0 | 0 | 0 | 0 | 0 | 0 | 0 | 0 | 0 | 0 | 0 | 0 | 0 | 0 | 0 | Normal | 0 | 0 | 0 | 0
Broiler_Existing_ | Commercial | Warehouse | Existing | Food Preparation | Natural Gas | Broiler | E6 |  | 0 | 0 | 0 | 0 | 0 | 0 | 0 | 0 | 0 | 0 | 0 | 0 | 0 | 0 | 0 | 0 | 0 | Normal | 0 | 0 | 0 | 0
Broiler_Existing_ | Commercial | Warehouse | Existing | Food Preparation | Natural Gas | Broiler | E7 |  | 0 | 0 | 0 | 0 | 0 | 0 | 0 | 0 | 0 | 0 | 0 | 0 | 0 | 0 | 0 | 0 | 0 | Normal | 0 | 0 | 0 | 0
Broiler_Existing_ | Commercial | Warehouse | Existing | Food Preparation | Natural Gas | Broiler | E8 |  | 0 | 0 | 0 | 0 | 0 | 0 | 0 | 0 | 0 | 0 | 0 | 0 | 0 | 0 | 0 | 0 | 0 | Normal | 0 | 0 | 0 | 0
Broiler_Existing_ | Commercial | Warehouse | Existing | Food Preparation | Natural Gas | Broiler | E9 |  | 0 | 0 | 0 | 0 | 0 | 0 | 0 | 0 | 0 | 0 | 0 | 0 | 0 | 0 | 0 | 0 | 0 | Normal | 0 | 0 | 0 | 0
Broiler_Existing_ | Commercial | Warehouse | Existing | Food Preparation | Natural Gas | Broiler | E10 |  | 0 | 0 | 0 | 0 | 0 | 0 | 0 | 0 | 0 | 0 | 0 | 0 | 0 | 0 | 0 | 0 | 0 | Normal | 0 | 0 | 0 | 0
Griddle_Existing_ENERGY STAR (1.2) | Commercial | Retail | Existing | Food Preparation | Natural Gas | Griddle | E2 | ENERGY STAR (1.2) | 0.82738 | 0 | 0 | 9.2895 | 0 | 0 | 9.2895 | 0 | 6 | 10 | 8 | 2023 | 2050 | 1 | 0 | 0 | 0 | Normal | 0 | 0.74665 | 0 | 0 |  | 1 units | 1 | 0 | 0.00094448 |  | 790.5366 | 7987.3516 | 0 | 0 |  | 2016 | 1.0708
Griddle_Existing_ENERGY STAR (1.2) | Commercial | Warehouse | Existing | Food Preparation | Natural Gas | Griddle | E2 | ENERGY STAR (1.2) | 0.82738 | 0 | 0 | 0.027431 | 0 | 0 | 0.027431 | 0 | 6 | 10 | 8 | 2023 | 2050 | 1 | 0 | 0 | 0 | Normal | 0 | 0.0022048 | 0 | 0 |  | 1 units | 1 | 0 | 2.7889e-06 |  | 790.5366 | 7987.3516 | 0 | 0 |  | 2016 | 1.0708
Griddle_Existing_High-Efficiency | Commercial | Education | Existing | Food Preparation | Natural Gas | Griddle | E3 | High-Efficiency | 0.65939 | 0 | 0 | 0.13917 | 0 | 0 | 0.13917 | 0 | 6 | 10 | 8 | 2023 | 2050 | 1 | 0 | 0 | 0 | Normal | 0 | 0.006646 | 0 | 0 |  | 1 units | 1 | 0 | 1.0549e-05 |  | 630.0257 | 10713.9283 | 0 | 0 |  | 2016 | 1.0708
Griddle_Existing_High-Efficiency | Commercial | Grocery | Existing | Food Preparation | Natural Gas | Griddle | E3 | High-Efficiency | 0.65939 | 0 | 0 | 2.3651 | 0 | 0 | 2.3651 | 0 | 6 | 10 | 8 | 2023 | 2050 | 1 | 0 | 0 | 0 | Normal | 0 | 0.11295 | 0 | 0 |  | 1 units | 1 | 0 | 0.00017927 |  | 630.0257 | 10713.9283 | 0 | 0 |  | 2016 | 1.0708
Griddle_Existing_High-Efficiency | Commercial | Healthcare | Existing | Food Preparation | Natural Gas | Griddle | E3 | High-Efficiency | 0.65939 | 0 | 0 | 1.4467 | 0 | 0 | 1.4467 | 0 | 6 | 10 | 8 | 2023 | 2050 | 1 | 0 | 0 | 0 | Normal | 0 | 0.069085 | 0 | 0 |  | 1 units | 1 | 0 | 0.00010965 |  | 630.0257 | 10713.9283 | 0 | 0 |  | 2016 | 1.0708
Griddle_Existing_High-Efficiency | Commercial | Lodging | Existing | Food Preparation | Natural Gas | Griddle | E3 | High-Efficiency | 0.65939 | 0 | 0 | 1.6969 | 0 | 0 | 1.6969 | 0 | 6 | 10 | 8 | 2023 | 2050 | 1 | 0 | 0 | 0 | Normal | 0 | 0.081036 | 0 | 0 |  | 1 units | 1 | 0 | 0.00012862 |  | 630.0257 | 10713.9283 | 0 | 0 |  | 2016 | 1.0708
Griddle_Existing_High-Efficiency | Commercial | Miscellaneous | Existing | Food Preparation | Natural Gas | Griddle | E3 | High-Efficiency | 0.65939 | 0 | 0 | 0.22674 | 0 | 0 | 0.22674 | 0 | 6 | 10 | 8 | 2023 | 2050 | 1 | 0 | 0 | 0 | Normal | 0 | 0.010828 | 0 | 0 |  | 1 units | 1 | 0 | 1.7186e-05 |  | 630.0257 | 10713.9283 | 0 | 0 |  | 2016 | 1.0708
Griddle_Existing_High-Efficiency | Commercial | Office | Existing | Food Preparation | Natural Gas | Griddle | E3 | High-Efficiency | 0.65939 | 0 | 0 | 0.19482 | 0 | 0 | 0.19482 | 0 | 6 | 10 | 8 | 2023 | 2050 | 1 | 0 | 0 | 0 | Normal | 0 | 0.0093036 | 0 | 0 |  | 1 units | 1 | 0 | 1.4767e-05 |  | 630.0257 | 10713.9283 | 0 | 0 |  | 2016 | 1.0708
Griddle_Existing_High-Efficiency | Commercial | Restaurant | Existing | Food Preparation | Natural Gas | Griddle | E3 | High-Efficiency | 0.65939 | 0 | 0 | 11.4529 | 0 | 0 | 11.4529 | 0 | 6 | 10 | 8 | 2023 | 2050 | 1 | 0 | 0 | 0 | Normal | 0 | 0.54693 | 0 | 0 |  | 1 units | 1 | 0 | 0.00086811 |  | 630.0257 | 10713.9283 | 0 | 0 |  | 2016 | 1.0708
Griddle_Existing_High-Efficiency | Commercial | Retail | Existing | Food Preparation | Natural Gas | Griddle | E3 | High-Efficiency | 0.65939 | 0 | 0 | 12.4605 | 0 | 0 | 12.4605 | 0 | 6 | 10 | 8 | 2023 | 2050 | 1 | 0 | 0 | 0 | Normal | 0 | 0.59505 | 0 | 0 |  | 1 units | 1 | 0 | 0.00094448 |  | 630.0257 | 10713.9283 | 0 | 0 |  | 2016 | 1.0708
Range_Existing_Typical | Commercial | Warehouse | Existing | Food Preparation | Natural Gas | Range | E1 | Typical | 1 | 0 | 0 | 0.0062527 | 0 | 0 | 0.0062527 | 0 | 9 | 15 | 12 | 2023 | 2050 | 1 | 0 | 0 | 0 | Normal | 0 | 0.0032432 | 0 | 0 |  | 1 units | 1 | 0 | 2.9747e-06 |  | 857.4828 | 2043.1823 | 0 | 0 |  | 2023 | 0.89459
Range_Existing_High Efficiency | Commercial | Warehouse | Existing | Food Preparation | Natural Gas | Range | E2 | High Efficiency | 0.75981 | 0 | 0 | 0.0078133 | 0 | 0 | 0.0078133 | 0 | 9 | 15 | 12 | 2023 | 2050 | 1 | 0 | 0 | 0 | Normal | 0 | 0.0024642 | 0 | 0 |  | 1 units | 1 | 0 | 2.9747e-06 |  | 651.5262 | 2553.125 | 0 | 0 |  | 2023 | 0.89459
Range_Existing_ | Commercial | Warehouse | Existing | Food Preparation | Natural Gas | Range | E3 |  | 0 | 0 | 0 | 0 | 0 | 0 | 0 | 0 | 0 | 0 | 0 | 0 | 0 | 0 | 0 | 0 | 0 | Normal | 0 | 0 | 0 | 0
Range_Existing_ | Commercial | Warehouse | Existing | Food Preparation | Natural Gas | Range | E4 |  | 0 | 0 | 0 | 0 | 0 | 0 | 0 | 0 | 0 | 0 | 0 | 0 | 0 | 0 | 0 | 0 | 0 | Normal | 0 | 0 | 0 | 0
Range_Existing_ | Commercial | Warehouse | Existing | Food Preparation | Natural Gas | Range | E5 |  | 0 | 0 | 0 | 0 | 0 | 0 | 0 | 0 | 0 | 0 | 0 | 0 | 0 | 0 | 0 | 0 | 0 | Normal | 0 | 0 | 0 | 0
Range_Existing_ | Commercial | Warehouse | Existing | Food Preparation | Natural Gas | Range | E6 |  | 0 | 0 | 0 | 0 | 0 | 0 | 0 | 0 | 0 | 0 | 0 | 0 | 0 | 0 | 0 | 0 | 0 | Normal | 0 | 0 | 0 | 0
Range_Existing_ | Commercial | Warehouse | Existing | Food Preparation | Natural Gas | Range | E7 |  | 0 | 0 | 0 | 0 | 0 | 0 | 0 | 0 | 0 | 0 | 0 | 0 | 0 | 0 | 0 | 0 | 0 | Normal | 0 | 0 | 0 | 0
Range_Existing_ | Commercial | Warehouse | Existing | Food Preparation | Natural Gas | Range | E8 |  | 0 | 0 | 0 | 0 | 0 | 0 | 0 | 0 | 0 | 0 | 0 | 0 | 0 | 0 | 0 | 0 | 0 | Normal | 0 | 0 | 0 | 0
Range_Existing_ | Commercial | Warehouse | Existing | Food Preparation | Natural Gas | Range | E9 |  | 0 | 0 | 0 | 0 | 0 | 0 | 0 | 0 | 0 | 0 | 0 | 0 | 0 | 0 | 0 | 0 | 0 | Normal | 0 | 0 | 0 | 0
Range_Existing_ | Commercial | Warehouse | Existing | Food Preparation | Natural Gas | Range | E10 |  | 0 | 0 | 0 | 0 | 0 | 0 | 0 | 0 | 0 | 0 | 0 | 0 | 0 | 0 | 0 | 0 | 0 | Normal | 0 | 0 | 0 | 0
Steamer_Existing_Typical | Commercial | Warehouse | Existing | Food Preparation | Natural Gas | Steamer | E1 | Typical | 1 | 0 | 0 | 0.23 | 0 | 0 | 0.23 | 0 | 9 | 15 | 12 | 2023 | 2021 | 1 | 0 | 0 | 0 | Normal | 0 | 0.0079502 | 0 | 0 |  | 1 units | 1 | 0 | 1.2054e-05 |  | 659.5559 | 19293.381 | 0 | 0 |  | 2024 | 0.85998
Steamer_Existing_ENERGY STAR (1.2) | Commercial | Warehouse | Existing | Food Preparation | Natural Gas | Steamer | E2 | ENERGY STAR (1.2) | 0.37076 | 0 | 0 | 0.20462 | 0 | -0.014396 | 0.19022 | 0 | 9 | 15 | 12 | 2023 | 2050 | 1 | 0 | 0 | 0 | Normal | 0 | 0.0029477 | 0 | 0 |  | 1 units | 1 | 0 | 1.2054e-05 |  | 244.5384 | 17164.5079 | 0 | -1388.7391 |  | 2024 | 0.85998
Steamer_Existing_ | Commercial | Warehouse | Existing | Food Preparation | Natural Gas | Steamer | E3 |  | 0 | 0 | 0 | 0 | 0 | 0 | 0 | 0 | 0 | 0 | 0 | 0 | 0 | 0 | 0 | 0 | 0 | Normal | 0 | 0 | 0 | 0
Steamer_Existing_ | Commercial | Warehouse | Existing | Food Preparation | Natural Gas | Steamer | E4 |  | 0 | 0 | 0 | 0 | 0 | 0 | 0 | 0 | 0 | 0 | 0 | 0 | 0 | 0 | 0 | 0 | 0 | Normal | 0 | 0 | 0 | 0
Steamer_Existing_ | Commercial | Warehouse | Existing | Food Preparation | Natural Gas | Steamer | E5 |  | 0 | 0 | 0 | 0 | 0 | 0 | 0 | 0 | 0 | 0 | 0 | 0 | 0 | 0 | 0 | 0 | 0 | Normal | 0 | 0 | 0 | 0
Steamer_Existing_ | Commercial | Warehouse | Existing | Food Preparation | Natural Gas | Steamer | E6 |  | 0 | 0 | 0 | 0 | 0 | 0 | 0 | 0 | 0 | 0 | 0 | 0 | 0 | 0 | 0 | 0 | 0 | Normal | 0 | 0 | 0 | 0
Steamer_Existing_ | Commercial | Warehouse | Existing | Food Preparation | Natural Gas | Steamer | E7 |  | 0 | 0 | 0 | 0 | 0 | 0 | 0 | 0 | 0 | 0 | 0 | 0 | 0 | 0 | 0 | 0 | 0 | Normal | 0 | 0 | 0 | 0
Steamer_Existing_ | Commercial | Warehouse | Existing | Food Preparation | Natural Gas | Steamer | E8 |  | 0 | 0 | 0 | 0 | 0 | 0 | 0 | 0 | 0 | 0 | 0 | 0 | 0 | 0 | 0 | 0 | 0 | Normal | 0 | 0 | 0 | 0
Steamer_Existing_ | Commercial | Warehouse | Existing | Food Preparation | Natural Gas | Steamer | E9 |  | 0 | 0 | 0 | 0 | 0 | 0 | 0 | 0 | 0 | 0 | 0 | 0 | 0 | 0 | 0 | 0 | 0 | Normal | 0 | 0 | 0 | 0
Steamer_Existing_ | Commercial | Warehouse | Existing | Food Preparation | Natural Gas | Steamer | E10 |  | 0 | 0 | 0 | 0 | 0 | 0 | 0 | 0 | 0 | 0 | 0 | 0 | 0 | 0 | 0 | 0 | 0 | Normal | 0 | 0 | 0 | 0
Commercial Food Prep Other_Existing_Standard | Commercial | Warehouse | Existing | Food Preparation | Natural Gas | Commercial Food Prep Other | E1 | Standard | 1 | 0 | 0 | 0.0010926 | 0 | 0 | 0.0010926 | 0 | 8 | 12 | 10 | 2023 | 2050 | 1 | 0 | 0 | 0 | Normal | 0 | 0.0011441 | 0 | 0 |  | 1 units | 1 | 0 | 8.039e-07 |  | 1423.18 | 1000 | 0 | 0 |  | 2010 | 1.1818
Commercial Food Prep Other_Existing_Efficient | Commercial | Warehouse | Existing | Food Preparation | Natural Gas | Commercial Food Prep Other | E2 | Efficient | 0.72179 | 0 | 0 | 0.00138 | 0 | 0 | 0.00138 | 0 | 8 | 12 | 10 | 2023 | 2050 | 1 | 0 | 0 | 0 | Normal | 0 | 0.0008258 | 0 | 0 |  | 1 units | 1 | 0 | 8.039e-07 |  | 1027.2384 | 1263.0334 | 0 | 0 |  | 2010 | 1.1818
Commercial Food Prep Other_Existing_ | Commercial | Warehouse | Existing | Food Preparation | Natural Gas | Commercial Food Prep Other | E3 |  | 0 | 0 | 0 | 0 | 0 | 0 | 0 | 0 | 0 | 0 | 0 | 0 | 0 | 0 | 0 | 0 | 0 | Normal | 0 | 0 | 0 | 0
Commercial Food Prep Other_Existing_ | Commercial | Warehouse | Existing | Food Preparation | Natural Gas | Commercial Food Prep Other | E4 |  | 0 | 0 | 0 | 0 | 0 | 0 | 0 | 0 | 0 | 0 | 0 | 0 | 0 | 0 | 0 | 0 | 0 | Normal | 0 | 0 | 0 | 0
Commercial Food Prep Other_Existing_ | Commercial | Warehouse | Existing | Food Preparation | Natural Gas | Commercial Food Prep Other | E5 |  | 0 | 0 | 0 | 0 | 0 | 0 | 0 | 0 | 0 | 0 | 0 | 0 | 0 | 0 | 0 | 0 | 0 | Normal | 0 | 0 | 0 | 0
Commercial Food Prep Other_Existing_ | Commercial | Warehouse | Existing | Food Preparation | Natural Gas | Commercial Food Prep Other | E6 |  | 0 | 0 | 0 | 0 | 0 | 0 | 0 | 0 | 0 | 0 | 0 | 0 | 0 | 0 | 0 | 0 | 0 | Normal | 0 | 0 | 0 | 0
Commercial Food Prep Other_Existing_ | Commercial | Warehouse | Existing | Food Preparation | Natural Gas | Commercial Food Prep Other | E7 |  | 0 | 0 | 0 | 0 | 0 | 0 | 0 | 0 | 0 | 0 | 0 | 0 | 0 | 0 | 0 | 0 | 0 | Normal | 0 | 0 | 0 | 0
Commercial Food Prep Other_Existing_ | Commercial | Warehouse | Existing | Food Preparation | Natural Gas | Commercial Food Prep Other | E8 |  | 0 | 0 | 0 | 0 | 0 | 0 | 0 | 0 | 0 | 0 | 0 | 0 | 0 | 0 | 0 | 0 | 0 | Normal | 0 | 0 | 0 | 0
Commercial Food Prep Other_Existing_ | Commercial | Warehouse | Existing | Food Preparation | Natural Gas | Commercial Food Prep Other | E9 |  | 0 | 0 | 0 | 0 | 0 | 0 | 0 | 0 | 0 | 0 | 0 | 0 | 0 | 0 | 0 | 0 | 0 | Normal | 0 | 0 | 0 | 0
Commercial Food Prep Other_Existing_ | Commercial | Warehouse | Existing | Food Preparation | Natural Gas | Commercial Food Prep Other | E10 |  | 0 | 0 | 0 | 0 | 0 | 0 | 0 | 0 | 0 | 0 | 0 | 0 | 0 | 0 | 0 | 0 | 0 | Normal | 0 | 0 | 0 | 0
Pool Heater_Existing_TE 82% (Standard) | Commercial | Warehouse | Existing | Miscellaneous | Natural Gas | Pool Heater | E1 | TE 82% (Standard) | 1 | 0 | 0 | 0.0054372 | 0.0019838 | 8.2418e-05 | 0.0075035 | 0 | 8 | 14 | 11 | 2023 | 2027 | 1 | 0 | 0 | 0 | Normal | 0 | 0.0089858 | 0 | 0 |  | 1 units | 1 | 0 | 7.5772e-07 |  | 11859 | 6239.8015 | 2618.1698 | 108.77 |  | 2021 | 1
Pool Heater_Existing_TE 84% (Standard 2028) | Commercial | Warehouse | Existing | Miscellaneous | Natural Gas | Pool Heater | E2 | TE 84% (Standard 2028) | 0.97622 | 0 | 0 | 0.0059921 | 0.0019761 | 8.2933e-05 | 0.0080511 | 0 | 8 | 14 | 11 | 2023 | 2050 | 1 | 0 | 0 | 0 | Normal | 0 | 0.0087722 | 0 | 0 |  | 1 units | 1 | 0 | 7.5772e-07 |  | 11577 | 6876.516 | 2607.9824 | 109.45 |  | 2021 | 1
Pool Heater_Existing_TE 95% (Condensing) | Commercial | Warehouse | Existing | Miscellaneous | Natural Gas | Pool Heater | E3 | TE 95% (Condensing) | 0.86323 | 0 | 0 | 0.0078341 | 0.002171 | 9.1184e-05 | 0.010096 | 0 | 8 | 14 | 11 | 2023 | 2050 | 1 | 0 | 0 | 0 | Normal | 0 | 0.0077568 | 0 | 0 |  | 1 units | 1 | 0 | 7.5772e-07 |  | 10237 | 8990.4079 | 2865.215 | 120.34 |  | 2021 | 1
Pool Heater_Existing_ | Commercial | Warehouse | Existing | Miscellaneous | Natural Gas | Pool Heater | E4 |  | 0 | 0 | 0 | 0 | 0 | 0 | 0 | 0 | 0 | 0 | 0 | 0 | 0 | 0 | 0 | 0 | 0 | Normal | 0 | 0 | 0 | 0
Pool Heater_Existing_ | Commercial | Warehouse | Existing | Miscellaneous | Natural Gas | Pool Heater | E5 |  | 0 | 0 | 0 | 0 | 0 | 0 | 0 | 0 | 0 | 0 | 0 | 0 | 0 | 0 | 0 | 0 | 0 | Normal | 0 | 0 | 0 | 0
Pool Heater_Existing_ | Commercial | Warehouse | Existing | Miscellaneous | Natural Gas | Pool Heater | E6 |  | 0 | 0 | 0 | 0 | 0 | 0 | 0 | 0 | 0 | 0 | 0 | 0 | 0 | 0 | 0 | 0 | 0 | Normal | 0 | 0 | 0 | 0
Pool Heater_Existing_ | Commercial | Warehouse | Existing | Miscellaneous | Natural Gas | Pool Heater | E7 |  | 0 | 0 | 0 | 0 | 0 | 0 | 0 | 0 | 0 | 0 | 0 | 0 | 0 | 0 | 0 | 0 | 0 | Normal | 0 | 0 | 0 | 0
Pool Heater_Existing_ | Commercial | Warehouse | Existing | Miscellaneous | Natural Gas | Pool Heater | E8 |  | 0 | 0 | 0 | 0 | 0 | 0 | 0 | 0 | 0 | 0 | 0 | 0 | 0 | 0 | 0 | 0 | 0 | Normal | 0 | 0 | 0 | 0
Pool Heater_Existing_ | Commercial | Warehouse | Existing | Miscellaneous | Natural Gas | Pool Heater | E9 |  | 0 | 0 | 0 | 0 | 0 | 0 | 0 | 0 | 0 | 0 | 0 | 0 | 0 | 0 | 0 | 0 | 0 | Normal | 0 | 0 | 0 | 0
Pool Heater_Existing_ | Commercial | Warehouse | Existing | Miscellaneous | Natural Gas | Pool Heater | E10 |  | 0 | 0 | 0 | 0 | 0 | 0 | 0 | 0 | 0 | 0 | 0 | 0 | 0 | 0 | 0 | 0 | 0 | Normal | 0 | 0 | 0 | 0
Other Miscellaneous_Existing_Miscellaneous | Commercial | Warehouse | Existing | Miscellaneous | Natural Gas | Other Miscellaneous | E1 | Miscellaneous | 1 | 0 | 0 | 6.6838e-06 | 0 | 0 | 6.6838e-06 | 0 | 2 | 8 | 5 | 2023 | 2050 | 1 | 0 | 0 | 0 | Normal | 0 | 5.7348e-06 | 0 | 0 |  | 1 units | 1 | 0 | 5.7348e-06 |  | 1 | 1 | 0 | 0 |  | 2020 | 1.0135
Other Miscellaneous_Existing_ | Commercial | Warehouse | Existing | Miscellaneous | Natural Gas | Other Miscellaneous | E2 |  | 0 | 0 | 0 | 0 | 0 | 0 | 0 | 0 | 0 | 0 | 0 | 0 | 0 | 0 | 0 | 0 | 0 | Normal | 0 | 0 | 0 | 0
Other Miscellaneous_Existing_ | Commercial | Warehouse | Existing | Miscellaneous | Natural Gas | Other Miscellaneous | E3 |  | 0 | 0 | 0 | 0 | 0 | 0 | 0 | 0 | 0 | 0 | 0 | 0 | 0 | 0 | 0 | 0 | 0 | Normal | 0 | 0 | 0 | 0
Other Miscellaneous_Existing_ | Commercial | Warehouse | Existing | Miscellaneous | Natural Gas | Other Miscellaneous | E4 |  | 0 | 0 | 0 | 0 | 0 | 0 | 0 | 0 | 0 | 0 | 0 | 0 | 0 | 0 | 0 | 0 | 0 | Normal | 0 | 0 | 0 | 0
Other Miscellaneous_Existing_ | Commercial | Warehouse | Existing | Miscellaneous | Natural Gas | Other Miscellaneous | E5 |  | 0 | 0 | 0 | 0 | 0 | 0 | 0 | 0 | 0 | 0 | 0 | 0 | 0 | 0 | 0 | 0 | 0 | Normal | 0 | 0 | 0 | 0
Other Miscellaneous_Existing_ | Commercial | Warehouse | Existing | Miscellaneous | Natural Gas | Other Miscellaneous | E6 |  | 0 | 0 | 0 | 0 | 0 | 0 | 0 | 0 | 0 | 0 | 0 | 0 | 0 | 0 | 0 | 0 | 0 | Normal | 0 | 0 | 0 | 0
Other Miscellaneous_Existing_ | Commercial | Warehouse | Existing | Miscellaneous | Natural Gas | Other Miscellaneous | E7 |  | 0 | 0 | 0 | 0 | 0 | 0 | 0 | 0 | 0 | 0 | 0 | 0 | 0 | 0 | 0 | 0 | 0 | Normal | 0 | 0 | 0 | 0
Other Miscellaneous_Existing_ | Commercial | Warehouse | Existing | Miscellaneous | Natural Gas | Other Miscellaneous | E8 |  | 0 | 0 | 0 | 0 | 0 | 0 | 0 | 0 | 0 | 0 | 0 | 0 | 0 | 0 | 0 | 0 | 0 | Normal | 0 | 0 | 0 | 0
Other Miscellaneous_Existing_ | Commercial | Warehouse | Existing | Miscellaneous | Natural Gas | Other Miscellaneous | E9 |  | 0 | 0 | 0 | 0 | 0 | 0 | 0 | 0 | 0 | 0 | 0 | 0 | 0 | 0 | 0 | 0 | 0 | Normal | 0 | 0 | 0 | 0
Other Miscellaneous_Existing_ | Commercial | Warehouse | Existing | Miscellaneous | Natural Gas | Other Miscellaneous | E10 |  | 0 | 0 | 0 | 0 | 0 | 0 | 0 | 0 | 0 | 0 | 0 | 0 | 0 | 0 | 0 | 0 | 0 | Normal | 0 | 0 | 0 | 0
Furnace_New_TE 80% | Commercial | Warehouse | New | Space Heating | Natural Gas | Furnace | E1 | TE 80% | 1 | 0 | 0 | 0.92566 | 0.85728 | 0 | 1.7829 | 0 | 17 | 29 | 23 | 2023 | 2022 | 1 | 0 | 0 | 0 | Normal | 0 | 0.091477 | 0 | 0 |  | 140 kBtu/hr | 140 | 0 | 0.04469 |  | 2734 | 2634.8 | 2806.1691 | 0 |  | 2022 | 0.95704
Furnace_New_TE 81% (2023 Standard) | Commercial | Warehouse | New | Space Heating | Natural Gas | Furnace | E2 | TE 81% (2023 Standard) | 0.90015 | 0 | 0 | 0.94824 | 0.86382 | 0 | 1.8121 | 0 | 17 | 29 | 23 | 2023 | 2050 | 1 | 0 | 0 | 0 | Normal | 0 | 0.082343 | 0 | 0 |  | 140 kBtu/hr | 140 | 0 | 0.04469 |  | 2461 | 2699.0634 | 2827.5902 | 0 |  | 2022 | 0.95704
Furnace_New_TE 90% | Commercial | Warehouse | New | Space Heating | Natural Gas | Furnace | E3 | TE 90% | 0.84382 | 0 | 0 | 1.5191 | 0.86382 | 0 | 2.383 | 0 | 17 | 29 | 23 | 2023 | 2050 | 1 | 0 | 0 | 0 | Normal | 0 | 0.07719 | 0 | 0 |  | 140 kBtu/hr | 140 | 0 | 0.04469 |  | 2307 | 4324.0866 | 2827.5902 | 0 |  | 2022 | 0.95704
Furnace_New_TE 96% | Commercial | Warehouse | New | Space Heating | Natural Gas | Furnace | E4 | TE 96% | 0.79108 | 0 | 0 | 2.4443 | 1.1863 | 0 | 3.6306 | 0 | 17 | 29 | 23 | 2023 | 2050 | 1 | 0 | 0 | 0 | Normal | 0 | 0.072365 | 0 | 0 |  | 140 kBtu/hr | 140 | 0 | 0.04469 |  | 2162.8125 | 6957.4606 | 3883.0501 | 0 |  | 2022 | 0.95704
Furnace_New_Dual-Fuel Heat Pump - TE 81% | Commercial | Warehouse | New | Space Heating | Natural Gas | Furnace | E5 | Dual-Fuel Heat Pump - TE 81% | 0.28479 | 0 | 0 | 5.7949 | 0.86382 | 0.14782 | 6.8066 | 0 | 16 | 26 | 21 | 2023 | 2050 | 1 | 0 | 0 | 0 | Normal | 0 | 0.026052 | 0 | 0 |  | 140 kBtu/hr | 140 | 0 | 0.04469 |  | 778.6125 | 16494.619 | 2827.5902 | 0 |  | 2022 | 0.95704
Furnace_New_Dual-Fuel Heat Pump - TE 96% | Commercial | Warehouse | New | Space Heating | Natural Gas | Furnace | E6 | Dual-Fuel Heat Pump - TE 96% | 0.09493 | 0 | 0 | 7.291 | 1.1863 | 0.14782 | 8.6251 | 0 | 16 | 26 | 21 | 2023 | 2050 | 1 | 0 | 0 | 0 | Normal | 0 | 0.0086839 | 0 | 0 |  | 140 kBtu/hr | 140 | 0 | 0.04469 |  | 259.5375 | 20753.0162 | 3883.0501 | 0 |  | 2022 | 0.95704
Furnace_New_ | Commercial | Warehouse | New | Space Heating | Natural Gas | Furnace | E7 |  | 0 | 0 | 0 | 0 | 0 | 0 | 0 | 0 | 0 | 0 | 0 | 0 | 0 | 0 | 0 | 0 | 0 | Normal | 0 | 0 | 0 | 0
Furnace_New_ | Commercial | Warehouse | New | Space Heating | Natural Gas | Furnace | E8 |  | 0 | 0 | 0 | 0 | 0 | 0 | 0 | 0 | 0 | 0 | 0 | 0 | 0 | 0 | 0 | 0 | 0 | Normal | 0 | 0 | 0 | 0
Furnace_New_ | Commercial | Warehouse | New | Space Heating | Natural Gas | Furnace | E9 |  | 0 | 0 | 0 | 0 | 0 | 0 | 0 | 0 | 0 | 0 | 0 | 0 | 0 | 0 | 0 | 0 | 0 | Normal | 0 | 0 | 0 | 0
Furnace_New_ | Commercial | Warehouse | New | Space Heating | Natural Gas | Furnace | E10 |  | 0 | 0 | 0 | 0 | 0 | 0 | 0 | 0 | 0 | 0 | 0 | 0 | 0 | 0 | 0 | 0 | 0 | Normal | 0 | 0 | 0 | 0
Boiler_New_TE 80% | Commercial | Warehouse | New | Space Heating | Natural Gas | Boiler | E1 | TE 80% | 1 | 0 | 0 | 1.5296 | 0.7642 | 0 | 2.2938 | 0 | 19 | 31 | 25 | 2023 | 2023 | 1 | 0 | 0 | 0 | Normal | 0 | 0.54784 | 0 | 0 |  | 514 kBtu/hr | 514 | 0 | 0.04469 |  | 3984 | 14115.0337 | 8110 | 0 |  | 2015 | 1.0838
Boiler_New_TE 84% | Commercial | Warehouse | New | Space Heating | Natural Gas | Boiler | E2 | TE 84% | 0.95231 | 0 | 0 | 1.9339 | 0.7642 | 0 | 2.6981 | 0 | 19 | 31 | 25 | 2023 | 2023 | 1 | 0 | 0 | 0 | Normal | 0 | 0.52172 | 0 | 0 |  | 514 kBtu/hr | 514 | 0 | 0.04469 |  | 3794 | 17846.3457 | 8110 | 0 |  | 2015 | 1.0838
Boiler_New_TE 90% (2024 WA Standard) | Commercial | Warehouse | New | Space Heating | Natural Gas | Boiler | E3 | TE 90% (2024 WA Standard) | 0.88881 | 0 | 0 | 2.5062 | 0.8599 | 0 | 3.3661 | 0 | 19 | 31 | 25 | 2023 | 2050 | 1 | 0 | 0 | 0 | Normal | 0 | 0.48693 | 0 | 0 |  | 514 kBtu/hr | 514 | 0 | 0.04469 |  | 3541 | 23127.2898 | 9125.5667 | 0 |  | 2015 | 1.0838
Boiler_New_TE 94% (ENERGY STAR 1.0) | Commercial | Warehouse | New | Space Heating | Natural Gas | Boiler | E4 | TE 94% (ENERGY STAR 1.0) | 0.8509 | 0 | 0 | 2.9031 | 0.8599 | 0 | 3.763 | 0 | 19 | 31 | 25 | 2023 | 2050 | 1 | 0 | 0 | 0 | Normal | 0 | 0.46616 | 0 | 0 |  | 514 kBtu/hr | 514 | 0 | 0.04469 |  | 3390 | 26790.429 | 9125.5667 | 0 |  | 2015 | 1.0838
Boiler_New_TE 98% | Commercial | Warehouse | New | Space Heating | Natural Gas | Boiler | E5 | TE 98% | 0.81627 | 0 | 0 | 3.3001 | 0.8599 | 0 | 4.16 | 0 | 19 | 31 | 25 | 2023 | 2050 | 1 | 0 | 0 | 0 | Normal | 0 | 0.44719 | 0 | 0 |  | 514 kBtu/hr | 514 | 0 | 0.04469 |  | 3252 | 30453.5682 | 9125.5667 | 0 |  | 2015 | 1.0838
Boiler_New_ | Commercial | Warehouse | New | Space Heating | Natural Gas | Boiler | E6 |  | 0 | 0 | 0 | 0 | 0 | 0 | 0 | 0 | 0 | 0 | 0 | 0 | 0 | 0 | 0 | 0 | 0 | Normal | 0 | 0 | 0 | 0
Boiler_New_ | Commercial | Warehouse | New | Space Heating | Natural Gas | Boiler | E7 |  | 0 | 0 | 0 | 0 | 0 | 0 | 0 | 0 | 0 | 0 | 0 | 0 | 0 | 0 | 0 | 0 | 0 | Normal | 0 | 0 | 0 | 0
Boiler_New_ | Commercial | Warehouse | New | Space Heating | Natural Gas | Boiler | E8 |  | 0 | 0 | 0 | 0 | 0 | 0 | 0 | 0 | 0 | 0 | 0 | 0 | 0 | 0 | 0 | 0 | 0 | Normal | 0 | 0 | 0 | 0
Boiler_New_ | Commercial | Warehouse | New | Space Heating | Natural Gas | Boiler | E9 |  | 0 | 0 | 0 | 0 | 0 | 0 | 0 | 0 | 0 | 0 | 0 | 0 | 0 | 0 | 0 | 0 | 0 | Normal | 0 | 0 | 0 | 0
Boiler_New_ | Commercial | Warehouse | New | Space Heating | Natural Gas | Boiler | E10 |  | 0 | 0 | 0 | 0 | 0 | 0 | 0 | 0 | 0 | 0 | 0 | 0 | 0 | 0 | 0 | 0 | 0 | Normal | 0 | 0 | 0 | 0
Unit Heater_New_Standard (TE 80%) | Commercial | Warehouse | New | Space Heating | Natural Gas | Unit Heater | E1 | Standard (TE 80%) | 1 | 0 | 0 | 0.031412 | 0.026794 | 0 | 0.058206 | 0 | 9 | 15 | 12 | 2023 | 2050 | 1 | 0 | 0 | 0 | Normal | 0 | 0.046324 | 0 | 0 |  | 120 kBtu/hr | 120 | 0 | 2.0479e-05 |  | 2262 | 1274.4 | 1250.082 | 0 |  | 2018 | 1.0466
Unit Heater_New_Condensing (TE 90%) | Commercial | Warehouse | New | Space Heating | Natural Gas | Unit Heater | E2 | Condensing (TE 90%) | 0.86111 | 0 | 0 | 0.10045 | 0.032067 | 0 | 0.13252 | 0 | 9 | 15 | 12 | 2023 | 2050 | 1 | 0 | 0 | 0 | Normal | 0 | 0.03989 | 0 | 0 |  | 120 kBtu/hr | 120 | 0 | 2.0479e-05 |  | 1947.8333 | 4075.2 | 1496.122 | 0 |  | 2018 | 1.0466
Unit Heater_New_Infrared Radiant | Commercial | Warehouse | New | Space Heating | Natural Gas | Unit Heater | E3 | Infrared Radiant | 0.8 | 0 | 0 | 0.043392 | 0.026794 | 0 | 0.070185 | 0 | 9 | 15 | 12 | 2023 | 2050 | 1 | 0 | 0 | 0 | Normal | 0 | 0.037059 | 0 | 0 |  | 120 kBtu/hr | 120 | 0 | 2.0479e-05 |  | 1809.6 | 1760.4 | 1250.082 | 0 |  | 2018 | 1.0466
Unit Heater_New_ | Commercial | Warehouse | New | Space Heating | Natural Gas | Unit Heater | E4 |  | 0 | 0 | 0 | 0 | 0 | 0 | 0 | 0 | 0 | 0 | 0 | 0 | 0 | 0 | 0 | 0 | 0 | Normal | 0 | 0 | 0 | 0
Unit Heater_New_ | Commercial | Warehouse | New | Space Heating | Natural Gas | Unit Heater | E5 |  | 0 | 0 | 0 | 0 | 0 | 0 | 0 | 0 | 0 | 0 | 0 | 0 | 0 | 0 | 0 | 0 | 0 | Normal | 0 | 0 | 0 | 0
Unit Heater_New_ | Commercial | Warehouse | New | Space Heating | Natural Gas | Unit Heater | E6 |  | 0 | 0 | 0 | 0 | 0 | 0 | 0 | 0 | 0 | 0 | 0 | 0 | 0 | 0 | 0 | 0 | 0 | Normal | 0 | 0 | 0 | 0
Unit Heater_New_ | Commercial | Warehouse | New | Space Heating | Natural Gas | Unit Heater | E7 |  | 0 | 0 | 0 | 0 | 0 | 0 | 0 | 0 | 0 | 0 | 0 | 0 | 0 | 0 | 0 | 0 | 0 | Normal | 0 | 0 | 0 | 0
Unit Heater_New_ | Commercial | Warehouse | New | Space Heating | Natural Gas | Unit Heater | E8 |  | 0 | 0 | 0 | 0 | 0 | 0 | 0 | 0 | 0 | 0 | 0 | 0 | 0 | 0 | 0 | 0 | 0 | Normal | 0 | 0 | 0 | 0
Unit Heater_New_ | Commercial | Warehouse | New | Space Heating | Natural Gas | Unit Heater | E9 |  | 0 | 0 | 0 | 0 | 0 | 0 | 0 | 0 | 0 | 0 | 0 | 0 | 0 | 0 | 0 | 0 | 0 | Normal | 0 | 0 | 0 | 0
Unit Heater_New_ | Commercial | Warehouse | New | Space Heating | Natural Gas | Unit Heater | E10 |  | 0 | 0 | 0 | 0 | 0 | 0 | 0 | 0 | 0 | 0 | 0 | 0 | 0 | 0 | 0 | 0 | 0 | Normal | 0 | 0 | 0 | 0
Water Heater_New_TE 80% | Commercial | Warehouse | New | Water Heating | Natural Gas | Water Heater | E1 | TE 80% | 1 | 0 | 0 | 0.0036095 | 0 | 0.00015995 | 0.0037694 | 0 | 8 | 12 | 10 | 2023 | 2050 | 1 | 0 | 0 | 0 | Normal | 0 | 0.0057228 | 0 | 0 |  | 200 kBtu/hr | 200 | 0 | 0.00010729 |  | 550 | 6113.5678 | 0 | 311.5578 |  | 2022 | 0.95704
Water Heater_New_TE 94% (ENERGY STAR 2.0) | Commercial | Warehouse | New | Water Heating | Natural Gas | Water Heater | E2 | TE 94% (ENERGY STAR 2.0) | 0.85091 | 0 | 0 | 0.00446 | 0 | 0.0001646 | 0.0046246 | 0 | 8 | 12 | 10 | 2023 | 2050 | 1 | 0 | 0 | 0 | Normal | 0 | 0.0048696 | 0 | 0 |  | 200 kBtu/hr | 200 | 0 | 0.00010729 |  | 468 | 7554.1856 | 0 | 320.603 |  | 2022 | 0.95704
Water Heater_New_TE 96% (Instantaneous) | Commercial | Warehouse | New | Water Heating | Natural Gas | Water Heater | E3 | TE 96% (Instantaneous) | 0.83273 | 0 | 0 | 0.0063755 | 0 | 0.00028526 | 0.0066607 | 0 | 13 | 21 | 17 | 2023 | 2050 | 1 | 0 | 0 | 0 | Normal | 0 | 0.0047655 | 0 | 0 |  | 200 kBtu/hr | 200 | 0 | 0.00010729 |  | 458 | 10798.4962 | 0 | 555.6391 |  | 2022 | 0.95704
Water Heater_New_ | Commercial | Warehouse | New | Water Heating | Natural Gas | Water Heater | E4 |  | 0 | 0 | 0 | 0 | 0 | 0 | 0 | 0 | 0 | 0 | 0 | 0 | 0 | 0 | 0 | 0 | 0 | Normal | 0 | 0 | 0 | 0
Water Heater_New_ | Commercial | Warehouse | New | Water Heating | Natural Gas | Water Heater | E5 |  | 0 | 0 | 0 | 0 | 0 | 0 | 0 | 0 | 0 | 0 | 0 | 0 | 0 | 0 | 0 | 0 | 0 | Normal | 0 | 0 | 0 | 0
Water Heater_New_ | Commercial | Warehouse | New | Water Heating | Natural Gas | Water Heater | E6 |  | 0 | 0 | 0 | 0 | 0 | 0 | 0 | 0 | 0 | 0 | 0 | 0 | 0 | 0 | 0 | 0 | 0 | Normal | 0 | 0 | 0 | 0
Water Heater_New_ | Commercial | Warehouse | New | Water Heating | Natural Gas | Water Heater | E7 |  | 0 | 0 | 0 | 0 | 0 | 0 | 0 | 0 | 0 | 0 | 0 | 0 | 0 | 0 | 0 | 0 | 0 | Normal | 0 | 0 | 0 | 0
Water Heater_New_ | Commercial | Warehouse | New | Water Heating | Natural Gas | Water Heater | E8 |  | 0 | 0 | 0 | 0 | 0 | 0 | 0 | 0 | 0 | 0 | 0 | 0 | 0 | 0 | 0 | 0 | 0 | Normal | 0 | 0 | 0 | 0
Water Heater_New_ | Commercial | Warehouse | New | Water Heating | Natural Gas | Water Heater | E9 |  | 0 | 0 | 0 | 0 | 0 | 0 | 0 | 0 | 0 | 0 | 0 | 0 | 0 | 0 | 0 | 0 | 0 | Normal | 0 | 0 | 0 | 0
Water Heater_New_ | Commercial | Warehouse | New | Water Heating | Natural Gas | Water Heater | E10 |  | 0 | 0 | 0 | 0 | 0 | 0 | 0 | 0 | 0 | 0 | 0 | 0 | 0 | 0 | 0 | 0 | 0 | Normal | 0 | 0 | 0 | 0
Oven_New_Standard | Commercial | Warehouse | New | Food Preparation | Natural Gas | Oven | E1 | Standard | 1 | 0 | 0 | 0.060983 | 0 | 0 | 0.060983 | 0 | 9 | 15 | 12 | 2023 | 2050 | 1 | 0 | 0 | 0 | Normal | 0 | 0.0029191 | 0 | 0 |  | 1 units | 1 | 0 | 2.4406e-06 |  | 1196.0712 | 20292 | 0 | 0 |  | 2016 | 1.0708
Oven_New_ENERGY STAR (3.0) | Commercial | Warehouse | New | Food Preparation | Natural Gas | Oven | E2 | ENERGY STAR (3.0) | 0.5676 | 0 | 0 | 0.073657 | 0 | 0 | 0.073657 | 0 | 9 | 15 | 12 | 2023 | 2050 | 1 | 0 | 0 | 0 | Normal | 0 | 0.0016569 | 0 | 0 |  | 1 units | 1 | 0 | 2.4406e-06 |  | 678.8891 | 24509 | 0 | 0 |  | 2016 | 1.0708
Oven_New_ | Commercial | Warehouse | New | Food Preparation | Natural Gas | Oven | E3 |  | 0 | 0 | 0 | 0 | 0 | 0 | 0 | 0 | 0 | 0 | 0 | 0 | 0 | 0 | 0 | 0 | 0 | Normal | 0 | 0 | 0 | 0
Oven_New_ | Commercial | Warehouse | New | Food Preparation | Natural Gas | Oven | E4 |  | 0 | 0 | 0 | 0 | 0 | 0 | 0 | 0 | 0 | 0 | 0 | 0 | 0 | 0 | 0 | 0 | 0 | Normal | 0 | 0 | 0 | 0
Oven_New_ | Commercial | Warehouse | New | Food Preparation | Natural Gas | Oven | E5 |  | 0 | 0 | 0 | 0 | 0 | 0 | 0 | 0 | 0 | 0 | 0 | 0 | 0 | 0 | 0 | 0 | 0 | Normal | 0 | 0 | 0 | 0
Oven_New_ | Commercial | Warehouse | New | Food Preparation | Natural Gas | Oven | E6 |  | 0 | 0 | 0 | 0 | 0 | 0 | 0 | 0 | 0 | 0 | 0 | 0 | 0 | 0 | 0 | 0 | 0 | Normal | 0 | 0 | 0 | 0
Oven_New_ | Commercial | Warehouse | New | Food Preparation | Natural Gas | Oven | E7 |  | 0 | 0 | 0 | 0 | 0 | 0 | 0 | 0 | 0 | 0 | 0 | 0 | 0 | 0 | 0 | 0 | 0 | Normal | 0 | 0 | 0 | 0
Oven_New_ | Commercial | Warehouse | New | Food Preparation | Natural Gas | Oven | E8 |  | 0 | 0 | 0 | 0 | 0 | 0 | 0 | 0 | 0 | 0 | 0 | 0 | 0 | 0 | 0 | 0 | 0 | Normal | 0 | 0 | 0 | 0
Oven_New_ | Commercial | Warehouse | New | Food Preparation | Natural Gas | Oven | E9 |  | 0 | 0 | 0 | 0 | 0 | 0 | 0 | 0 | 0 | 0 | 0 | 0 | 0 | 0 | 0 | 0 | 0 | Normal | 0 | 0 | 0 | 0
Oven_New_ | Commercial | Warehouse | New | Food Preparation | Natural Gas | Oven | E10 |  | 0 | 0 | 0 | 0 | 0 | 0 | 0 | 0 | 0 | 0 | 0 | 0 | 0 | 0 | 0 | 0 | 0 | Normal | 0 | 0 | 0 | 0
Conveyor Oven_New_Standard | Commercial | Warehouse | New | Food Preparation | Natural Gas | Conveyor Oven | E1 | Standard | 1 | 0 | 0 | 0.030356 | 0 | 0 | 0.030356 | 0 | 9 | 15 | 12 | 2023 | 2050 | 1 | 0 | 0 | 0 | Normal | 0 | 0.0025336 | 0 | 0 |  | 1 units | 1 | 0 | 1.0968e-06 |  | 2310 | 27984.53 | 0 | 0 |  | 2024 | 0.85998
Conveyor Oven_New_Efficient (>42% Baking Efficiency) | Commercial | Warehouse | New | Food Preparation | Natural Gas | Conveyor Oven | E2 | Efficient (>42% Baking Efficiency) | 0.78355 | 0 | 0 | 0.032618 | 0 | 0 | 0.032618 | 0 | 9 | 15 | 12 | 2023 | 2050 | 1 | 0 | 0 | 0 | Normal | 0 | 0.0019852 | 0 | 0 |  | 1 units | 1 | 0 | 1.0968e-06 |  | 1810 | 30069.91 | 0 | 0 |  | 2024 | 0.85998
Conveyor Oven_New_ | Commercial | Warehouse | New | Food Preparation | Natural Gas | Conveyor Oven | E3 |  | 0 | 0 | 0 | 0 | 0 | 0 | 0 | 0 | 0 | 0 | 0 | 0 | 0 | 0 | 0 | 0 | 0 | Normal | 0 | 0 | 0 | 0
Conveyor Oven_New_ | Commercial | Warehouse | New | Food Preparation | Natural Gas | Conveyor Oven | E4 |  | 0 | 0 | 0 | 0 | 0 | 0 | 0 | 0 | 0 | 0 | 0 | 0 | 0 | 0 | 0 | 0 | 0 | Normal | 0 | 0 | 0 | 0
Conveyor Oven_New_ | Commercial | Warehouse | New | Food Preparation | Natural Gas | Conveyor Oven | E5 |  | 0 | 0 | 0 | 0 | 0 | 0 | 0 | 0 | 0 | 0 | 0 | 0 | 0 | 0 | 0 | 0 | 0 | Normal | 0 | 0 | 0 | 0
Conveyor Oven_New_ | Commercial | Warehouse | New | Food Preparation | Natural Gas | Conveyor Oven | E6 |  | 0 | 0 | 0 | 0 | 0 | 0 | 0 | 0 | 0 | 0 | 0 | 0 | 0 | 0 | 0 | 0 | 0 | Normal | 0 | 0 | 0 | 0
Conveyor Oven_New_ | Commercial | Warehouse | New | Food Preparation | Natural Gas | Conveyor Oven | E7 |  | 0 | 0 | 0 | 0 | 0 | 0 | 0 | 0 | 0 | 0 | 0 | 0 | 0 | 0 | 0 | 0 | 0 | Normal | 0 | 0 | 0 | 0
Conveyor Oven_New_ | Commercial | Warehouse | New | Food Preparation | Natural Gas | Conveyor Oven | E8 |  | 0 | 0 | 0 | 0 | 0 | 0 | 0 | 0 | 0 | 0 | 0 | 0 | 0 | 0 | 0 | 0 | 0 | Normal | 0 | 0 | 0 | 0
Conveyor Oven_New_ | Commercial | Warehouse | New | Food Preparation | Natural Gas | Conveyor Oven | E9 |  | 0 | 0 | 0 | 0 | 0 | 0 | 0 | 0 | 0 | 0 | 0 | 0 | 0 | 0 | 0 | 0 | 0 | Normal | 0 | 0 | 0 | 0
Conveyor Oven_New_ | Commercial | Warehouse | New | Food Preparation | Natural Gas | Conveyor Oven | E10 |  | 0 | 0 | 0 | 0 | 0 | 0 | 0 | 0 | 0 | 0 | 0 | 0 | 0 | 0 | 0 | 0 | 0 | Normal | 0 | 0 | 0 | 0
Rack Oven_New_Standard | Commercial | Warehouse | New | Food Preparation | Natural Gas | Rack Oven | E1 | Standard | 1 | 0 | 0 | 0.02031 | 0 | 0 | 0.02031 | 0 | 10 | 17 | 13.5 | 2023 | 2050 | 1 | 0 | 0 | 0 | Normal | 0 | 0.0024385 | 0 | 0 |  | 1 units | 1 | 0 | 1.0961e-06 |  | 2224.7707 | 18736.2411 | 0 | 0 |  | 2024 | 0.85998
Rack Oven_New_ENERGY STAR (3.0) | Commercial | Warehouse | New | Food Preparation | Natural Gas | Rack Oven | E2 | ENERGY STAR (3.0) | 0.84734 | 0 | 0 | 0.021988 | 0 | 0 | 0.021988 | 0 | 10 | 17 | 13.5 | 2023 | 2050 | 1 | 0 | 0 | 0 | Normal | 0 | 0.0020663 | 0 | 0 |  | 1 units | 1 | 0 | 1.0961e-06 |  | 1885.1273 | 20284.2411 | 0 | 0 |  | 2024 | 0.85998
Rack Oven_New_ | Commercial | Warehouse | New | Food Preparation | Natural Gas | Rack Oven | E3 |  | 0 | 0 | 0 | 0 | 0 | 0 | 0 | 0 | 0 | 0 | 0 | 0 | 0 | 0 | 0 | 0 | 0 | Normal | 0 | 0 | 0 | 0
Rack Oven_New_ | Commercial | Warehouse | New | Food Preparation | Natural Gas | Rack Oven | E4 |  | 0 | 0 | 0 | 0 | 0 | 0 | 0 | 0 | 0 | 0 | 0 | 0 | 0 | 0 | 0 | 0 | 0 | Normal | 0 | 0 | 0 | 0
Rack Oven_New_ | Commercial | Warehouse | New | Food Preparation | Natural Gas | Rack Oven | E5 |  | 0 | 0 | 0 | 0 | 0 | 0 | 0 | 0 | 0 | 0 | 0 | 0 | 0 | 0 | 0 | 0 | 0 | Normal | 0 | 0 | 0 | 0
Rack Oven_New_ | Commercial | Warehouse | New | Food Preparation | Natural Gas | Rack Oven | E6 |  | 0 | 0 | 0 | 0 | 0 | 0 | 0 | 0 | 0 | 0 | 0 | 0 | 0 | 0 | 0 | 0 | 0 | Normal | 0 | 0 | 0 | 0
Rack Oven_New_ | Commercial | Warehouse | New | Food Preparation | Natural Gas | Rack Oven | E7 |  | 0 | 0 | 0 | 0 | 0 | 0 | 0 | 0 | 0 | 0 | 0 | 0 | 0 | 0 | 0 | 0 | 0 | Normal | 0 | 0 | 0 | 0
Rack Oven_New_ | Commercial | Warehouse | New | Food Preparation | Natural Gas | Rack Oven | E8 |  | 0 | 0 | 0 | 0 | 0 | 0 | 0 | 0 | 0 | 0 | 0 | 0 | 0 | 0 | 0 | 0 | 0 | Normal | 0 | 0 | 0 | 0
Rack Oven_New_ | Commercial | Warehouse | New | Food Preparation | Natural Gas | Rack Oven | E9 |  | 0 | 0 | 0 | 0 | 0 | 0 | 0 | 0 | 0 | 0 | 0 | 0 | 0 | 0 | 0 | 0 | 0 | Normal | 0 | 0 | 0 | 0
Rack Oven_New_ | Commercial | Warehouse | New | Food Preparation | Natural Gas | Rack Oven | E10 |  | 0 | 0 | 0 | 0 | 0 | 0 | 0 | 0 | 0 | 0 | 0 | 0 | 0 | 0 | 0 | 0 | 0 | Normal | 0 | 0 | 0 | 0
Fryer_New_Standard | Commercial | Warehouse | New | Food Preparation | Natural Gas | Fryer | E1 | Standard | 1 | 0 | 0 | 0.016194 | 0 | 0 | 0.016194 | 0 | 8 | 14 | 11 | 2023 | 2021 | 1 | 0 | 0 | 0 | Normal | 0 | 0.0046265 | 0 | 0 |  | 1 units | 1 | 0 | 6.0737e-06 |  | 761.7258 | 2695.9053 | 0 | 0 |  | 2024 | 0.85998
Fryer_New_ENERGY STAR (3.0) | Commercial | Warehouse | New | Food Preparation | Natural Gas | Fryer | E2 | ENERGY STAR (3.0) | 0.74928 | 0 | 0 | 0.075362 | 0 | 0 | 0.075362 | 0 | 8 | 14 | 11 | 2023 | 2050 | 1 | 0 | 0 | 0 | Normal | 0 | 0.0034666 | 0 | 0 |  | 1 units | 1 | 0 | 6.0737e-06 |  | 570.7473 | 12546.0625 | 0 | 0 |  | 2024 | 0.85998
Fryer_New_ | Commercial | Warehouse | New | Food Preparation | Natural Gas | Fryer | E3 |  | 0 | 0 | 0 | 0 | 0 | 0 | 0 | 0 | 0 | 0 | 0 | 0 | 0 | 0 | 0 | 0 | 0 | Normal | 0 | 0 | 0 | 0
Fryer_New_ | Commercial | Warehouse | New | Food Preparation | Natural Gas | Fryer | E4 |  | 0 | 0 | 0 | 0 | 0 | 0 | 0 | 0 | 0 | 0 | 0 | 0 | 0 | 0 | 0 | 0 | 0 | Normal | 0 | 0 | 0 | 0
Fryer_New_ | Commercial | Warehouse | New | Food Preparation | Natural Gas | Fryer | E5 |  | 0 | 0 | 0 | 0 | 0 | 0 | 0 | 0 | 0 | 0 | 0 | 0 | 0 | 0 | 0 | 0 | 0 | Normal | 0 | 0 | 0 | 0
Fryer_New_ | Commercial | Warehouse | New | Food Preparation | Natural Gas | Fryer | E6 |  | 0 | 0 | 0 | 0 | 0 | 0 | 0 | 0 | 0 | 0 | 0 | 0 | 0 | 0 | 0 | 0 | 0 | Normal | 0 | 0 | 0 | 0
Fryer_New_ | Commercial | Warehouse | New | Food Preparation | Natural Gas | Fryer | E7 |  | 0 | 0 | 0 | 0 | 0 | 0 | 0 | 0 | 0 | 0 | 0 | 0 | 0 | 0 | 0 | 0 | 0 | Normal | 0 | 0 | 0 | 0
Fryer_New_ | Commercial | Warehouse | New | Food Preparation | Natural Gas | Fryer | E8 |  | 0 | 0 | 0 | 0 | 0 | 0 | 0 | 0 | 0 | 0 | 0 | 0 | 0 | 0 | 0 | 0 | 0 | Normal | 0 | 0 | 0 | 0
Fryer_New_ | Commercial | Warehouse | New | Food Preparation | Natural Gas | Fryer | E9 |  | 0 | 0 | 0 | 0 | 0 | 0 | 0 | 0 | 0 | 0 | 0 | 0 | 0 | 0 | 0 | 0 | 0 | Normal | 0 | 0 | 0 | 0
Fryer_New_ | Commercial | Warehouse | New | Food Preparation | Natural Gas | Fryer | E10 |  | 0 | 0 | 0 | 0 | 0 | 0 | 0 | 0 | 0 | 0 | 0 | 0 | 0 | 0 | 0 | 0 | 0 | Normal | 0 | 0 | 0 | 0
Broiler_New_Typical | Commercial | Warehouse | New | Food Preparation | Natural Gas | Broiler | E1 | Typical | 1 | 0 | 0 | 0.015761 | 0 | 0 | 0.015761 | 0 | 9 | 15 | 12 | 2023 | 2050 | 0.5 | 0 | 0 | 0 | Normal | 0 | 0.0037045 | 0 | 0 |  | 1 units | 1 | 0 | 3.2682e-06 |  | 1133.496 | 4687.5 | 0 | 0 |  | 2023 | 0.89459
Broiler_New_Infrared Burners | Commercial | Warehouse | New | Food Preparation | Natural Gas | Broiler | E2 | Infrared Burners | 0.63295 | 0 | 0 | 0.021981 | 0 | 0 | 0.021981 | 0 | 9 | 15 | 12 | 2023 | 2050 | 0.5 | 0 | 0 | 0 | Normal | 0 | 0.0023448 | 0 | 0 |  | 1 units | 1 | 0 | 3.2682e-06 |  | 717.444 | 6537.5 | 0 | 0 |  | 2023 | 0.89459
Broiler_New_ | Commercial | Warehouse | New | Food Preparation | Natural Gas | Broiler | E3 |  | 0 | 0 | 0 | 0 | 0 | 0 | 0 | 0 | 0 | 0 | 0 | 0 | 0 | 0 | 0 | 0 | 0 | Normal | 0 | 0 | 0 | 0
Broiler_New_ | Commercial | Warehouse | New | Food Preparation | Natural Gas | Broiler | E4 |  | 0 | 0 | 0 | 0 | 0 | 0 | 0 | 0 | 0 | 0 | 0 | 0 | 0 | 0 | 0 | 0 | 0 | Normal | 0 | 0 | 0 | 0
Broiler_New_ | Commercial | Warehouse | New | Food Preparation | Natural Gas | Broiler | E5 |  | 0 | 0 | 0 | 0 | 0 | 0 | 0 | 0 | 0 | 0 | 0 | 0 | 0 | 0 | 0 | 0 | 0 | Normal | 0 | 0 | 0 | 0
Broiler_New_ | Commercial | Warehouse | New | Food Preparation | Natural Gas | Broiler | E6 |  | 0 | 0 | 0 | 0 | 0 | 0 | 0 | 0 | 0 | 0 | 0 | 0 | 0 | 0 | 0 | 0 | 0 | Normal | 0 | 0 | 0 | 0
Broiler_New_ | Commercial | Warehouse | New | Food Preparation | Natural Gas | Broiler | E7 |  | 0 | 0 | 0 | 0 | 0 | 0 | 0 | 0 | 0 | 0 | 0 | 0 | 0 | 0 | 0 | 0 | 0 | Normal | 0 | 0 | 0 | 0
Broiler_New_ | Commercial | Warehouse | New | Food Preparation | Natural Gas | Broiler | E8 |  | 0 | 0 | 0 | 0 | 0 | 0 | 0 | 0 | 0 | 0 | 0 | 0 | 0 | 0 | 0 | 0 | 0 | Normal | 0 | 0 | 0 | 0
Broiler_New_ | Commercial | Warehouse | New | Food Preparation | Natural Gas | Broiler | E9 |  | 0 | 0 | 0 | 0 | 0 | 0 | 0 | 0 | 0 | 0 | 0 | 0 | 0 | 0 | 0 | 0 | 0 | Normal | 0 | 0 | 0 | 0
Broiler_New_ | Commercial | Warehouse | New | Food Preparation | Natural Gas | Broiler | E10 |  | 0 | 0 | 0 | 0 | 0 | 0 | 0 | 0 | 0 | 0 | 0 | 0 | 0 | 0 | 0 | 0 | 0 | Normal | 0 | 0 | 0 | 0
Griddle_New_Standard | Commercial | Warehouse | New | Food Preparation | Natural Gas | Griddle | E1 | Standard | 1 | 0 | 0 | 0.0051262 | 0 | 0 | 0.0051262 | 0 | 6 | 10 | 8 | 2023 | 2050 | 1 | 0 | 0 | 0 | Normal | 0 | 0.0026647 | 0 | 0 |  | 1 units | 1 | 0 | 2.7889e-06 |  | 955.4673 | 1492.6579 | 0 | 0 |  | 2016 | 1.0708
Griddle_New_ENERGY STAR (1.2) | Commercial | Warehouse | New | Food Preparation | Natural Gas | Griddle | E2 | ENERGY STAR (1.2) | 0.82738 | 0 | 0 | 0.027431 | 0 | 0 | 0.027431 | 0 | 6 | 10 | 8 | 2023 | 2050 | 1 | 0 | 0 | 0 | Normal | 0 | 0.0022048 | 0 | 0 |  | 1 units | 1 | 0 | 2.7889e-06 |  | 790.5366 | 7987.3516 | 0 | 0 |  | 2016 | 1.0708
Griddle_New_High-Efficiency | Commercial | Warehouse | New | Food Preparation | Natural Gas | Griddle | E3 | High-Efficiency | 0.65939 | 0 | 0 | 0.036794 | 0 | 0 | 0.036794 | 0 | 6 | 10 | 8 | 2023 | 2050 | 1 | 0 | 0 | 0 | Normal | 0 | 0.0017571 | 0 | 0 |  | 1 units | 1 | 0 | 2.7889e-06 |  | 630.0257 | 10713.9283 | 0 | 0 |  | 2016 | 1.0708
Griddle_New_ | Commercial | Warehouse | New | Food Preparation | Natural Gas | Griddle | E4 |  | 0 | 0 | 0 | 0 | 0 | 0 | 0 | 0 | 0 | 0 | 0 | 0 | 0 | 0 | 0 | 0 | 0 | Normal | 0 | 0 | 0 | 0
Griddle_New_ | Commercial | Warehouse | New | Food Preparation | Natural Gas | Griddle | E5 |  | 0 | 0 | 0 | 0 | 0 | 0 | 0 | 0 | 0 | 0 | 0 | 0 | 0 | 0 | 0 | 0 | 0 | Normal | 0 | 0 | 0 | 0
Griddle_New_ | Commercial | Warehouse | New | Food Preparation | Natural Gas | Griddle | E6 |  | 0 | 0 | 0 | 0 | 0 | 0 | 0 | 0 | 0 | 0 | 0 | 0 | 0 | 0 | 0 | 0 | 0 | Normal | 0 | 0 | 0 | 0
Griddle_New_ | Commercial | Warehouse | New | Food Preparation | Natural Gas | Griddle | E7 |  | 0 | 0 | 0 | 0 | 0 | 0 | 0 | 0 | 0 | 0 | 0 | 0 | 0 | 0 | 0 | 0 | 0 | Normal | 0 | 0 | 0 | 0
Griddle_New_ | Commercial | Warehouse | New | Food Preparation | Natural Gas | Griddle | E8 |  | 0 | 0 | 0 | 0 | 0 | 0 | 0 | 0 | 0 | 0 | 0 | 0 | 0 | 0 | 0 | 0 | 0 | Normal | 0 | 0 | 0 | 0
Griddle_New_ | Commercial | Warehouse | New | Food Preparation | Natural Gas | Griddle | E9 |  | 0 | 0 | 0 | 0 | 0 | 0 | 0 | 0 | 0 | 0 | 0 | 0 | 0 | 0 | 0 | 0 | 0 | Normal | 0 | 0 | 0 | 0
Griddle_New_ | Commercial | Warehouse | New | Food Preparation | Natural Gas | Griddle | E10 |  | 0 | 0 | 0 | 0 | 0 | 0 | 0 | 0 | 0 | 0 | 0 | 0 | 0 | 0 | 0 | 0 | 0 | Normal | 0 | 0 | 0 | 0
Range_New_Typical | Commercial | Warehouse | New | Food Preparation | Natural Gas | Range | E1 | Typical | 1 | 0 | 0 | 0.0062527 | 0 | 0 | 0.0062527 | 0 | 9 | 15 | 12 | 2023 | 2050 | 1 | 0 | 0 | 0 | Normal | 0 | 0.0032432 | 0 | 0 |  | 1 units | 1 | 0 | 2.9747e-06 |  | 857.4828 | 2043.1823 | 0 | 0 |  | 2023 | 0.89459
Range_New_High Efficiency | Commercial | Warehouse | New | Food Preparation | Natural Gas | Range | E2 | High Efficiency | 0.75981 | 0 | 0 | 0.0078133 | 0 | 0 | 0.0078133 | 0 | 9 | 15 | 12 | 2023 | 2050 | 1 | 0 | 0 | 0 | Normal | 0 | 0.0024642 | 0 | 0 |  | 1 units | 1 | 0 | 2.9747e-06 |  | 651.5262 | 2553.125 | 0 | 0 |  | 2023 | 0.89459
Range_New_ | Commercial | Warehouse | New | Food Preparation | Natural Gas | Range | E3 |  | 0 | 0 | 0 | 0 | 0 | 0 | 0 | 0 | 0 | 0 | 0 | 0 | 0 | 0 | 0 | 0 | 0 | Normal | 0 | 0 | 0 | 0
Range_New_ | Commercial | Warehouse | New | Food Preparation | Natural Gas | Range | E4 |  | 0 | 0 | 0 | 0 | 0 | 0 | 0 | 0 | 0 | 0 | 0 | 0 | 0 | 0 | 0 | 0 | 0 | Normal | 0 | 0 | 0 | 0
Range_New_ | Commercial | Warehouse | New | Food Preparation | Natural Gas | Range | E5 |  | 0 | 0 | 0 | 0 | 0 | 0 | 0 | 0 | 0 | 0 | 0 | 0 | 0 | 0 | 0 | 0 | 0 | Normal | 0 | 0 | 0 | 0
Range_New_ | Commercial | Warehouse | New | Food Preparation | Natural Gas | Range | E6 |  | 0 | 0 | 0 | 0 | 0 | 0 | 0 | 0 | 0 | 0 | 0 | 0 | 0 | 0 | 0 | 0 | 0 | Normal | 0 | 0 | 0 | 0
Range_New_ | Commercial | Warehouse | New | Food Preparation | Natural Gas | Range | E7 |  | 0 | 0 | 0 | 0 | 0 | 0 | 0 | 0 | 0 | 0 | 0 | 0 | 0 | 0 | 0 | 0 | 0 | Normal | 0 | 0 | 0 | 0
Range_New_ | Commercial | Warehouse | New | Food Preparation | Natural Gas | Range | E8 |  | 0 | 0 | 0 | 0 | 0 | 0 | 0 | 0 | 0 | 0 | 0 | 0 | 0 | 0 | 0 | 0 | 0 | Normal | 0 | 0 | 0 | 0
Range_New_ | Commercial | Warehouse | New | Food Preparation | Natural Gas | Range | E9 |  | 0 | 0 | 0 | 0 | 0 | 0 | 0 | 0 | 0 | 0 | 0 | 0 | 0 | 0 | 0 | 0 | 0 | Normal | 0 | 0 | 0 | 0
Range_New_ | Commercial | Warehouse | New | Food Preparation | Natural Gas | Range | E10 |  | 0 | 0 | 0 | 0 | 0 | 0 | 0 | 0 | 0 | 0 | 0 | 0 | 0 | 0 | 0 | 0 | 0 | Normal | 0 | 0 | 0 | 0
Steamer_New_Typical | Commercial | Warehouse | New | Food Preparation | Natural Gas | Steamer | E1 | Typical | 1 | 0 | 0 | 0.23 | 0 | 0 | 0.23 | 0 | 9 | 15 | 12 | 2023 | 2021 | 1 | 0 | 0 | 0 | Normal | 0 | 0.0079502 | 0 | 0 |  | 1 units | 1 | 0 | 1.2054e-05 |  | 659.5559 | 19293.381 | 0 | 0 |  | 2024 | 0.85998
Steamer_New_ENERGY STAR (1.2) | Commercial | Warehouse | New | Food Preparation | Natural Gas | Steamer | E2 | ENERGY STAR (1.2) | 0.37076 | 0 | 0 | 0.20462 | 0 | -0.014396 | 0.19022 | 0 | 9 | 15 | 12 | 2023 | 2050 | 1 | 0 | 0 | 0 | Normal | 0 | 0.0029477 | 0 | 0 |  | 1 units | 1 | 0 | 1.2054e-05 |  | 244.5384 | 17164.5079 | 0 | -1388.7391 |  | 2024 | 0.85998
Steamer_New_ | Commercial | Warehouse | New | Food Preparation | Natural Gas | Steamer | E3 |  | 0 | 0 | 0 | 0 | 0 | 0 | 0 | 0 | 0 | 0 | 0 | 0 | 0 | 0 | 0 | 0 | 0 | Normal | 0 | 0 | 0 | 0
Steamer_New_ | Commercial | Warehouse | New | Food Preparation | Natural Gas | Steamer | E4 |  | 0 | 0 | 0 | 0 | 0 | 0 | 0 | 0 | 0 | 0 | 0 | 0 | 0 | 0 | 0 | 0 | 0 | Normal | 0 | 0 | 0 | 0
Steamer_New_ | Commercial | Warehouse | New | Food Preparation | Natural Gas | Steamer | E5 |  | 0 | 0 | 0 | 0 | 0 | 0 | 0 | 0 | 0 | 0 | 0 | 0 | 0 | 0 | 0 | 0 | 0 | Normal | 0 | 0 | 0 | 0
Steamer_New_ | Commercial | Warehouse | New | Food Preparation | Natural Gas | Steamer | E6 |  | 0 | 0 | 0 | 0 | 0 | 0 | 0 | 0 | 0 | 0 | 0 | 0 | 0 | 0 | 0 | 0 | 0 | Normal | 0 | 0 | 0 | 0
Steamer_New_ | Commercial | Warehouse | New | Food Preparation | Natural Gas | Steamer | E7 |  | 0 | 0 | 0 | 0 | 0 | 0 | 0 | 0 | 0 | 0 | 0 | 0 | 0 | 0 | 0 | 0 | 0 | Normal | 0 | 0 | 0 | 0
Steamer_New_ | Commercial | Warehouse | New | Food Preparation | Natural Gas | Steamer | E8 |  | 0 | 0 | 0 | 0 | 0 | 0 | 0 | 0 | 0 | 0 | 0 | 0 | 0 | 0 | 0 | 0 | 0 | Normal | 0 | 0 | 0 | 0
Steamer_New_ | Commercial | Warehouse | New | Food Preparation | Natural Gas | Steamer | E9 |  | 0 | 0 | 0 | 0 | 0 | 0 | 0 | 0 | 0 | 0 | 0 | 0 | 0 | 0 | 0 | 0 | 0 | Normal | 0 | 0 | 0 | 0
Steamer_New_ | Commercial | Warehouse | New | Food Preparation | Natural Gas | Steamer | E10 |  | 0 | 0 | 0 | 0 | 0 | 0 | 0 | 0 | 0 | 0 | 0 | 0 | 0 | 0 | 0 | 0 | 0 | Normal | 0 | 0 | 0 | 0
Commercial Food Prep Other_New_Standard | Commercial | Warehouse | New | Food Preparation | Natural Gas | Commercial Food Prep Other | E1 | Standard | 1 | 0 | 0 | 0.0010926 | 0 | 0 | 0.0010926 | 0 | 8 | 12 | 10 | 2023 | 2050 | 1 | 0 | 0 | 0 | Normal | 0 | 0.0011441 | 0 | 0 |  | 1 units | 1 | 0 | 8.039e-07 |  | 1423.18 | 1000 | 0 | 0 |  | 2010 | 1.1818
Commercial Food Prep Other_New_Efficient | Commercial | Warehouse | New | Food Preparation | Natural Gas | Commercial Food Prep Other | E2 | Efficient | 0.72179 | 0 | 0 | 0.00138 | 0 | 0 | 0.00138 | 0 | 8 | 12 | 10 | 2023 | 2050 | 1 | 0 | 0 | 0 | Normal | 0 | 0.0008258 | 0 | 0 |  | 1 units | 1 | 0 | 8.039e-07 |  | 1027.2384 | 1263.0334 | 0 | 0 |  | 2010 | 1.1818
Commercial Food Prep Other_New_ | Commercial | Warehouse | New | Food Preparation | Natural Gas | Commercial Food Prep Other | E3 |  | 0 | 0 | 0 | 0 | 0 | 0 | 0 | 0 | 0 | 0 | 0 | 0 | 0 | 0 | 0 | 0 | 0 | Normal | 0 | 0 | 0 | 0
Commercial Food Prep Other_New_ | Commercial | Warehouse | New | Food Preparation | Natural Gas | Commercial Food Prep Other | E4 |  | 0 | 0 | 0 | 0 | 0 | 0 | 0 | 0 | 0 | 0 | 0 | 0 | 0 | 0 | 0 | 0 | 0 | Normal | 0 | 0 | 0 | 0
Commercial Food Prep Other_New_ | Commercial | Warehouse | New | Food Preparation | Natural Gas | Commercial Food Prep Other | E5 |  | 0 | 0 | 0 | 0 | 0 | 0 | 0 | 0 | 0 | 0 | 0 | 0 | 0 | 0 | 0 | 0 | 0 | Normal | 0 | 0 | 0 | 0
Commercial Food Prep Other_New_ | Commercial | Warehouse | New | Food Preparation | Natural Gas | Commercial Food Prep Other | E6 |  | 0 | 0 | 0 | 0 | 0 | 0 | 0 | 0 | 0 | 0 | 0 | 0 | 0 | 0 | 0 | 0 | 0 | Normal | 0 | 0 | 0 | 0
Commercial Food Prep Other_New_ | Commercial | Warehouse | New | Food Preparation | Natural Gas | Commercial Food Prep Other | E7 |  | 0 | 0 | 0 | 0 | 0 | 0 | 0 | 0 | 0 | 0 | 0 | 0 | 0 | 0 | 0 | 0 | 0 | Normal | 0 | 0 | 0 | 0
Commercial Food Prep Other_New_ | Commercial | Warehouse | New | Food Preparation | Natural Gas | Commercial Food Prep Other | E8 |  | 0 | 0 | 0 | 0 | 0 | 0 | 0 | 0 | 0 | 0 | 0 | 0 | 0 | 0 | 0 | 0 | 0 | Normal | 0 | 0 | 0 | 0
Commercial Food Prep Other_New_ | Commercial | Warehouse | New | Food Preparation | Natural Gas | Commercial Food Prep Other | E9 |  | 0 | 0 | 0 | 0 | 0 | 0 | 0 | 0 | 0 | 0 | 0 | 0 | 0 | 0 | 0 | 0 | 0 | Normal | 0 | 0 | 0 | 0
Commercial Food Prep Other_New_ | Commercial | Warehouse | New | Food Preparation | Natural Gas | Commercial Food Prep Other | E10 |  | 0 | 0 | 0 | 0 | 0 | 0 | 0 | 0 | 0 | 0 | 0 | 0 | 0 | 0 | 0 | 0 | 0 | Normal | 0 | 0 | 0 | 0
Pool Heater_New_TE 82% (Standard) | Commercial | Warehouse | New | Miscellaneous | Natural Gas | Pool Heater | E1 | TE 82% (Standard) | 1 | 0 | 0 | 0.0054372 | 0.0019838 | 8.2418e-05 | 0.0075035 | 0 | 8 | 14 | 11 | 2023 | 2027 | 1 | 0 | 0 | 0 | Normal | 0 | 0.0089858 | 0 | 0 |  | 1 units | 1 | 0 | 7.5772e-07 |  | 11859 | 6239.8015 | 2618.1698 | 108.77 |  | 2021 | 1
Pool Heater_New_TE 84% (Standard 2028) | Commercial | Warehouse | New | Miscellaneous | Natural Gas | Pool Heater | E2 | TE 84% (Standard 2028) | 0.97622 | 0 | 0 | 0.0059921 | 0.0019761 | 8.2933e-05 | 0.0080511 | 0 | 8 | 14 | 11 | 2023 | 2050 | 1 | 0 | 0 | 0 | Normal | 0 | 0.0087722 | 0 | 0 |  | 1 units | 1 | 0 | 7.5772e-07 |  | 11577 | 6876.516 | 2607.9824 | 109.45 |  | 2021 | 1
Pool Heater_New_TE 95% (Condensing) | Commercial | Warehouse | New | Miscellaneous | Natural Gas | Pool Heater | E3 | TE 95% (Condensing) | 0.86323 | 0 | 0 | 0.0078341 | 0.002171 | 9.1184e-05 | 0.010096 | 0 | 8 | 14 | 11 | 2023 | 2050 | 1 | 0 | 0 | 0 | Normal | 0 | 0.0077568 | 0 | 0 |  | 1 units | 1 | 0 | 7.5772e-07 |  | 10237 | 8990.4079 | 2865.215 | 120.34 |  | 2021 | 1
Pool Heater_New_ | Commercial | Warehouse | New | Miscellaneous | Natural Gas | Pool Heater | E4 |  | 0 | 0 | 0 | 0 | 0 | 0 | 0 | 0 | 0 | 0 | 0 | 0 | 0 | 0 | 0 | 0 | 0 | Normal | 0 | 0 | 0 | 0
Pool Heater_New_ | Commercial | Warehouse | New | Miscellaneous | Natural Gas | Pool Heater | E5 |  | 0 | 0 | 0 | 0 | 0 | 0 | 0 | 0 | 0 | 0 | 0 | 0 | 0 | 0 | 0 | 0 | 0 | Normal | 0 | 0 | 0 | 0
Pool Heater_New_ | Commercial | Warehouse | New | Miscellaneous | Natural Gas | Pool Heater | E6 |  | 0 | 0 | 0 | 0 | 0 | 0 | 0 | 0 | 0 | 0 | 0 | 0 | 0 | 0 | 0 | 0 | 0 | Normal | 0 | 0 | 0 | 0
Pool Heater_New_ | Commercial | Warehouse | New | Miscellaneous | Natural Gas | Pool Heater | E7 |  | 0 | 0 | 0 | 0 | 0 | 0 | 0 | 0 | 0 | 0 | 0 | 0 | 0 | 0 | 0 | 0 | 0 | Normal | 0 | 0 | 0 | 0
Pool Heater_New_ | Commercial | Warehouse | New | Miscellaneous | Natural Gas | Pool Heater | E8 |  | 0 | 0 | 0 | 0 | 0 | 0 | 0 | 0 | 0 | 0 | 0 | 0 | 0 | 0 | 0 | 0 | 0 | Normal | 0 | 0 | 0 | 0
Pool Heater_New_ | Commercial | Warehouse | New | Miscellaneous | Natural Gas | Pool Heater | E9 |  | 0 | 0 | 0 | 0 | 0 | 0 | 0 | 0 | 0 | 0 | 0 | 0 | 0 | 0 | 0 | 0 | 0 | Normal | 0 | 0 | 0 | 0
Pool Heater_New_ | Commercial | Warehouse | New | Miscellaneous | Natural Gas | Pool Heater | E10 |  | 0 | 0 | 0 | 0 | 0 | 0 | 0 | 0 | 0 | 0 | 0 | 0 | 0 | 0 | 0 | 0 | 0 | Normal | 0 | 0 | 0 | 0
Other Miscellaneous_New_Miscellaneous | Commercial | Warehouse | New | Miscellaneous | Natural Gas | Other Miscellaneous | E1 | Miscellaneous | 1 | 0 | 0 | 6.6838e-06 | 0 | 0 | 6.6838e-06 | 0 | 2 | 8 | 5 | 2023 | 2050 | 1 | 0 | 0 | 0 | Normal | 0 | 5.7348e-06 | 0 | 0 |  | 1 units | 1 | 0 | 5.7348e-06 |  | 1 | 1 | 0 | 0 |  | 2020 | 1.0135
Other Miscellaneous_New_ | Commercial | Warehouse | New | Miscellaneous | Natural Gas | Other Miscellaneous | E2 |  | 0 | 0 | 0 | 0 | 0 | 0 | 0 | 0 | 0 | 0 | 0 | 0 | 0 | 0 | 0 | 0 | 0 | Normal | 0 | 0 | 0 | 0
Other Miscellaneous_New_ | Commercial | Warehouse | New | Miscellaneous | Natural Gas | Other Miscellaneous | E3 |  | 0 | 0 | 0 | 0 | 0 | 0 | 0 | 0 | 0 | 0 | 0 | 0 | 0 | 0 | 0 | 0 | 0 | Normal | 0 | 0 | 0 | 0
Other Miscellaneous_New_ | Commercial | Warehouse | New | Miscellaneous | Natural Gas | Other Miscellaneous | E4 |  | 0 | 0 | 0 | 0 | 0 | 0 | 0 | 0 | 0 | 0 | 0 | 0 | 0 | 0 | 0 | 0 | 0 | Normal | 0 | 0 | 0 | 0
Other Miscellaneous_New_ | Commercial | Warehouse | New | Miscellaneous | Natural Gas | Other Miscellaneous | E5 |  | 0 | 0 | 0 | 0 | 0 | 0 | 0 | 0 | 0 | 0 | 0 | 0 | 0 | 0 | 0 | 0 | 0 | Normal | 0 | 0 | 0 | 0
Other Miscellaneous_New_ | Commercial | Warehouse | New | Miscellaneous | Natural Gas | Other Miscellaneous | E6 |  | 0 | 0 | 0 | 0 | 0 | 0 | 0 | 0 | 0 | 0 | 0 | 0 | 0 | 0 | 0 | 0 | 0 | Normal | 0 | 0 | 0 | 0
Other Miscellaneous_New_ | Commercial | Warehouse | New | Miscellaneous | Natural Gas | Other Miscellaneous | E7 |  | 0 | 0 | 0 | 0 | 0 | 0 | 0 | 0 | 0 | 0 | 0 | 0 | 0 | 0 | 0 | 0 | 0 | Normal | 0 | 0 | 0 | 0
Other Miscellaneous_New_ | Commercial | Warehouse | New | Miscellaneous | Natural Gas | Other Miscellaneous | E8 |  | 0 | 0 | 0 | 0 | 0 | 0 | 0 | 0 | 0 | 0 | 0 | 0 | 0 | 0 | 0 | 0 | 0 | Normal | 0 | 0 | 0 | 0
Other Miscellaneous_New_ | Commercial | Warehouse | New | Miscellaneous | Natural Gas | Other Miscellaneous | E9 |  | 0 | 0 | 0 | 0 | 0 | 0 | 0 | 0 | 0 | 0 | 0 | 0 | 0 | 0 | 0 | 0 | 0 | Normal | 0 | 0 | 0 | 0
Other Miscellaneous_New_ | Commercial | Warehouse | New | Miscellaneous | Natural Gas | Other Miscellaneous | E10 |  | 0 | 0 | 0 | 0 | 0 | 0 | 0 | 0 | 0 | 0 | 0 | 0 | 0 | 0 | 0 | 0 | 0 | Normal | 0 | 0 | 0 | 0
Furnace_Existing_TE 90% | Commercial | Warehouse | Existing | Space Heating | Natural Gas | Furnace | E3 | TE 90% | 0.84369 | 0 | 0 | 1.5191 | 0.86382 | 0 | 2.383 | 0 | 17 | 29 | 23 | 2023 | 2050 | 1 | 0 | 0 | 0 | Normal | 0 | 0.077207 | 0 | 0 |  | 140 kBtu/hr | 140 | 0 | 0.04469 |  | 2850 | 4324.0866 | 2827.5902 | 0 |  | 2022 | 0.95704
Furnace_Existing_TE 81% (2023 Standard) | Commercial | Miscellaneous | Existing | Space Heating | Natural Gas | Furnace | E2 | TE 81% (2023 Standard) | 0.90002 | 0 | 0 | 0.68747 | 0.62627 | 0 | 1.3137 | 0 | 17 | 29 | 23 | 2023 | 2050 | 1 | 0 | 0 | 0 | Normal | 0 | 0.087909 | 0 | 0 |  | 140 kBtu/hr | 140 | 0 | 0.0324 |  | 3727 | 2699.0634 | 2827.5902 | 0 |  | 2022 | 0.95704
Furnace_Existing_TE 90% | Commercial | Miscellaneous | Existing | Space Heating | Natural Gas | Furnace | E3 | TE 90% | 0.84376 | 0 | 0 | 1.1014 | 0.62627 | 0 | 1.7276 | 0 | 17 | 29 | 23 | 2023 | 2050 | 1 | 0 | 0 | 0 | Normal | 0 | 0.082413 | 0 | 0 |  | 140 kBtu/hr | 140 | 0 | 0.0324 |  | 3494 | 4324.0866 | 2827.5902 | 0 |  | 2022 | 0.95704
Furnace_Existing_TE 96% | Commercial | Miscellaneous | Existing | Space Heating | Natural Gas | Furnace | E4 | TE 96% | 0.79102 | 0 | 0 | 1.7721 | 0.86004 | 0 | 2.6322 | 0 | 17 | 29 | 23 | 2023 | 2050 | 1 | 0 | 0 | 0 | Normal | 0 | 0.077262 | 0 | 0 |  | 140 kBtu/hr | 140 | 0 | 0.0324 |  | 3275.625 | 6957.4606 | 3883.0501 | 0 |  | 2022 | 0.95704
Furnace_Existing_Dual-Fuel Heat Pump - TE 81% | Commercial | Miscellaneous | Existing | Space Heating | Natural Gas | Furnace | E5 | Dual-Fuel Heat Pump - TE 81% | 0.32 | 0 | 0 | 4.2013 | 0.62627 | 0.27074 | 5.0983 | 0 | 16 | 26 | 21 | 2023 | 2050 | 1 | 0 | 0 | 0 | Normal | 0 | 0.031256 | 0 | 0 |  | 140 kBtu/hr | 140 | 0 | 0.0324 |  | 1325.12 | 16494.619 | 2827.5902 | 0 |  | 2022 | 0.95704
Furnace_Existing_Dual-Fuel Heat Pump - TE 96% | Commercial | Miscellaneous | Existing | Space Heating | Natural Gas | Furnace | E6 | Dual-Fuel Heat Pump - TE 96% | 0.2963 | 0 | 0 | 5.286 | 0.86004 | 0.27074 | 6.4167 | 0 | 16 | 26 | 21 | 2023 | 2050 | 1 | 0 | 0 | 0 | Normal | 0 | 0.02894 | 0 | 0 |  | 140 kBtu/hr | 140 | 0 | 0.0324 |  | 1226.963 | 20753.0162 | 3883.0501 | 0 |  | 2022 | 0.95704
Furnace_Existing_ | Commercial | Miscellaneous | Existing | Space Heating | Natural Gas | Furnace | E7 |  | 0 | 0 | 0 | 0 | 0 | 0 | 0 | 0 | 0 | 0 | 0 | 0 | 0 | 0 | 0 | 0 | 0 | Normal | 0 | 0 | 0 | 0
Furnace_Existing_ | Commercial | Miscellaneous | Existing | Space Heating | Natural Gas | Furnace | E8 |  | 0 | 0 | 0 | 0 | 0 | 0 | 0 | 0 | 0 | 0 | 0 | 0 | 0 | 0 | 0 | 0 | 0 | Normal | 0 | 0 | 0 | 0
Furnace_Existing_ | Commercial | Miscellaneous | Existing | Space Heating | Natural Gas | Furnace | E9 |  | 0 | 0 | 0 | 0 | 0 | 0 | 0 | 0 | 0 | 0 | 0 | 0 | 0 | 0 | 0 | 0 | 0 | Normal | 0 | 0 | 0 | 0
Furnace_Existing_ | Commercial | Miscellaneous | Existing | Space Heating | Natural Gas | Furnace | E10 |  | 0 | 0 | 0 | 0 | 0 | 0 | 0 | 0 | 0 | 0 | 0 | 0 | 0 | 0 | 0 | 0 | 0 | Normal | 0 | 0 | 0 | 0
Boiler_Existing_TE 80% | Commercial | Miscellaneous | Existing | Space Heating | Natural Gas | Boiler | E1 | TE 80% | 1 | 0 | 0 | 1.1089 | 0.55405 | 0 | 1.663 | 0 | 19 | 31 | 25 | 2023 | 2023 | 1 | 0 | 0 | 0 | Normal | 0 | 0.58464 | 0 | 0 |  | 514 kBtu/hr | 514 | 0 | 0.0324 |  | 35131 | 14115.0337 | 8110 | 0 |  | 2015 | 1.0838
Boiler_Existing_TE 84% | Commercial | Miscellaneous | Existing | Space Heating | Natural Gas | Boiler | E2 | TE 84% | 0.95238 | 0 | 0 | 1.4021 | 0.55405 | 0 | 1.9561 | 0 | 19 | 31 | 25 | 2023 | 2023 | 1 | 0 | 0 | 0 | Normal | 0 | 0.5568 | 0 | 0 |  | 514 kBtu/hr | 514 | 0 | 0.0324 |  | 33458 | 17846.3457 | 8110 | 0 |  | 2015 | 1.0838
Boiler_Existing_TE 90% (2024 WA Standard) | Commercial | Miscellaneous | Existing | Space Heating | Natural Gas | Boiler | E3 | TE 90% (2024 WA Standard) | 0.88887 | 0 | 0 | 1.817 | 0.62342 | 0 | 2.4404 | 0 | 19 | 31 | 25 | 2023 | 2050 | 1 | 0 | 0 | 0 | Normal | 0 | 0.51967 | 0 | 0 |  | 514 kBtu/hr | 514 | 0 | 0.0324 |  | 31227 | 23127.2898 | 9125.5667 | 0 |  | 2015 | 1.0838
Boiler_Existing_TE 94% (ENERGY STAR 1.0) | Commercial | Miscellaneous | Existing | Space Heating | Natural Gas | Boiler | E4 | TE 94% (ENERGY STAR 1.0) | 0.85107 | 0 | 0 | 2.1048 | 0.62342 | 0 | 2.7282 | 0 | 19 | 31 | 25 | 2023 | 2050 | 1 | 0 | 0 | 0 | Normal | 0 | 0.49757 | 0 | 0 |  | 514 kBtu/hr | 514 | 0 | 0.0324 |  | 29899 | 26790.429 | 9125.5667 | 0 |  | 2015 | 1.0838
Boiler_Existing_TE 98% | Commercial | Miscellaneous | Existing | Space Heating | Natural Gas | Boiler | E5 | TE 98% | 0.81632 | 0 | 0 | 2.3925 | 0.62342 | 0 | 3.016 | 0 | 19 | 31 | 25 | 2023 | 2050 | 1 | 0 | 0 | 0 | Normal | 0 | 0.47725 | 0 | 0 |  | 514 kBtu/hr | 514 | 0 | 0.0324 |  | 28678 | 30453.5682 | 9125.5667 | 0 |  | 2015 | 1.0838
Boiler_Existing_ | Commercial | Miscellaneous | Existing | Space Heating | Natural Gas | Boiler | E6 |  | 0 | 0 | 0 | 0 | 0 | 0 | 0 | 0 | 0 | 0 | 0 | 0 | 0 | 0 | 0 | 0 | 0 | Normal | 0 | 0 | 0 | 0
Boiler_Existing_ | Commercial | Miscellaneous | Existing | Space Heating | Natural Gas | Boiler | E7 |  | 0 | 0 | 0 | 0 | 0 | 0 | 0 | 0 | 0 | 0 | 0 | 0 | 0 | 0 | 0 | 0 | 0 | Normal | 0 | 0 | 0 | 0
Boiler_Existing_ | Commercial | Miscellaneous | Existing | Space Heating | Natural Gas | Boiler | E8 |  | 0 | 0 | 0 | 0 | 0 | 0 | 0 | 0 | 0 | 0 | 0 | 0 | 0 | 0 | 0 | 0 | 0 | Normal | 0 | 0 | 0 | 0
Boiler_Existing_ | Commercial | Miscellaneous | Existing | Space Heating | Natural Gas | Boiler | E9 |  | 0 | 0 | 0 | 0 | 0 | 0 | 0 | 0 | 0 | 0 | 0 | 0 | 0 | 0 | 0 | 0 | 0 | Normal | 0 | 0 | 0 | 0
Boiler_Existing_ | Commercial | Miscellaneous | Existing | Space Heating | Natural Gas | Boiler | E10 |  | 0 | 0 | 0 | 0 | 0 | 0 | 0 | 0 | 0 | 0 | 0 | 0 | 0 | 0 | 0 | 0 | 0 | Normal | 0 | 0 | 0 | 0
Unit Heater_Existing_Standard (TE 80%) | Commercial | Miscellaneous | Existing | Space Heating | Natural Gas | Unit Heater | E1 | Standard (TE 80%) | 1 | 0 | 0 | 0.033524 | 0.028595 | 0 | 0.06212 | 0 | 9 | 15 | 12 | 2023 | 2050 | 1 | 0 | 0 | 0 | Normal | 0 | 0.049439 | 0 | 0 |  | 120 kBtu/hr | 120 | 0 | 2.1856e-05 |  | 2262 | 1274.4 | 1250.082 | 0 |  | 2018 | 1.0466
Unit Heater_Existing_Condensing (TE 90%) | Commercial | Miscellaneous | Existing | Space Heating | Natural Gas | Unit Heater | E2 | Condensing (TE 90%) | 0.86111 | 0 | 0 | 0.1072 | 0.034223 | 0 | 0.14143 | 0 | 9 | 15 | 12 | 2023 | 2050 | 1 | 0 | 0 | 0 | Normal | 0 | 0.042572 | 0 | 0 |  | 120 kBtu/hr | 120 | 0 | 2.1856e-05 |  | 1947.8333 | 4075.2 | 1496.122 | 0 |  | 2018 | 1.0466
Unit Heater_Existing_Infrared Radiant | Commercial | Miscellaneous | Existing | Space Heating | Natural Gas | Unit Heater | E3 | Infrared Radiant | 0.8 | 0 | 0 | 0.046309 | 0.028595 | 0 | 0.074904 | 0 | 9 | 15 | 12 | 2023 | 2050 | 1 | 0 | 0 | 0 | Normal | 0 | 0.039551 | 0 | 0 |  | 120 kBtu/hr | 120 | 0 | 2.1856e-05 |  | 1809.6 | 1760.4 | 1250.082 | 0 |  | 2018 | 1.0466
Unit Heater_Existing_ | Commercial | Miscellaneous | Existing | Space Heating | Natural Gas | Unit Heater | E4 |  | 0 | 0 | 0 | 0 | 0 | 0 | 0 | 0 | 0 | 0 | 0 | 0 | 0 | 0 | 0 | 0 | 0 | Normal | 0 | 0 | 0 | 0
Unit Heater_Existing_ | Commercial | Miscellaneous | Existing | Space Heating | Natural Gas | Unit Heater | E5 |  | 0 | 0 | 0 | 0 | 0 | 0 | 0 | 0 | 0 | 0 | 0 | 0 | 0 | 0 | 0 | 0 | 0 | Normal | 0 | 0 | 0 | 0
Unit Heater_Existing_ | Commercial | Miscellaneous | Existing | Space Heating | Natural Gas | Unit Heater | E6 |  | 0 | 0 | 0 | 0 | 0 | 0 | 0 | 0 | 0 | 0 | 0 | 0 | 0 | 0 | 0 | 0 | 0 | Normal | 0 | 0 | 0 | 0
Unit Heater_Existing_ | Commercial | Miscellaneous | Existing | Space Heating | Natural Gas | Unit Heater | E7 |  | 0 | 0 | 0 | 0 | 0 | 0 | 0 | 0 | 0 | 0 | 0 | 0 | 0 | 0 | 0 | 0 | 0 | Normal | 0 | 0 | 0 | 0
Unit Heater_Existing_ | Commercial | Miscellaneous | Existing | Space Heating | Natural Gas | Unit Heater | E8 |  | 0 | 0 | 0 | 0 | 0 | 0 | 0 | 0 | 0 | 0 | 0 | 0 | 0 | 0 | 0 | 0 | 0 | Normal | 0 | 0 | 0 | 0
Unit Heater_Existing_ | Commercial | Miscellaneous | Existing | Space Heating | Natural Gas | Unit Heater | E9 |  | 0 | 0 | 0 | 0 | 0 | 0 | 0 | 0 | 0 | 0 | 0 | 0 | 0 | 0 | 0 | 0 | 0 | Normal | 0 | 0 | 0 | 0
Unit Heater_Existing_ | Commercial | Miscellaneous | Existing | Space Heating | Natural Gas | Unit Heater | E10 |  | 0 | 0 | 0 | 0 | 0 | 0 | 0 | 0 | 0 | 0 | 0 | 0 | 0 | 0 | 0 | 0 | 0 | Normal | 0 | 0 | 0 | 0
Water Heater_Existing_TE 80% | Commercial | Miscellaneous | Existing | Water Heating | Natural Gas | Water Heater | E1 | TE 80% | 1 | 0 | 0 | 0.078487 | 0 | 0.0034781 | 0.081966 | 0 | 8 | 12 | 10 | 2023 | 2050 | 1 | 0 | 0 | 0 | Normal | 0 | 0.12435 | 0 | 0 |  | 200 kBtu/hr | 200 | 0 | 0.002333 |  | 416 | 6113.5678 | 0 | 311.5578 |  | 2022 | 0.95704
Water Heater_Existing_TE 94% (ENERGY STAR 2.0) | Commercial | Miscellaneous | Existing | Water Heating | Natural Gas | Water Heater | E2 | TE 94% (ENERGY STAR 2.0) | 0.85096 | 0 | 0 | 0.096982 | 0 | 0.0035791 | 0.10056 | 0 | 8 | 12 | 10 | 2023 | 2050 | 1 | 0 | 0 | 0 | Normal | 0 | 0.10582 | 0 | 0 |  | 200 kBtu/hr | 200 | 0 | 0.002333 |  | 354 | 7554.1856 | 0 | 320.603 |  | 2022 | 0.95704
Water Heater_Existing_TE 96% (Instantaneous) | Commercial | Miscellaneous | Existing | Water Heating | Natural Gas | Water Heater | E3 | TE 96% (Instantaneous) | 0.83173 | 0 | 0 | 0.13863 | 0 | 0.006203 | 0.14484 | 0 | 13 | 21 | 17 | 2023 | 2050 | 1 | 0 | 0 | 0 | Normal | 0 | 0.10343 | 0 | 0 |  | 200 kBtu/hr | 200 | 0 | 0.002333 |  | 346 | 10798.4962 | 0 | 555.6391 |  | 2022 | 0.95704
Water Heater_Existing_ | Commercial | Miscellaneous | Existing | Water Heating | Natural Gas | Water Heater | E4 |  | 0 | 0 | 0 | 0 | 0 | 0 | 0 | 0 | 0 | 0 | 0 | 0 | 0 | 0 | 0 | 0 | 0 | Normal | 0 | 0 | 0 | 0
Water Heater_Existing_ | Commercial | Miscellaneous | Existing | Water Heating | Natural Gas | Water Heater | E5 |  | 0 | 0 | 0 | 0 | 0 | 0 | 0 | 0 | 0 | 0 | 0 | 0 | 0 | 0 | 0 | 0 | 0 | Normal | 0 | 0 | 0 | 0
Water Heater_Existing_ | Commercial | Miscellaneous | Existing | Water Heating | Natural Gas | Water Heater | E6 |  | 0 | 0 | 0 | 0 | 0 | 0 | 0 | 0 | 0 | 0 | 0 | 0 | 0 | 0 | 0 | 0 | 0 | Normal | 0 | 0 | 0 | 0
Water Heater_Existing_ | Commercial | Miscellaneous | Existing | Water Heating | Natural Gas | Water Heater | E7 |  | 0 | 0 | 0 | 0 | 0 | 0 | 0 | 0 | 0 | 0 | 0 | 0 | 0 | 0 | 0 | 0 | 0 | Normal | 0 | 0 | 0 | 0
Water Heater_Existing_ | Commercial | Miscellaneous | Existing | Water Heating | Natural Gas | Water Heater | E8 |  | 0 | 0 | 0 | 0 | 0 | 0 | 0 | 0 | 0 | 0 | 0 | 0 | 0 | 0 | 0 | 0 | 0 | Normal | 0 | 0 | 0 | 0
Water Heater_Existing_ | Commercial | Miscellaneous | Existing | Water Heating | Natural Gas | Water Heater | E9 |  | 0 | 0 | 0 | 0 | 0 | 0 | 0 | 0 | 0 | 0 | 0 | 0 | 0 | 0 | 0 | 0 | 0 | Normal | 0 | 0 | 0 | 0
Water Heater_Existing_ | Commercial | Miscellaneous | Existing | Water Heating | Natural Gas | Water Heater | E10 |  | 0 | 0 | 0 | 0 | 0 | 0 | 0 | 0 | 0 | 0 | 0 | 0 | 0 | 0 | 0 | 0 | 0 | Normal | 0 | 0 | 0 | 0
Oven_Existing_Standard | Commercial | Miscellaneous | Existing | Food Preparation | Natural Gas | Oven | E1 | Standard | 1 | 0 | 0 | 0.3758 | 0 | 0 | 0.3758 | 0 | 9 | 15 | 12 | 2023 | 2050 | 1 | 0 | 0 | 0 | Normal | 0 | 0.017988 | 0 | 0 |  | 1 units | 1 | 0 | 1.504e-05 |  | 1196.0712 | 20292 | 0 | 0 |  | 2016 | 1.0708
Oven_Existing_ENERGY STAR (3.0) | Commercial | Miscellaneous | Existing | Food Preparation | Natural Gas | Oven | E2 | ENERGY STAR (3.0) | 0.5676 | 0 | 0 | 0.45389 | 0 | 0 | 0.45389 | 0 | 9 | 15 | 12 | 2023 | 2050 | 1 | 0 | 0 | 0 | Normal | 0 | 0.01021 | 0 | 0 |  | 1 units | 1 | 0 | 1.504e-05 |  | 678.8891 | 24509 | 0 | 0 |  | 2016 | 1.0708
Oven_Existing_ | Commercial | Miscellaneous | Existing | Food Preparation | Natural Gas | Oven | E3 |  | 0 | 0 | 0 | 0 | 0 | 0 | 0 | 0 | 0 | 0 | 0 | 0 | 0 | 0 | 0 | 0 | 0 | Normal | 0 | 0 | 0 | 0
Oven_Existing_ | Commercial | Miscellaneous | Existing | Food Preparation | Natural Gas | Oven | E4 |  | 0 | 0 | 0 | 0 | 0 | 0 | 0 | 0 | 0 | 0 | 0 | 0 | 0 | 0 | 0 | 0 | 0 | Normal | 0 | 0 | 0 | 0
Oven_Existing_ | Commercial | Miscellaneous | Existing | Food Preparation | Natural Gas | Oven | E5 |  | 0 | 0 | 0 | 0 | 0 | 0 | 0 | 0 | 0 | 0 | 0 | 0 | 0 | 0 | 0 | 0 | 0 | Normal | 0 | 0 | 0 | 0
Oven_Existing_ | Commercial | Miscellaneous | Existing | Food Preparation | Natural Gas | Oven | E6 |  | 0 | 0 | 0 | 0 | 0 | 0 | 0 | 0 | 0 | 0 | 0 | 0 | 0 | 0 | 0 | 0 | 0 | Normal | 0 | 0 | 0 | 0
Oven_Existing_ | Commercial | Miscellaneous | Existing | Food Preparation | Natural Gas | Oven | E7 |  | 0 | 0 | 0 | 0 | 0 | 0 | 0 | 0 | 0 | 0 | 0 | 0 | 0 | 0 | 0 | 0 | 0 | Normal | 0 | 0 | 0 | 0
Oven_Existing_ | Commercial | Miscellaneous | Existing | Food Preparation | Natural Gas | Oven | E8 |  | 0 | 0 | 0 | 0 | 0 | 0 | 0 | 0 | 0 | 0 | 0 | 0 | 0 | 0 | 0 | 0 | 0 | Normal | 0 | 0 | 0 | 0
Oven_Existing_ | Commercial | Miscellaneous | Existing | Food Preparation | Natural Gas | Oven | E9 |  | 0 | 0 | 0 | 0 | 0 | 0 | 0 | 0 | 0 | 0 | 0 | 0 | 0 | 0 | 0 | 0 | 0 | Normal | 0 | 0 | 0 | 0
Oven_Existing_ | Commercial | Miscellaneous | Existing | Food Preparation | Natural Gas | Oven | E10 |  | 0 | 0 | 0 | 0 | 0 | 0 | 0 | 0 | 0 | 0 | 0 | 0 | 0 | 0 | 0 | 0 | 0 | Normal | 0 | 0 | 0 | 0
Conveyor Oven_Existing_Standard | Commercial | Miscellaneous | Existing | Food Preparation | Natural Gas | Conveyor Oven | E1 | Standard | 1 | 0 | 0 | 0.18706 | 0 | 0 | 0.18706 | 0 | 9 | 15 | 12 | 2023 | 2050 | 1 | 0 | 0 | 0 | Normal | 0 | 0.015613 | 0 | 0 |  | 1 units | 1 | 0 | 6.7589e-06 |  | 2310 | 27984.53 | 0 | 0 |  | 2024 | 0.85998
Conveyor Oven_Existing_Efficient (>42% Baking Efficiency) | Commercial | Miscellaneous | Existing | Food Preparation | Natural Gas | Conveyor Oven | E2 | Efficient (>42% Baking Efficiency) | 0.78355 | 0 | 0 | 0.201 | 0 | 0 | 0.201 | 0 | 9 | 15 | 12 | 2023 | 2050 | 1 | 0 | 0 | 0 | Normal | 0 | 0.012234 | 0 | 0 |  | 1 units | 1 | 0 | 6.7589e-06 |  | 1810 | 30069.91 | 0 | 0 |  | 2024 | 0.85998
Conveyor Oven_Existing_ | Commercial | Miscellaneous | Existing | Food Preparation | Natural Gas | Conveyor Oven | E3 |  | 0 | 0 | 0 | 0 | 0 | 0 | 0 | 0 | 0 | 0 | 0 | 0 | 0 | 0 | 0 | 0 | 0 | Normal | 0 | 0 | 0 | 0
Conveyor Oven_Existing_ | Commercial | Miscellaneous | Existing | Food Preparation | Natural Gas | Conveyor Oven | E4 |  | 0 | 0 | 0 | 0 | 0 | 0 | 0 | 0 | 0 | 0 | 0 | 0 | 0 | 0 | 0 | 0 | 0 | Normal | 0 | 0 | 0 | 0
Conveyor Oven_Existing_ | Commercial | Miscellaneous | Existing | Food Preparation | Natural Gas | Conveyor Oven | E5 |  | 0 | 0 | 0 | 0 | 0 | 0 | 0 | 0 | 0 | 0 | 0 | 0 | 0 | 0 | 0 | 0 | 0 | Normal | 0 | 0 | 0 | 0
Conveyor Oven_Existing_ | Commercial | Miscellaneous | Existing | Food Preparation | Natural Gas | Conveyor Oven | E6 |  | 0 | 0 | 0 | 0 | 0 | 0 | 0 | 0 | 0 | 0 | 0 | 0 | 0 | 0 | 0 | 0 | 0 | Normal | 0 | 0 | 0 | 0
Conveyor Oven_Existing_ | Commercial | Miscellaneous | Existing | Food Preparation | Natural Gas | Conveyor Oven | E7 |  | 0 | 0 | 0 | 0 | 0 | 0 | 0 | 0 | 0 | 0 | 0 | 0 | 0 | 0 | 0 | 0 | 0 | Normal | 0 | 0 | 0 | 0
Conveyor Oven_Existing_ | Commercial | Miscellaneous | Existing | Food Preparation | Natural Gas | Conveyor Oven | E8 |  | 0 | 0 | 0 | 0 | 0 | 0 | 0 | 0 | 0 | 0 | 0 | 0 | 0 | 0 | 0 | 0 | 0 | Normal | 0 | 0 | 0 | 0
Conveyor Oven_Existing_ | Commercial | Miscellaneous | Existing | Food Preparation | Natural Gas | Conveyor Oven | E9 |  | 0 | 0 | 0 | 0 | 0 | 0 | 0 | 0 | 0 | 0 | 0 | 0 | 0 | 0 | 0 | 0 | 0 | Normal | 0 | 0 | 0 | 0
Conveyor Oven_Existing_ | Commercial | Miscellaneous | Existing | Food Preparation | Natural Gas | Conveyor Oven | E10 |  | 0 | 0 | 0 | 0 | 0 | 0 | 0 | 0 | 0 | 0 | 0 | 0 | 0 | 0 | 0 | 0 | 0 | Normal | 0 | 0 | 0 | 0
Rack Oven_Existing_Standard | Commercial | Miscellaneous | Existing | Food Preparation | Natural Gas | Rack Oven | E1 | Standard | 1 | 0 | 0 | 0.12516 | 0 | 0 | 0.12516 | 0 | 10 | 17 | 13.5 | 2023 | 2050 | 1 | 0 | 0 | 0 | Normal | 0 | 0.015027 | 0 | 0 |  | 1 units | 1 | 0 | 6.7544e-06 |  | 2224.7707 | 18736.2411 | 0 | 0 |  | 2024 | 0.85998
Rack Oven_Existing_ENERGY STAR (3.0) | Commercial | Miscellaneous | Existing | Food Preparation | Natural Gas | Rack Oven | E2 | ENERGY STAR (3.0) | 0.84734 | 0 | 0 | 0.1355 | 0 | 0 | 0.1355 | 0 | 10 | 17 | 13.5 | 2023 | 2050 | 1 | 0 | 0 | 0 | Normal | 0 | 0.012733 | 0 | 0 |  | 1 units | 1 | 0 | 6.7544e-06 |  | 1885.1273 | 20284.2411 | 0 | 0 |  | 2024 | 0.85998
Rack Oven_Existing_ | Commercial | Miscellaneous | Existing | Food Preparation | Natural Gas | Rack Oven | E3 |  | 0 | 0 | 0 | 0 | 0 | 0 | 0 | 0 | 0 | 0 | 0 | 0 | 0 | 0 | 0 | 0 | 0 | Normal | 0 | 0 | 0 | 0
Rack Oven_Existing_ | Commercial | Miscellaneous | Existing | Food Preparation | Natural Gas | Rack Oven | E4 |  | 0 | 0 | 0 | 0 | 0 | 0 | 0 | 0 | 0 | 0 | 0 | 0 | 0 | 0 | 0 | 0 | 0 | Normal | 0 | 0 | 0 | 0
Rack Oven_Existing_ | Commercial | Miscellaneous | Existing | Food Preparation | Natural Gas | Rack Oven | E5 |  | 0 | 0 | 0 | 0 | 0 | 0 | 0 | 0 | 0 | 0 | 0 | 0 | 0 | 0 | 0 | 0 | 0 | Normal | 0 | 0 | 0 | 0
Rack Oven_Existing_ | Commercial | Miscellaneous | Existing | Food Preparation | Natural Gas | Rack Oven | E6 |  | 0 | 0 | 0 | 0 | 0 | 0 | 0 | 0 | 0 | 0 | 0 | 0 | 0 | 0 | 0 | 0 | 0 | Normal | 0 | 0 | 0 | 0
Rack Oven_Existing_ | Commercial | Miscellaneous | Existing | Food Preparation | Natural Gas | Rack Oven | E7 |  | 0 | 0 | 0 | 0 | 0 | 0 | 0 | 0 | 0 | 0 | 0 | 0 | 0 | 0 | 0 | 0 | 0 | Normal | 0 | 0 | 0 | 0
Rack Oven_Existing_ | Commercial | Miscellaneous | Existing | Food Preparation | Natural Gas | Rack Oven | E8 |  | 0 | 0 | 0 | 0 | 0 | 0 | 0 | 0 | 0 | 0 | 0 | 0 | 0 | 0 | 0 | 0 | 0 | Normal | 0 | 0 | 0 | 0
Rack Oven_Existing_ | Commercial | Miscellaneous | Existing | Food Preparation | Natural Gas | Rack Oven | E9 |  | 0 | 0 | 0 | 0 | 0 | 0 | 0 | 0 | 0 | 0 | 0 | 0 | 0 | 0 | 0 | 0 | 0 | Normal | 0 | 0 | 0 | 0
Rack Oven_Existing_ | Commercial | Miscellaneous | Existing | Food Preparation | Natural Gas | Rack Oven | E10 |  | 0 | 0 | 0 | 0 | 0 | 0 | 0 | 0 | 0 | 0 | 0 | 0 | 0 | 0 | 0 | 0 | 0 | Normal | 0 | 0 | 0 | 0
Fryer_Existing_Standard | Commercial | Miscellaneous | Existing | Food Preparation | Natural Gas | Fryer | E1 | Standard | 1 | 0 | 0 | 0.099791 | 0 | 0 | 0.099791 | 0 | 8 | 14 | 11 | 2023 | 2021 | 1 | 0 | 0 | 0 | Normal | 0 | 0.02851 | 0 | 0 |  | 1 units | 1 | 0 | 3.7428e-05 |  | 761.7258 | 2695.9053 | 0 | 0 |  | 2024 | 0.85998
Fryer_Existing_ENERGY STAR (3.0) | Commercial | Miscellaneous | Existing | Food Preparation | Natural Gas | Fryer | E2 | ENERGY STAR (3.0) | 0.74928 | 0 | 0 | 0.4644 | 0 | 0 | 0.4644 | 0 | 8 | 14 | 11 | 2023 | 2050 | 1 | 0 | 0 | 0 | Normal | 0 | 0.021362 | 0 | 0 |  | 1 units | 1 | 0 | 3.7428e-05 |  | 570.7473 | 12546.0625 | 0 | 0 |  | 2024 | 0.85998
Fryer_Existing_ | Commercial | Miscellaneous | Existing | Food Preparation | Natural Gas | Fryer | E3 |  | 0 | 0 | 0 | 0 | 0 | 0 | 0 | 0 | 0 | 0 | 0 | 0 | 0 | 0 | 0 | 0 | 0 | Normal | 0 | 0 | 0 | 0
Fryer_Existing_ | Commercial | Miscellaneous | Existing | Food Preparation | Natural Gas | Fryer | E4 |  | 0 | 0 | 0 | 0 | 0 | 0 | 0 | 0 | 0 | 0 | 0 | 0 | 0 | 0 | 0 | 0 | 0 | Normal | 0 | 0 | 0 | 0
Fryer_Existing_ | Commercial | Miscellaneous | Existing | Food Preparation | Natural Gas | Fryer | E5 |  | 0 | 0 | 0 | 0 | 0 | 0 | 0 | 0 | 0 | 0 | 0 | 0 | 0 | 0 | 0 | 0 | 0 | Normal | 0 | 0 | 0 | 0
Fryer_Existing_ | Commercial | Miscellaneous | Existing | Food Preparation | Natural Gas | Fryer | E6 |  | 0 | 0 | 0 | 0 | 0 | 0 | 0 | 0 | 0 | 0 | 0 | 0 | 0 | 0 | 0 | 0 | 0 | Normal | 0 | 0 | 0 | 0
Fryer_Existing_ | Commercial | Miscellaneous | Existing | Food Preparation | Natural Gas | Fryer | E7 |  | 0 | 0 | 0 | 0 | 0 | 0 | 0 | 0 | 0 | 0 | 0 | 0 | 0 | 0 | 0 | 0 | 0 | Normal | 0 | 0 | 0 | 0
Fryer_Existing_ | Commercial | Miscellaneous | Existing | Food Preparation | Natural Gas | Fryer | E8 |  | 0 | 0 | 0 | 0 | 0 | 0 | 0 | 0 | 0 | 0 | 0 | 0 | 0 | 0 | 0 | 0 | 0 | Normal | 0 | 0 | 0 | 0
Fryer_Existing_ | Commercial | Miscellaneous | Existing | Food Preparation | Natural Gas | Fryer | E9 |  | 0 | 0 | 0 | 0 | 0 | 0 | 0 | 0 | 0 | 0 | 0 | 0 | 0 | 0 | 0 | 0 | 0 | Normal | 0 | 0 | 0 | 0
Fryer_Existing_ | Commercial | Miscellaneous | Existing | Food Preparation | Natural Gas | Fryer | E10 |  | 0 | 0 | 0 | 0 | 0 | 0 | 0 | 0 | 0 | 0 | 0 | 0 | 0 | 0 | 0 | 0 | 0 | Normal | 0 | 0 | 0 | 0
Broiler_Existing_Typical | Commercial | Miscellaneous | Existing | Food Preparation | Natural Gas | Broiler | E1 | Typical | 1 | 0 | 0 | 0.097122 | 0 | 0 | 0.097122 | 0 | 9 | 15 | 12 | 2023 | 2050 | 0.5 | 0 | 0 | 0 | Normal | 0 | 0.022828 | 0 | 0 |  | 1 units | 1 | 0 | 2.014e-05 |  | 1133.496 | 4687.5 | 0 | 0 |  | 2023 | 0.89459
Broiler_Existing_Infrared Burners | Commercial | Miscellaneous | Existing | Food Preparation | Natural Gas | Broiler | E2 | Infrared Burners | 0.63295 | 0 | 0 | 0.13545 | 0 | 0 | 0.13545 | 0 | 9 | 15 | 12 | 2023 | 2050 | 0.5 | 0 | 0 | 0 | Normal | 0 | 0.014449 | 0 | 0 |  | 1 units | 1 | 0 | 2.014e-05 |  | 717.444 | 6537.5 | 0 | 0 |  | 2023 | 0.89459
Broiler_Existing_ | Commercial | Miscellaneous | Existing | Food Preparation | Natural Gas | Broiler | E3 |  | 0 | 0 | 0 | 0 | 0 | 0 | 0 | 0 | 0 | 0 | 0 | 0 | 0 | 0 | 0 | 0 | 0 | Normal | 0 | 0 | 0 | 0
Broiler_Existing_ | Commercial | Miscellaneous | Existing | Food Preparation | Natural Gas | Broiler | E4 |  | 0 | 0 | 0 | 0 | 0 | 0 | 0 | 0 | 0 | 0 | 0 | 0 | 0 | 0 | 0 | 0 | 0 | Normal | 0 | 0 | 0 | 0
Broiler_Existing_ | Commercial | Miscellaneous | Existing | Food Preparation | Natural Gas | Broiler | E5 |  | 0 | 0 | 0 | 0 | 0 | 0 | 0 | 0 | 0 | 0 | 0 | 0 | 0 | 0 | 0 | 0 | 0 | Normal | 0 | 0 | 0 | 0
Broiler_Existing_ | Commercial | Miscellaneous | Existing | Food Preparation | Natural Gas | Broiler | E6 |  | 0 | 0 | 0 | 0 | 0 | 0 | 0 | 0 | 0 | 0 | 0 | 0 | 0 | 0 | 0 | 0 | 0 | Normal | 0 | 0 | 0 | 0
Broiler_Existing_ | Commercial | Miscellaneous | Existing | Food Preparation | Natural Gas | Broiler | E7 |  | 0 | 0 | 0 | 0 | 0 | 0 | 0 | 0 | 0 | 0 | 0 | 0 | 0 | 0 | 0 | 0 | 0 | Normal | 0 | 0 | 0 | 0
Broiler_Existing_ | Commercial | Miscellaneous | Existing | Food Preparation | Natural Gas | Broiler | E8 |  | 0 | 0 | 0 | 0 | 0 | 0 | 0 | 0 | 0 | 0 | 0 | 0 | 0 | 0 | 0 | 0 | 0 | Normal | 0 | 0 | 0 | 0
Broiler_Existing_ | Commercial | Miscellaneous | Existing | Food Preparation | Natural Gas | Broiler | E9 |  | 0 | 0 | 0 | 0 | 0 | 0 | 0 | 0 | 0 | 0 | 0 | 0 | 0 | 0 | 0 | 0 | 0 | Normal | 0 | 0 | 0 | 0
Broiler_Existing_ | Commercial | Miscellaneous | Existing | Food Preparation | Natural Gas | Broiler | E10 |  | 0 | 0 | 0 | 0 | 0 | 0 | 0 | 0 | 0 | 0 | 0 | 0 | 0 | 0 | 0 | 0 | 0 | Normal | 0 | 0 | 0 | 0
Griddle_Existing_High-Efficiency | Commercial | Warehouse | Existing | Food Preparation | Natural Gas | Griddle | E3 | High-Efficiency | 0.65939 | 0 | 0 | 0.036794 | 0 | 0 | 0.036794 | 0 | 6 | 10 | 8 | 2023 | 2050 | 1 | 0 | 0 | 0 | Normal | 0 | 0.0017571 | 0 | 0 |  | 1 units | 1 | 0 | 2.7889e-06 |  | 630.0257 | 10713.9283 | 0 | 0 |  | 2016 | 1.0708
Griddle_Existing_Standard | Commercial | Education | Existing | Food Preparation | Natural Gas | Griddle | E1 | Standard | 1 | 0 | 0 | 0.019389 | 0 | 0 | 0.019389 | 0 | 6 | 10 | 8 | 2023 | 2050 | 1 | 0 | 0 | 0 | Normal | 0 | 0.010079 | 0 | 0 |  | 1 units | 1 | 0 | 1.0549e-05 |  | 955.4673 | 1492.6579 | 0 | 0 |  | 2016 | 1.0708
Griddle_Existing_Standard | Commercial | Grocery | Existing | Food Preparation | Natural Gas | Griddle | E1 | Standard | 1 | 0 | 0 | 0.32951 | 0 | 0 | 0.32951 | 0 | 6 | 10 | 8 | 2023 | 2050 | 1 | 0 | 0 | 0 | Normal | 0 | 0.17129 | 0 | 0 |  | 1 units | 1 | 0 | 0.00017927 |  | 955.4673 | 1492.6579 | 0 | 0 |  | 2016 | 1.0708
Griddle_Existing_Standard | Commercial | Healthcare | Existing | Food Preparation | Natural Gas | Griddle | E1 | Standard | 1 | 0 | 0 | 0.20155 | 0 | 0 | 0.20155 | 0 | 6 | 10 | 8 | 2023 | 2050 | 1 | 0 | 0 | 0 | Normal | 0 | 0.10477 | 0 | 0 |  | 1 units | 1 | 0 | 0.00010965 |  | 955.4673 | 1492.6579 | 0 | 0 |  | 2016 | 1.0708
Griddle_Existing_Standard | Commercial | Lodging | Existing | Food Preparation | Natural Gas | Griddle | E1 | Standard | 1 | 0 | 0 | 0.23641 | 0 | 0 | 0.23641 | 0 | 6 | 10 | 8 | 2023 | 2050 | 1 | 0 | 0 | 0 | Normal | 0 | 0.1229 | 0 | 0 |  | 1 units | 1 | 0 | 0.00012862 |  | 955.4673 | 1492.6579 | 0 | 0 |  | 2016 | 1.0708
Griddle_Existing_Standard | Commercial | Miscellaneous | Existing | Food Preparation | Natural Gas | Griddle | E1 | Standard | 1 | 0 | 0 | 0.031589 | 0 | 0 | 0.031589 | 0 | 6 | 10 | 8 | 2023 | 2050 | 1 | 0 | 0 | 0 | Normal | 0 | 0.016421 | 0 | 0 |  | 1 units | 1 | 0 | 1.7186e-05 |  | 955.4673 | 1492.6579 | 0 | 0 |  | 2016 | 1.0708
Griddle_Existing_Standard | Commercial | Office | Existing | Food Preparation | Natural Gas | Griddle | E1 | Standard | 1 | 0 | 0 | 0.027142 | 0 | 0 | 0.027142 | 0 | 6 | 10 | 8 | 2023 | 2050 | 1 | 0 | 0 | 0 | Normal | 0 | 0.014109 | 0 | 0 |  | 1 units | 1 | 0 | 1.4767e-05 |  | 955.4673 | 1492.6579 | 0 | 0 |  | 2016 | 1.0708
Griddle_Existing_Standard | Commercial | Restaurant | Existing | Food Preparation | Natural Gas | Griddle | E1 | Standard | 1 | 0 | 0 | 1.5956 | 0 | 0 | 1.5956 | 0 | 6 | 10 | 8 | 2023 | 2050 | 1 | 0 | 0 | 0 | Normal | 0 | 0.82945 | 0 | 0 |  | 1 units | 1 | 0 | 0.00086811 |  | 955.4673 | 1492.6579 | 0 | 0 |  | 2016 | 1.0708
Griddle_Existing_Standard | Commercial | Retail | Existing | Food Preparation | Natural Gas | Griddle | E1 | Standard | 1 | 0 | 0 | 1.736 | 0 | 0 | 1.736 | 0 | 6 | 10 | 8 | 2023 | 2050 | 1 | 0 | 0 | 0 | Normal | 0 | 0.90242 | 0 | 0 |  | 1 units | 1 | 0 | 0.00094448 |  | 955.4673 | 1492.6579 | 0 | 0 |  | 2016 | 1.0708
Griddle_Existing_Standard | Commercial | Warehouse | Existing | Food Preparation | Natural Gas | Griddle | E1 | Standard | 1 | 0 | 0 | 0.0051262 | 0 | 0 | 0.0051262 | 0 | 6 | 10 | 8 | 2023 | 2050 | 1 | 0 | 0 | 0 | Normal | 0 | 0.0026647 | 0 | 0 |  | 1 units | 1 | 0 | 2.7889e-06 |  | 955.4673 | 1492.6579 | 0 | 0 |  | 2016 | 1.0708
Range_Existing_Typical | Commercial | Miscellaneous | Existing | Food Preparation | Natural Gas | Range | E1 | Typical | 1 | 0 | 0 | 0.050711 | 0 | 0 | 0.050711 | 0 | 9 | 15 | 12 | 2023 | 2050 | 1 | 0 | 0 | 0 | Normal | 0 | 0.019985 | 0 | 0 |  | 1 units | 1 | 0 | 2.4126e-05 |  | 857.4828 | 2043.1823 | 0 | 0 |  | 2023 | 0.89459
Range_Existing_High Efficiency | Commercial | Miscellaneous | Existing | Food Preparation | Natural Gas | Range | E2 | High Efficiency | 0.75981 | 0 | 0 | 0.063368 | 0 | 0 | 0.063368 | 0 | 9 | 15 | 12 | 2023 | 2050 | 1 | 0 | 0 | 0 | Normal | 0 | 0.015185 | 0 | 0 |  | 1 units | 1 | 0 | 2.4126e-05 |  | 651.5262 | 2553.125 | 0 | 0 |  | 2023 | 0.89459
Range_Existing_ | Commercial | Miscellaneous | Existing | Food Preparation | Natural Gas | Range | E3 |  | 0 | 0 | 0 | 0 | 0 | 0 | 0 | 0 | 0 | 0 | 0 | 0 | 0 | 0 | 0 | 0 | 0 | Normal | 0 | 0 | 0 | 0
Range_Existing_ | Commercial | Miscellaneous | Existing | Food Preparation | Natural Gas | Range | E4 |  | 0 | 0 | 0 | 0 | 0 | 0 | 0 | 0 | 0 | 0 | 0 | 0 | 0 | 0 | 0 | 0 | 0 | Normal | 0 | 0 | 0 | 0
Range_Existing_ | Commercial | Miscellaneous | Existing | Food Preparation | Natural Gas | Range | E5 |  | 0 | 0 | 0 | 0 | 0 | 0 | 0 | 0 | 0 | 0 | 0 | 0 | 0 | 0 | 0 | 0 | 0 | Normal | 0 | 0 | 0 | 0
Range_Existing_ | Commercial | Miscellaneous | Existing | Food Preparation | Natural Gas | Range | E6 |  | 0 | 0 | 0 | 0 | 0 | 0 | 0 | 0 | 0 | 0 | 0 | 0 | 0 | 0 | 0 | 0 | 0 | Normal | 0 | 0 | 0 | 0
Range_Existing_ | Commercial | Miscellaneous | Existing | Food Preparation | Natural Gas | Range | E7 |  | 0 | 0 | 0 | 0 | 0 | 0 | 0 | 0 | 0 | 0 | 0 | 0 | 0 | 0 | 0 | 0 | 0 | Normal | 0 | 0 | 0 | 0
Range_Existing_ | Commercial | Miscellaneous | Existing | Food Preparation | Natural Gas | Range | E8 |  | 0 | 0 | 0 | 0 | 0 | 0 | 0 | 0 | 0 | 0 | 0 | 0 | 0 | 0 | 0 | 0 | 0 | Normal | 0 | 0 | 0 | 0
Range_Existing_ | Commercial | Miscellaneous | Existing | Food Preparation | Natural Gas | Range | E9 |  | 0 | 0 | 0 | 0 | 0 | 0 | 0 | 0 | 0 | 0 | 0 | 0 | 0 | 0 | 0 | 0 | 0 | Normal | 0 | 0 | 0 | 0
Range_Existing_ | Commercial | Miscellaneous | Existing | Food Preparation | Natural Gas | Range | E10 |  | 0 | 0 | 0 | 0 | 0 | 0 | 0 | 0 | 0 | 0 | 0 | 0 | 0 | 0 | 0 | 0 | 0 | Normal | 0 | 0 | 0 | 0
Steamer_Existing_Typical | Commercial | Miscellaneous | Existing | Food Preparation | Natural Gas | Steamer | E1 | Typical | 1 | 0 | 0 | 1.4173 | 0 | 0 | 1.4173 | 0 | 9 | 15 | 12 | 2023 | 2021 | 1 | 0 | 0 | 0 | Normal | 0 | 0.048992 | 0 | 0 |  | 1 units | 1 | 0 | 7.428e-05 |  | 659.5559 | 19293.381 | 0 | 0 |  | 2024 | 0.85998
Steamer_Existing_ENERGY STAR (1.2) | Commercial | Miscellaneous | Existing | Food Preparation | Natural Gas | Steamer | E2 | ENERGY STAR (1.2) | 0.37076 | 0 | 0 | 1.2609 | 0 | -0.088712 | 1.1722 | 0 | 9 | 15 | 12 | 2023 | 2050 | 1 | 0 | 0 | 0 | Normal | 0 | 0.018164 | 0 | 0 |  | 1 units | 1 | 0 | 7.428e-05 |  | 244.5384 | 17164.5079 | 0 | -1388.7391 |  | 2024 | 0.85998
Steamer_Existing_ | Commercial | Miscellaneous | Existing | Food Preparation | Natural Gas | Steamer | E3 |  | 0 | 0 | 0 | 0 | 0 | 0 | 0 | 0 | 0 | 0 | 0 | 0 | 0 | 0 | 0 | 0 | 0 | Normal | 0 | 0 | 0 | 0
Steamer_Existing_ | Commercial | Miscellaneous | Existing | Food Preparation | Natural Gas | Steamer | E4 |  | 0 | 0 | 0 | 0 | 0 | 0 | 0 | 0 | 0 | 0 | 0 | 0 | 0 | 0 | 0 | 0 | 0 | Normal | 0 | 0 | 0 | 0
Steamer_Existing_ | Commercial | Miscellaneous | Existing | Food Preparation | Natural Gas | Steamer | E5 |  | 0 | 0 | 0 | 0 | 0 | 0 | 0 | 0 | 0 | 0 | 0 | 0 | 0 | 0 | 0 | 0 | 0 | Normal | 0 | 0 | 0 | 0
Steamer_Existing_ | Commercial | Miscellaneous | Existing | Food Preparation | Natural Gas | Steamer | E6 |  | 0 | 0 | 0 | 0 | 0 | 0 | 0 | 0 | 0 | 0 | 0 | 0 | 0 | 0 | 0 | 0 | 0 | Normal | 0 | 0 | 0 | 0
Steamer_Existing_ | Commercial | Miscellaneous | Existing | Food Preparation | Natural Gas | Steamer | E7 |  | 0 | 0 | 0 | 0 | 0 | 0 | 0 | 0 | 0 | 0 | 0 | 0 | 0 | 0 | 0 | 0 | 0 | Normal | 0 | 0 | 0 | 0
Steamer_Existing_ | Commercial | Miscellaneous | Existing | Food Preparation | Natural Gas | Steamer | E8 |  | 0 | 0 | 0 | 0 | 0 | 0 | 0 | 0 | 0 | 0 | 0 | 0 | 0 | 0 | 0 | 0 | 0 | Normal | 0 | 0 | 0 | 0
Steamer_Existing_ | Commercial | Miscellaneous | Existing | Food Preparation | Natural Gas | Steamer | E9 |  | 0 | 0 | 0 | 0 | 0 | 0 | 0 | 0 | 0 | 0 | 0 | 0 | 0 | 0 | 0 | 0 | 0 | Normal | 0 | 0 | 0 | 0
Steamer_Existing_ | Commercial | Miscellaneous | Existing | Food Preparation | Natural Gas | Steamer | E10 |  | 0 | 0 | 0 | 0 | 0 | 0 | 0 | 0 | 0 | 0 | 0 | 0 | 0 | 0 | 0 | 0 | 0 | Normal | 0 | 0 | 0 | 0
Commercial Food Prep Other_Existing_Standard | Commercial | Miscellaneous | Existing | Food Preparation | Natural Gas | Commercial Food Prep Other | E1 | Standard | 1 | 0 | 0 | 0.0067328 | 0 | 0 | 0.0067328 | 0 | 8 | 12 | 10 | 2023 | 2050 | 1 | 0 | 0 | 0 | Normal | 0 | 0.0070502 | 0 | 0 |  | 1 units | 1 | 0 | 4.9539e-06 |  | 1423.18 | 1000 | 0 | 0 |  | 2010 | 1.1818
Commercial Food Prep Other_Existing_Efficient | Commercial | Miscellaneous | Existing | Food Preparation | Natural Gas | Commercial Food Prep Other | E2 | Efficient | 0.72179 | 0 | 0 | 0.0085037 | 0 | 0 | 0.0085037 | 0 | 8 | 12 | 10 | 2023 | 2050 | 1 | 0 | 0 | 0 | Normal | 0 | 0.0050888 | 0 | 0 |  | 1 units | 1 | 0 | 4.9539e-06 |  | 1027.2384 | 1263.0334 | 0 | 0 |  | 2010 | 1.1818
Commercial Food Prep Other_Existing_ | Commercial | Miscellaneous | Existing | Food Preparation | Natural Gas | Commercial Food Prep Other | E3 |  | 0 | 0 | 0 | 0 | 0 | 0 | 0 | 0 | 0 | 0 | 0 | 0 | 0 | 0 | 0 | 0 | 0 | Normal | 0 | 0 | 0 | 0
Commercial Food Prep Other_Existing_ | Commercial | Miscellaneous | Existing | Food Preparation | Natural Gas | Commercial Food Prep Other | E4 |  | 0 | 0 | 0 | 0 | 0 | 0 | 0 | 0 | 0 | 0 | 0 | 0 | 0 | 0 | 0 | 0 | 0 | Normal | 0 | 0 | 0 | 0
Commercial Food Prep Other_Existing_ | Commercial | Miscellaneous | Existing | Food Preparation | Natural Gas | Commercial Food Prep Other | E5 |  | 0 | 0 | 0 | 0 | 0 | 0 | 0 | 0 | 0 | 0 | 0 | 0 | 0 | 0 | 0 | 0 | 0 | Normal | 0 | 0 | 0 | 0
Commercial Food Prep Other_Existing_ | Commercial | Miscellaneous | Existing | Food Preparation | Natural Gas | Commercial Food Prep Other | E6 |  | 0 | 0 | 0 | 0 | 0 | 0 | 0 | 0 | 0 | 0 | 0 | 0 | 0 | 0 | 0 | 0 | 0 | Normal | 0 | 0 | 0 | 0
Commercial Food Prep Other_Existing_ | Commercial | Miscellaneous | Existing | Food Preparation | Natural Gas | Commercial Food Prep Other | E7 |  | 0 | 0 | 0 | 0 | 0 | 0 | 0 | 0 | 0 | 0 | 0 | 0 | 0 | 0 | 0 | 0 | 0 | Normal | 0 | 0 | 0 | 0
Commercial Food Prep Other_Existing_ | Commercial | Miscellaneous | Existing | Food Preparation | Natural Gas | Commercial Food Prep Other | E8 |  | 0 | 0 | 0 | 0 | 0 | 0 | 0 | 0 | 0 | 0 | 0 | 0 | 0 | 0 | 0 | 0 | 0 | Normal | 0 | 0 | 0 | 0
Commercial Food Prep Other_Existing_ | Commercial | Miscellaneous | Existing | Food Preparation | Natural Gas | Commercial Food Prep Other | E9 |  | 0 | 0 | 0 | 0 | 0 | 0 | 0 | 0 | 0 | 0 | 0 | 0 | 0 | 0 | 0 | 0 | 0 | Normal | 0 | 0 | 0 | 0
Commercial Food Prep Other_Existing_ | Commercial | Miscellaneous | Existing | Food Preparation | Natural Gas | Commercial Food Prep Other | E10 |  | 0 | 0 | 0 | 0 | 0 | 0 | 0 | 0 | 0 | 0 | 0 | 0 | 0 | 0 | 0 | 0 | 0 | Normal | 0 | 0 | 0 | 0
Pool Heater_Existing_TE 82% (Standard) | Commercial | Miscellaneous | Existing | Miscellaneous | Natural Gas | Pool Heater | E1 | TE 82% (Standard) | 1 | 0 | 0 | 0.0424 | 0.01547 | 0.0006427 | 0.058513 | 0 | 8 | 14 | 11 | 2023 | 2027 | 1 | 0 | 0 | 0 | Normal | 0 | 0.070073 | 0 | 0 |  | 1 units | 1 | 0 | 5.9088e-06 |  | 11859 | 6239.8015 | 2618.1698 | 108.77 |  | 2021 | 1
Pool Heater_Existing_TE 84% (Standard 2028) | Commercial | Miscellaneous | Existing | Miscellaneous | Natural Gas | Pool Heater | E2 | TE 84% (Standard 2028) | 0.97622 | 0 | 0 | 0.046727 | 0.01541 | 0.00064672 | 0.062784 | 0 | 8 | 14 | 11 | 2023 | 2050 | 1 | 0 | 0 | 0 | Normal | 0 | 0.068406 | 0 | 0 |  | 1 units | 1 | 0 | 5.9088e-06 |  | 11577 | 6876.516 | 2607.9824 | 109.45 |  | 2021 | 1
Pool Heater_Existing_TE 95% (Condensing) | Commercial | Miscellaneous | Existing | Miscellaneous | Natural Gas | Pool Heater | E3 | TE 95% (Condensing) | 0.86323 | 0 | 0 | 0.061091 | 0.01693 | 0.00071107 | 0.078732 | 0 | 8 | 14 | 11 | 2023 | 2050 | 1 | 0 | 0 | 0 | Normal | 0 | 0.060489 | 0 | 0 |  | 1 units | 1 | 0 | 5.9088e-06 |  | 10237 | 8990.4079 | 2865.215 | 120.34 |  | 2021 | 1
Pool Heater_Existing_ | Commercial | Miscellaneous | Existing | Miscellaneous | Natural Gas | Pool Heater | E4 |  | 0 | 0 | 0 | 0 | 0 | 0 | 0 | 0 | 0 | 0 | 0 | 0 | 0 | 0 | 0 | 0 | 0 | Normal | 0 | 0 | 0 | 0
Pool Heater_Existing_ | Commercial | Miscellaneous | Existing | Miscellaneous | Natural Gas | Pool Heater | E5 |  | 0 | 0 | 0 | 0 | 0 | 0 | 0 | 0 | 0 | 0 | 0 | 0 | 0 | 0 | 0 | 0 | 0 | Normal | 0 | 0 | 0 | 0
Pool Heater_Existing_ | Commercial | Miscellaneous | Existing | Miscellaneous | Natural Gas | Pool Heater | E6 |  | 0 | 0 | 0 | 0 | 0 | 0 | 0 | 0 | 0 | 0 | 0 | 0 | 0 | 0 | 0 | 0 | 0 | Normal | 0 | 0 | 0 | 0
Pool Heater_Existing_ | Commercial | Miscellaneous | Existing | Miscellaneous | Natural Gas | Pool Heater | E7 |  | 0 | 0 | 0 | 0 | 0 | 0 | 0 | 0 | 0 | 0 | 0 | 0 | 0 | 0 | 0 | 0 | 0 | Normal | 0 | 0 | 0 | 0
Pool Heater_Existing_ | Commercial | Miscellaneous | Existing | Miscellaneous | Natural Gas | Pool Heater | E8 |  | 0 | 0 | 0 | 0 | 0 | 0 | 0 | 0 | 0 | 0 | 0 | 0 | 0 | 0 | 0 | 0 | 0 | Normal | 0 | 0 | 0 | 0
Pool Heater_Existing_ | Commercial | Miscellaneous | Existing | Miscellaneous | Natural Gas | Pool Heater | E9 |  | 0 | 0 | 0 | 0 | 0 | 0 | 0 | 0 | 0 | 0 | 0 | 0 | 0 | 0 | 0 | 0 | 0 | Normal | 0 | 0 | 0 | 0
Pool Heater_Existing_ | Commercial | Miscellaneous | Existing | Miscellaneous | Natural Gas | Pool Heater | E10 |  | 0 | 0 | 0 | 0 | 0 | 0 | 0 | 0 | 0 | 0 | 0 | 0 | 0 | 0 | 0 | 0 | 0 | Normal | 0 | 0 | 0 | 0
Other Miscellaneous_Existing_Miscellaneous | Commercial | Miscellaneous | Existing | Miscellaneous | Natural Gas | Other Miscellaneous | E1 | Miscellaneous | 1 | 0 | 0 | 0.0010911 | 0 | 0 | 0.0010911 | 0 | 2 | 8 | 5 | 2023 | 2050 | 1 | 0 | 0 | 0 | Normal | 0 | 0.00093619 | 0 | 0 |  | 1 units | 1 | 0 | 0.00093619 |  | 1 | 1 | 0 | 0 |  | 2020 | 1.0135
Other Miscellaneous_Existing_ | Commercial | Miscellaneous | Existing | Miscellaneous | Natural Gas | Other Miscellaneous | E2 |  | 0 | 0 | 0 | 0 | 0 | 0 | 0 | 0 | 0 | 0 | 0 | 0 | 0 | 0 | 0 | 0 | 0 | Normal | 0 | 0 | 0 | 0
Other Miscellaneous_Existing_ | Commercial | Miscellaneous | Existing | Miscellaneous | Natural Gas | Other Miscellaneous | E3 |  | 0 | 0 | 0 | 0 | 0 | 0 | 0 | 0 | 0 | 0 | 0 | 0 | 0 | 0 | 0 | 0 | 0 | Normal | 0 | 0 | 0 | 0
Other Miscellaneous_Existing_ | Commercial | Miscellaneous | Existing | Miscellaneous | Natural Gas | Other Miscellaneous | E4 |  | 0 | 0 | 0 | 0 | 0 | 0 | 0 | 0 | 0 | 0 | 0 | 0 | 0 | 0 | 0 | 0 | 0 | Normal | 0 | 0 | 0 | 0
Other Miscellaneous_Existing_ | Commercial | Miscellaneous | Existing | Miscellaneous | Natural Gas | Other Miscellaneous | E5 |  | 0 | 0 | 0 | 0 | 0 | 0 | 0 | 0 | 0 | 0 | 0 | 0 | 0 | 0 | 0 | 0 | 0 | Normal | 0 | 0 | 0 | 0
Other Miscellaneous_Existing_ | Commercial | Miscellaneous | Existing | Miscellaneous | Natural Gas | Other Miscellaneous | E6 |  | 0 | 0 | 0 | 0 | 0 | 0 | 0 | 0 | 0 | 0 | 0 | 0 | 0 | 0 | 0 | 0 | 0 | Normal | 0 | 0 | 0 | 0
Other Miscellaneous_Existing_ | Commercial | Miscellaneous | Existing | Miscellaneous | Natural Gas | Other Miscellaneous | E7 |  | 0 | 0 | 0 | 0 | 0 | 0 | 0 | 0 | 0 | 0 | 0 | 0 | 0 | 0 | 0 | 0 | 0 | Normal | 0 | 0 | 0 | 0
Other Miscellaneous_Existing_ | Commercial | Miscellaneous | Existing | Miscellaneous | Natural Gas | Other Miscellaneous | E8 |  | 0 | 0 | 0 | 0 | 0 | 0 | 0 | 0 | 0 | 0 | 0 | 0 | 0 | 0 | 0 | 0 | 0 | Normal | 0 | 0 | 0 | 0
Other Miscellaneous_Existing_ | Commercial | Miscellaneous | Existing | Miscellaneous | Natural Gas | Other Miscellaneous | E9 |  | 0 | 0 | 0 | 0 | 0 | 0 | 0 | 0 | 0 | 0 | 0 | 0 | 0 | 0 | 0 | 0 | 0 | Normal | 0 | 0 | 0 | 0
Other Miscellaneous_Existing_ | Commercial | Miscellaneous | Existing | Miscellaneous | Natural Gas | Other Miscellaneous | E10 |  | 0 | 0 | 0 | 0 | 0 | 0 | 0 | 0 | 0 | 0 | 0 | 0 | 0 | 0 | 0 | 0 | 0 | Normal | 0 | 0 | 0 | 0
Furnace_New_TE 80% | Commercial | Miscellaneous | New | Space Heating | Natural Gas | Furnace | E1 | TE 80% | 1 | 0 | 0 | 0.6711 | 0.62153 | 0 | 1.2926 | 0 | 17 | 29 | 23 | 2023 | 2022 | 1 | 0 | 0 | 0 | Normal | 0 | 0.097633 | 0 | 0 |  | 140 kBtu/hr | 140 | 0 | 0.0324 |  | 1727 | 2634.8 | 2806.1691 | 0 |  | 2022 | 0.95704
Furnace_New_TE 81% (2023 Standard) | Commercial | Miscellaneous | New | Space Heating | Natural Gas | Furnace | E2 | TE 81% (2023 Standard) | 0.90041 | 0 | 0 | 0.68747 | 0.62627 | 0 | 1.3137 | 0 | 17 | 29 | 23 | 2023 | 2050 | 1 | 0 | 0 | 0 | Normal | 0 | 0.08791 | 0 | 0 |  | 140 kBtu/hr | 140 | 0 | 0.0324 |  | 1555 | 2699.0634 | 2827.5902 | 0 |  | 2022 | 0.95704
Furnace_New_TE 90% | Commercial | Miscellaneous | New | Space Heating | Natural Gas | Furnace | E3 | TE 90% | 0.84366 | 0 | 0 | 1.1014 | 0.62627 | 0 | 1.7276 | 0 | 17 | 29 | 23 | 2023 | 2050 | 1 | 0 | 0 | 0 | Normal | 0 | 0.082369 | 0 | 0 |  | 140 kBtu/hr | 140 | 0 | 0.0324 |  | 1457 | 4324.0866 | 2827.5902 | 0 |  | 2022 | 0.95704
Furnace_New_TE 96% | Commercial | Miscellaneous | New | Space Heating | Natural Gas | Furnace | E4 | TE 96% | 0.79093 | 0 | 0 | 1.7721 | 0.86004 | 0 | 2.6322 | 0 | 17 | 29 | 23 | 2023 | 2050 | 1 | 0 | 0 | 0 | Normal | 0 | 0.077221 | 0 | 0 |  | 140 kBtu/hr | 140 | 0 | 0.0324 |  | 1365.9375 | 6957.4606 | 3883.0501 | 0 |  | 2022 | 0.95704
Furnace_New_Dual-Fuel Heat Pump - TE 81% | Commercial | Miscellaneous | New | Space Heating | Natural Gas | Furnace | E5 | Dual-Fuel Heat Pump - TE 81% | 0.28474 | 0 | 0 | 4.2013 | 0.62627 | 0.27074 | 5.0983 | 0 | 16 | 26 | 21 | 2023 | 2050 | 1 | 0 | 0 | 0 | Normal | 0 | 0.0278 | 0 | 0 |  | 140 kBtu/hr | 140 | 0 | 0.0324 |  | 491.7375 | 16494.619 | 2827.5902 | 0 |  | 2022 | 0.95704
Furnace_New_Dual-Fuel Heat Pump - TE 96% | Commercial | Miscellaneous | New | Space Heating | Natural Gas | Furnace | E6 | Dual-Fuel Heat Pump - TE 96% | 0.094912 | 0 | 0 | 5.286 | 0.86004 | 0.27074 | 6.4167 | 0 | 16 | 26 | 21 | 2023 | 2050 | 1 | 0 | 0 | 0 | Normal | 0 | 0.0092665 | 0 | 0 |  | 140 kBtu/hr | 140 | 0 | 0.0324 |  | 163.9125 | 20753.0162 | 3883.0501 | 0 |  | 2022 | 0.95704
Furnace_New_ | Commercial | Miscellaneous | New | Space Heating | Natural Gas | Furnace | E7 |  | 0 | 0 | 0 | 0 | 0 | 0 | 0 | 0 | 0 | 0 | 0 | 0 | 0 | 0 | 0 | 0 | 0 | Normal | 0 | 0 | 0 | 0
Furnace_New_ | Commercial | Miscellaneous | New | Space Heating | Natural Gas | Furnace | E8 |  | 0 | 0 | 0 | 0 | 0 | 0 | 0 | 0 | 0 | 0 | 0 | 0 | 0 | 0 | 0 | 0 | 0 | Normal | 0 | 0 | 0 | 0
Furnace_New_ | Commercial | Miscellaneous | New | Space Heating | Natural Gas | Furnace | E9 |  | 0 | 0 | 0 | 0 | 0 | 0 | 0 | 0 | 0 | 0 | 0 | 0 | 0 | 0 | 0 | 0 | 0 | Normal | 0 | 0 | 0 | 0
Furnace_New_ | Commercial | Miscellaneous | New | Space Heating | Natural Gas | Furnace | E10 |  | 0 | 0 | 0 | 0 | 0 | 0 | 0 | 0 | 0 | 0 | 0 | 0 | 0 | 0 | 0 | 0 | 0 | Normal | 0 | 0 | 0 | 0
Boiler_New_TE 80% | Commercial | Miscellaneous | New | Space Heating | Natural Gas | Boiler | E1 | TE 80% | 1 | 0 | 0 | 1.1089 | 0.55405 | 0 | 1.663 | 0 | 19 | 31 | 25 | 2023 | 2023 | 1 | 0 | 0 | 0 | Normal | 0 | 0.58465 | 0 | 0 |  | 514 kBtu/hr | 514 | 0 | 0.0324 |  | 28470 | 14115.0337 | 8110 | 0 |  | 2015 | 1.0838
Boiler_New_TE 84% | Commercial | Miscellaneous | New | Space Heating | Natural Gas | Boiler | E2 | TE 84% | 0.95237 | 0 | 0 | 1.4021 | 0.55405 | 0 | 1.9561 | 0 | 19 | 31 | 25 | 2023 | 2023 | 1 | 0 | 0 | 0 | Normal | 0 | 0.55681 | 0 | 0 |  | 514 kBtu/hr | 514 | 0 | 0.0324 |  | 27114 | 17846.3457 | 8110 | 0 |  | 2015 | 1.0838
Boiler_New_TE 90% (2024 WA Standard) | Commercial | Miscellaneous | New | Space Heating | Natural Gas | Boiler | E3 | TE 90% (2024 WA Standard) | 0.88887 | 0 | 0 | 1.817 | 0.62342 | 0 | 2.4404 | 0 | 19 | 31 | 25 | 2023 | 2050 | 1 | 0 | 0 | 0 | Normal | 0 | 0.51968 | 0 | 0 |  | 514 kBtu/hr | 514 | 0 | 0.0324 |  | 25306 | 23127.2898 | 9125.5667 | 0 |  | 2015 | 1.0838
Boiler_New_TE 94% (ENERGY STAR 1.0) | Commercial | Miscellaneous | New | Space Heating | Natural Gas | Boiler | E4 | TE 94% (ENERGY STAR 1.0) | 0.85107 | 0 | 0 | 2.1048 | 0.62342 | 0 | 2.7282 | 0 | 19 | 31 | 25 | 2023 | 2050 | 1 | 0 | 0 | 0 | Normal | 0 | 0.49758 | 0 | 0 |  | 514 kBtu/hr | 514 | 0 | 0.0324 |  | 24230 | 26790.429 | 9125.5667 | 0 |  | 2015 | 1.0838
Boiler_New_TE 98% | Commercial | Miscellaneous | New | Space Heating | Natural Gas | Boiler | E5 | TE 98% | 0.81633 | 0 | 0 | 2.3925 | 0.62342 | 0 | 3.016 | 0 | 19 | 31 | 25 | 2023 | 2050 | 1 | 0 | 0 | 0 | Normal | 0 | 0.47727 | 0 | 0 |  | 514 kBtu/hr | 514 | 0 | 0.0324 |  | 23241 | 30453.5682 | 9125.5667 | 0 |  | 2015 | 1.0838
Boiler_New_ | Commercial | Miscellaneous | New | Space Heating | Natural Gas | Boiler | E6 |  | 0 | 0 | 0 | 0 | 0 | 0 | 0 | 0 | 0 | 0 | 0 | 0 | 0 | 0 | 0 | 0 | 0 | Normal | 0 | 0 | 0 | 0
Boiler_New_ | Commercial | Miscellaneous | New | Space Heating | Natural Gas | Boiler | E7 |  | 0 | 0 | 0 | 0 | 0 | 0 | 0 | 0 | 0 | 0 | 0 | 0 | 0 | 0 | 0 | 0 | 0 | Normal | 0 | 0 | 0 | 0
Boiler_New_ | Commercial | Miscellaneous | New | Space Heating | Natural Gas | Boiler | E8 |  | 0 | 0 | 0 | 0 | 0 | 0 | 0 | 0 | 0 | 0 | 0 | 0 | 0 | 0 | 0 | 0 | 0 | Normal | 0 | 0 | 0 | 0
Boiler_New_ | Commercial | Miscellaneous | New | Space Heating | Natural Gas | Boiler | E9 |  | 0 | 0 | 0 | 0 | 0 | 0 | 0 | 0 | 0 | 0 | 0 | 0 | 0 | 0 | 0 | 0 | 0 | Normal | 0 | 0 | 0 | 0
Boiler_New_ | Commercial | Miscellaneous | New | Space Heating | Natural Gas | Boiler | E10 |  | 0 | 0 | 0 | 0 | 0 | 0 | 0 | 0 | 0 | 0 | 0 | 0 | 0 | 0 | 0 | 0 | 0 | Normal | 0 | 0 | 0 | 0
Unit Heater_New_Standard (TE 80%) | Commercial | Miscellaneous | New | Space Heating | Natural Gas | Unit Heater | E1 | Standard (TE 80%) | 1 | 0 | 0 | 0.033524 | 0.028595 | 0 | 0.06212 | 0 | 9 | 15 | 12 | 2023 | 2050 | 1 | 0 | 0 | 0 | Normal | 0 | 0.049439 | 0 | 0 |  | 120 kBtu/hr | 120 | 0 | 2.1856e-05 |  | 2262 | 1274.4 | 1250.082 | 0 |  | 2018 | 1.0466
Unit Heater_New_Condensing (TE 90%) | Commercial | Miscellaneous | New | Space Heating | Natural Gas | Unit Heater | E2 | Condensing (TE 90%) | 0.86111 | 0 | 0 | 0.1072 | 0.034223 | 0 | 0.14143 | 0 | 9 | 15 | 12 | 2023 | 2050 | 1 | 0 | 0 | 0 | Normal | 0 | 0.042572 | 0 | 0 |  | 120 kBtu/hr | 120 | 0 | 2.1856e-05 |  | 1947.8333 | 4075.2 | 1496.122 | 0 |  | 2018 | 1.0466
Unit Heater_New_Infrared Radiant | Commercial | Miscellaneous | New | Space Heating | Natural Gas | Unit Heater | E3 | Infrared Radiant | 0.8 | 0 | 0 | 0.046309 | 0.028595 | 0 | 0.074904 | 0 | 9 | 15 | 12 | 2023 | 2050 | 1 | 0 | 0 | 0 | Normal | 0 | 0.039551 | 0 | 0 |  | 120 kBtu/hr | 120 | 0 | 2.1856e-05 |  | 1809.6 | 1760.4 | 1250.082 | 0 |  | 2018 | 1.0466
Unit Heater_New_ | Commercial | Miscellaneous | New | Space Heating | Natural Gas | Unit Heater | E4 |  | 0 | 0 | 0 | 0 | 0 | 0 | 0 | 0 | 0 | 0 | 0 | 0 | 0 | 0 | 0 | 0 | 0 | Normal | 0 | 0 | 0 | 0
Unit Heater_New_ | Commercial | Miscellaneous | New | Space Heating | Natural Gas | Unit Heater | E5 |  | 0 | 0 | 0 | 0 | 0 | 0 | 0 | 0 | 0 | 0 | 0 | 0 | 0 | 0 | 0 | 0 | 0 | Normal | 0 | 0 | 0 | 0
Unit Heater_New_ | Commercial | Miscellaneous | New | Space Heating | Natural Gas | Unit Heater | E6 |  | 0 | 0 | 0 | 0 | 0 | 0 | 0 | 0 | 0 | 0 | 0 | 0 | 0 | 0 | 0 | 0 | 0 | Normal | 0 | 0 | 0 | 0
Unit Heater_New_ | Commercial | Miscellaneous | New | Space Heating | Natural Gas | Unit Heater | E7 |  | 0 | 0 | 0 | 0 | 0 | 0 | 0 | 0 | 0 | 0 | 0 | 0 | 0 | 0 | 0 | 0 | 0 | Normal | 0 | 0 | 0 | 0
Unit Heater_New_ | Commercial | Miscellaneous | New | Space Heating | Natural Gas | Unit Heater | E8 |  | 0 | 0 | 0 | 0 | 0 | 0 | 0 | 0 | 0 | 0 | 0 | 0 | 0 | 0 | 0 | 0 | 0 | Normal | 0 | 0 | 0 | 0
Unit Heater_New_ | Commercial | Miscellaneous | New | Space Heating | Natural Gas | Unit Heater | E9 |  | 0 | 0 | 0 | 0 | 0 | 0 | 0 | 0 | 0 | 0 | 0 | 0 | 0 | 0 | 0 | 0 | 0 | Normal | 0 | 0 | 0 | 0
Unit Heater_New_ | Commercial | Miscellaneous | New | Space Heating | Natural Gas | Unit Heater | E10 |  | 0 | 0 | 0 | 0 | 0 | 0 | 0 | 0 | 0 | 0 | 0 | 0 | 0 | 0 | 0 | 0 | 0 | Normal | 0 | 0 | 0 | 0
Water Heater_New_TE 80% | Commercial | Miscellaneous | New | Water Heating | Natural Gas | Water Heater | E1 | TE 80% | 1 | 0 | 0 | 0.078487 | 0 | 0.0034781 | 0.081966 | 0 | 8 | 12 | 10 | 2023 | 2050 | 1 | 0 | 0 | 0 | Normal | 0 | 0.12435 | 0 | 0 |  | 200 kBtu/hr | 200 | 0 | 0.002333 |  | 416 | 6113.5678 | 0 | 311.5578 |  | 2022 | 0.95704
Water Heater_New_TE 94% (ENERGY STAR 2.0) | Commercial | Miscellaneous | New | Water Heating | Natural Gas | Water Heater | E2 | TE 94% (ENERGY STAR 2.0) | 0.85096 | 0 | 0 | 0.096982 | 0 | 0.0035791 | 0.10056 | 0 | 8 | 12 | 10 | 2023 | 2050 | 1 | 0 | 0 | 0 | Normal | 0 | 0.10582 | 0 | 0 |  | 200 kBtu/hr | 200 | 0 | 0.002333 |  | 354 | 7554.1856 | 0 | 320.603 |  | 2022 | 0.95704
Water Heater_New_TE 96% (Instantaneous) | Commercial | Miscellaneous | New | Water Heating | Natural Gas | Water Heater | E3 | TE 96% (Instantaneous) | 0.83173 | 0 | 0 | 0.13863 | 0 | 0.006203 | 0.14484 | 0 | 13 | 21 | 17 | 2023 | 2050 | 1 | 0 | 0 | 0 | Normal | 0 | 0.10343 | 0 | 0 |  | 200 kBtu/hr | 200 | 0 | 0.002333 |  | 346 | 10798.4962 | 0 | 555.6391 |  | 2022 | 0.95704
Water Heater_New_ | Commercial | Miscellaneous | New | Water Heating | Natural Gas | Water Heater | E4 |  | 0 | 0 | 0 | 0 | 0 | 0 | 0 | 0 | 0 | 0 | 0 | 0 | 0 | 0 | 0 | 0 | 0 | Normal | 0 | 0 | 0 | 0
Water Heater_New_ | Commercial | Miscellaneous | New | Water Heating | Natural Gas | Water Heater | E5 |  | 0 | 0 | 0 | 0 | 0 | 0 | 0 | 0 | 0 | 0 | 0 | 0 | 0 | 0 | 0 | 0 | 0 | Normal | 0 | 0 | 0 | 0
Water Heater_New_ | Commercial | Miscellaneous | New | Water Heating | Natural Gas | Water Heater | E6 |  | 0 | 0 | 0 | 0 | 0 | 0 | 0 | 0 | 0 | 0 | 0 | 0 | 0 | 0 | 0 | 0 | 0 | Normal | 0 | 0 | 0 | 0
Water Heater_New_ | Commercial | Miscellaneous | New | Water Heating | Natural Gas | Water Heater | E7 |  | 0 | 0 | 0 | 0 | 0 | 0 | 0 | 0 | 0 | 0 | 0 | 0 | 0 | 0 | 0 | 0 | 0 | Normal | 0 | 0 | 0 | 0
Water Heater_New_ | Commercial | Miscellaneous | New | Water Heating | Natural Gas | Water Heater | E8 |  | 0 | 0 | 0 | 0 | 0 | 0 | 0 | 0 | 0 | 0 | 0 | 0 | 0 | 0 | 0 | 0 | 0 | Normal | 0 | 0 | 0 | 0
Water Heater_New_ | Commercial | Miscellaneous | New | Water Heating | Natural Gas | Water Heater | E9 |  | 0 | 0 | 0 | 0 | 0 | 0 | 0 | 0 | 0 | 0 | 0 | 0 | 0 | 0 | 0 | 0 | 0 | Normal | 0 | 0 | 0 | 0
Water Heater_New_ | Commercial | Miscellaneous | New | Water Heating | Natural Gas | Water Heater | E10 |  | 0 | 0 | 0 | 0 | 0 | 0 | 0 | 0 | 0 | 0 | 0 | 0 | 0 | 0 | 0 | 0 | 0 | Normal | 0 | 0 | 0 | 0
Oven_New_Standard | Commercial | Miscellaneous | New | Food Preparation | Natural Gas | Oven | E1 | Standard | 1 | 0 | 0 | 0.3758 | 0 | 0 | 0.3758 | 0 | 9 | 15 | 12 | 2023 | 2050 | 1 | 0 | 0 | 0 | Normal | 0 | 0.017988 | 0 | 0 |  | 1 units | 1 | 0 | 1.504e-05 |  | 1196.0712 | 20292 | 0 | 0 |  | 2016 | 1.0708
Oven_New_ENERGY STAR (3.0) | Commercial | Miscellaneous | New | Food Preparation | Natural Gas | Oven | E2 | ENERGY STAR (3.0) | 0.5676 | 0 | 0 | 0.45389 | 0 | 0 | 0.45389 | 0 | 9 | 15 | 12 | 2023 | 2050 | 1 | 0 | 0 | 0 | Normal | 0 | 0.01021 | 0 | 0 |  | 1 units | 1 | 0 | 1.504e-05 |  | 678.8891 | 24509 | 0 | 0 |  | 2016 | 1.0708
Oven_New_ | Commercial | Miscellaneous | New | Food Preparation | Natural Gas | Oven | E3 |  | 0 | 0 | 0 | 0 | 0 | 0 | 0 | 0 | 0 | 0 | 0 | 0 | 0 | 0 | 0 | 0 | 0 | Normal | 0 | 0 | 0 | 0
Oven_New_ | Commercial | Miscellaneous | New | Food Preparation | Natural Gas | Oven | E4 |  | 0 | 0 | 0 | 0 | 0 | 0 | 0 | 0 | 0 | 0 | 0 | 0 | 0 | 0 | 0 | 0 | 0 | Normal | 0 | 0 | 0 | 0
Oven_New_ | Commercial | Miscellaneous | New | Food Preparation | Natural Gas | Oven | E5 |  | 0 | 0 | 0 | 0 | 0 | 0 | 0 | 0 | 0 | 0 | 0 | 0 | 0 | 0 | 0 | 0 | 0 | Normal | 0 | 0 | 0 | 0
Oven_New_ | Commercial | Miscellaneous | New | Food Preparation | Natural Gas | Oven | E6 |  | 0 | 0 | 0 | 0 | 0 | 0 | 0 | 0 | 0 | 0 | 0 | 0 | 0 | 0 | 0 | 0 | 0 | Normal | 0 | 0 | 0 | 0
Oven_New_ | Commercial | Miscellaneous | New | Food Preparation | Natural Gas | Oven | E7 |  | 0 | 0 | 0 | 0 | 0 | 0 | 0 | 0 | 0 | 0 | 0 | 0 | 0 | 0 | 0 | 0 | 0 | Normal | 0 | 0 | 0 | 0
Oven_New_ | Commercial | Miscellaneous | New | Food Preparation | Natural Gas | Oven | E8 |  | 0 | 0 | 0 | 0 | 0 | 0 | 0 | 0 | 0 | 0 | 0 | 0 | 0 | 0 | 0 | 0 | 0 | Normal | 0 | 0 | 0 | 0
Oven_New_ | Commercial | Miscellaneous | New | Food Preparation | Natural Gas | Oven | E9 |  | 0 | 0 | 0 | 0 | 0 | 0 | 0 | 0 | 0 | 0 | 0 | 0 | 0 | 0 | 0 | 0 | 0 | Normal | 0 | 0 | 0 | 0
Oven_New_ | Commercial | Miscellaneous | New | Food Preparation | Natural Gas | Oven | E10 |  | 0 | 0 | 0 | 0 | 0 | 0 | 0 | 0 | 0 | 0 | 0 | 0 | 0 | 0 | 0 | 0 | 0 | Normal | 0 | 0 | 0 | 0
Conveyor Oven_New_Standard | Commercial | Miscellaneous | New | Food Preparation | Natural Gas | Conveyor Oven | E1 | Standard | 1 | 0 | 0 | 0.18706 | 0 | 0 | 0.18706 | 0 | 9 | 15 | 12 | 2023 | 2050 | 1 | 0 | 0 | 0 | Normal | 0 | 0.015613 | 0 | 0 |  | 1 units | 1 | 0 | 6.7589e-06 |  | 2310 | 27984.53 | 0 | 0 |  | 2024 | 0.85998
Conveyor Oven_New_Efficient (>42% Baking Efficiency) | Commercial | Miscellaneous | New | Food Preparation | Natural Gas | Conveyor Oven | E2 | Efficient (>42% Baking Efficiency) | 0.78355 | 0 | 0 | 0.201 | 0 | 0 | 0.201 | 0 | 9 | 15 | 12 | 2023 | 2050 | 1 | 0 | 0 | 0 | Normal | 0 | 0.012234 | 0 | 0 |  | 1 units | 1 | 0 | 6.7589e-06 |  | 1810 | 30069.91 | 0 | 0 |  | 2024 | 0.85998
Conveyor Oven_New_ | Commercial | Miscellaneous | New | Food Preparation | Natural Gas | Conveyor Oven | E3 |  | 0 | 0 | 0 | 0 | 0 | 0 | 0 | 0 | 0 | 0 | 0 | 0 | 0 | 0 | 0 | 0 | 0 | Normal | 0 | 0 | 0 | 0
Conveyor Oven_New_ | Commercial | Miscellaneous | New | Food Preparation | Natural Gas | Conveyor Oven | E4 |  | 0 | 0 | 0 | 0 | 0 | 0 | 0 | 0 | 0 | 0 | 0 | 0 | 0 | 0 | 0 | 0 | 0 | Normal | 0 | 0 | 0 | 0
Conveyor Oven_New_ | Commercial | Miscellaneous | New | Food Preparation | Natural Gas | Conveyor Oven | E5 |  | 0 | 0 | 0 | 0 | 0 | 0 | 0 | 0 | 0 | 0 | 0 | 0 | 0 | 0 | 0 | 0 | 0 | Normal | 0 | 0 | 0 | 0
Conveyor Oven_New_ | Commercial | Miscellaneous | New | Food Preparation | Natural Gas | Conveyor Oven | E6 |  | 0 | 0 | 0 | 0 | 0 | 0 | 0 | 0 | 0 | 0 | 0 | 0 | 0 | 0 | 0 | 0 | 0 | Normal | 0 | 0 | 0 | 0
Conveyor Oven_New_ | Commercial | Miscellaneous | New | Food Preparation | Natural Gas | Conveyor Oven | E7 |  | 0 | 0 | 0 | 0 | 0 | 0 | 0 | 0 | 0 | 0 | 0 | 0 | 0 | 0 | 0 | 0 | 0 | Normal | 0 | 0 | 0 | 0
Conveyor Oven_New_ | Commercial | Miscellaneous | New | Food Preparation | Natural Gas | Conveyor Oven | E8 |  | 0 | 0 | 0 | 0 | 0 | 0 | 0 | 0 | 0 | 0 | 0 | 0 | 0 | 0 | 0 | 0 | 0 | Normal | 0 | 0 | 0 | 0
Conveyor Oven_New_ | Commercial | Miscellaneous | New | Food Preparation | Natural Gas | Conveyor Oven | E9 |  | 0 | 0 | 0 | 0 | 0 | 0 | 0 | 0 | 0 | 0 | 0 | 0 | 0 | 0 | 0 | 0 | 0 | Normal | 0 | 0 | 0 | 0
Conveyor Oven_New_ | Commercial | Miscellaneous | New | Food Preparation | Natural Gas | Conveyor Oven | E10 |  | 0 | 0 | 0 | 0 | 0 | 0 | 0 | 0 | 0 | 0 | 0 | 0 | 0 | 0 | 0 | 0 | 0 | Normal | 0 | 0 | 0 | 0
Rack Oven_New_Standard | Commercial | Miscellaneous | New | Food Preparation | Natural Gas | Rack Oven | E1 | Standard | 1 | 0 | 0 | 0.12516 | 0 | 0 | 0.12516 | 0 | 10 | 17 | 13.5 | 2023 | 2050 | 1 | 0 | 0 | 0 | Normal | 0 | 0.015027 | 0 | 0 |  | 1 units | 1 | 0 | 6.7544e-06 |  | 2224.7707 | 18736.2411 | 0 | 0 |  | 2024 | 0.85998
Rack Oven_New_ENERGY STAR (3.0) | Commercial | Miscellaneous | New | Food Preparation | Natural Gas | Rack Oven | E2 | ENERGY STAR (3.0) | 0.84734 | 0 | 0 | 0.1355 | 0 | 0 | 0.1355 | 0 | 10 | 17 | 13.5 | 2023 | 2050 | 1 | 0 | 0 | 0 | Normal | 0 | 0.012733 | 0 | 0 |  | 1 units | 1 | 0 | 6.7544e-06 |  | 1885.1273 | 20284.2411 | 0 | 0 |  | 2024 | 0.85998
Rack Oven_New_ | Commercial | Miscellaneous | New | Food Preparation | Natural Gas | Rack Oven | E3 |  | 0 | 0 | 0 | 0 | 0 | 0 | 0 | 0 | 0 | 0 | 0 | 0 | 0 | 0 | 0 | 0 | 0 | Normal | 0 | 0 | 0 | 0
Rack Oven_New_ | Commercial | Miscellaneous | New | Food Preparation | Natural Gas | Rack Oven | E4 |  | 0 | 0 | 0 | 0 | 0 | 0 | 0 | 0 | 0 | 0 | 0 | 0 | 0 | 0 | 0 | 0 | 0 | Normal | 0 | 0 | 0 | 0
Rack Oven_New_ | Commercial | Miscellaneous | New | Food Preparation | Natural Gas | Rack Oven | E5 |  | 0 | 0 | 0 | 0 | 0 | 0 | 0 | 0 | 0 | 0 | 0 | 0 | 0 | 0 | 0 | 0 | 0 | Normal | 0 | 0 | 0 | 0
Rack Oven_New_ | Commercial | Miscellaneous | New | Food Preparation | Natural Gas | Rack Oven | E6 |  | 0 | 0 | 0 | 0 | 0 | 0 | 0 | 0 | 0 | 0 | 0 | 0 | 0 | 0 | 0 | 0 | 0 | Normal | 0 | 0 | 0 | 0
Rack Oven_New_ | Commercial | Miscellaneous | New | Food Preparation | Natural Gas | Rack Oven | E7 |  | 0 | 0 | 0 | 0 | 0 | 0 | 0 | 0 | 0 | 0 | 0 | 0 | 0 | 0 | 0 | 0 | 0 | Normal | 0 | 0 | 0 | 0
Rack Oven_New_ | Commercial | Miscellaneous | New | Food Preparation | Natural Gas | Rack Oven | E8 |  | 0 | 0 | 0 | 0 | 0 | 0 | 0 | 0 | 0 | 0 | 0 | 0 | 0 | 0 | 0 | 0 | 0 | Normal | 0 | 0 | 0 | 0
Rack Oven_New_ | Commercial | Miscellaneous | New | Food Preparation | Natural Gas | Rack Oven | E9 |  | 0 | 0 | 0 | 0 | 0 | 0 | 0 | 0 | 0 | 0 | 0 | 0 | 0 | 0 | 0 | 0 | 0 | Normal | 0 | 0 | 0 | 0
Rack Oven_New_ | Commercial | Miscellaneous | New | Food Preparation | Natural Gas | Rack Oven | E10 |  | 0 | 0 | 0 | 0 | 0 | 0 | 0 | 0 | 0 | 0 | 0 | 0 | 0 | 0 | 0 | 0 | 0 | Normal | 0 | 0 | 0 | 0
Fryer_New_Standard | Commercial | Miscellaneous | New | Food Preparation | Natural Gas | Fryer | E1 | Standard | 1 | 0 | 0 | 0.099791 | 0 | 0 | 0.099791 | 0 | 8 | 14 | 11 | 2023 | 2021 | 1 | 0 | 0 | 0 | Normal | 0 | 0.02851 | 0 | 0 |  | 1 units | 1 | 0 | 3.7428e-05 |  | 761.7258 | 2695.9053 | 0 | 0 |  | 2024 | 0.85998
Fryer_New_ENERGY STAR (3.0) | Commercial | Miscellaneous | New | Food Preparation | Natural Gas | Fryer | E2 | ENERGY STAR (3.0) | 0.74928 | 0 | 0 | 0.4644 | 0 | 0 | 0.4644 | 0 | 8 | 14 | 11 | 2023 | 2050 | 1 | 0 | 0 | 0 | Normal | 0 | 0.021362 | 0 | 0 |  | 1 units | 1 | 0 | 3.7428e-05 |  | 570.7473 | 12546.0625 | 0 | 0 |  | 2024 | 0.85998
Fryer_New_ | Commercial | Miscellaneous | New | Food Preparation | Natural Gas | Fryer | E3 |  | 0 | 0 | 0 | 0 | 0 | 0 | 0 | 0 | 0 | 0 | 0 | 0 | 0 | 0 | 0 | 0 | 0 | Normal | 0 | 0 | 0 | 0
Fryer_New_ | Commercial | Miscellaneous | New | Food Preparation | Natural Gas | Fryer | E4 |  | 0 | 0 | 0 | 0 | 0 | 0 | 0 | 0 | 0 | 0 | 0 | 0 | 0 | 0 | 0 | 0 | 0 | Normal | 0 | 0 | 0 | 0
Fryer_New_ | Commercial | Miscellaneous | New | Food Preparation | Natural Gas | Fryer | E5 |  | 0 | 0 | 0 | 0 | 0 | 0 | 0 | 0 | 0 | 0 | 0 | 0 | 0 | 0 | 0 | 0 | 0 | Normal | 0 | 0 | 0 | 0
Fryer_New_ | Commercial | Miscellaneous | New | Food Preparation | Natural Gas | Fryer | E6 |  | 0 | 0 | 0 | 0 | 0 | 0 | 0 | 0 | 0 | 0 | 0 | 0 | 0 | 0 | 0 | 0 | 0 | Normal | 0 | 0 | 0 | 0
Fryer_New_ | Commercial | Miscellaneous | New | Food Preparation | Natural Gas | Fryer | E7 |  | 0 | 0 | 0 | 0 | 0 | 0 | 0 | 0 | 0 | 0 | 0 | 0 | 0 | 0 | 0 | 0 | 0 | Normal | 0 | 0 | 0 | 0
Fryer_New_ | Commercial | Miscellaneous | New | Food Preparation | Natural Gas | Fryer | E8 |  | 0 | 0 | 0 | 0 | 0 | 0 | 0 | 0 | 0 | 0 | 0 | 0 | 0 | 0 | 0 | 0 | 0 | Normal | 0 | 0 | 0 | 0
Fryer_New_ | Commercial | Miscellaneous | New | Food Preparation | Natural Gas | Fryer | E9 |  | 0 | 0 | 0 | 0 | 0 | 0 | 0 | 0 | 0 | 0 | 0 | 0 | 0 | 0 | 0 | 0 | 0 | Normal | 0 | 0 | 0 | 0
Fryer_New_ | Commercial | Miscellaneous | New | Food Preparation | Natural Gas | Fryer | E10 |  | 0 | 0 | 0 | 0 | 0 | 0 | 0 | 0 | 0 | 0 | 0 | 0 | 0 | 0 | 0 | 0 | 0 | Normal | 0 | 0 | 0 | 0
Broiler_New_Typical | Commercial | Miscellaneous | New | Food Preparation | Natural Gas | Broiler | E1 | Typical | 1 | 0 | 0 | 0.097122 | 0 | 0 | 0.097122 | 0 | 9 | 15 | 12 | 2023 | 2050 | 0.5 | 0 | 0 | 0 | Normal | 0 | 0.022828 | 0 | 0 |  | 1 units | 1 | 0 | 2.014e-05 |  | 1133.496 | 4687.5 | 0 | 0 |  | 2023 | 0.89459
Broiler_New_Infrared Burners | Commercial | Miscellaneous | New | Food Preparation | Natural Gas | Broiler | E2 | Infrared Burners | 0.63295 | 0 | 0 | 0.13545 | 0 | 0 | 0.13545 | 0 | 9 | 15 | 12 | 2023 | 2050 | 0.5 | 0 | 0 | 0 | Normal | 0 | 0.014449 | 0 | 0 |  | 1 units | 1 | 0 | 2.014e-05 |  | 717.444 | 6537.5 | 0 | 0 |  | 2023 | 0.89459
Broiler_New_ | Commercial | Miscellaneous | New | Food Preparation | Natural Gas | Broiler | E3 |  | 0 | 0 | 0 | 0 | 0 | 0 | 0 | 0 | 0 | 0 | 0 | 0 | 0 | 0 | 0 | 0 | 0 | Normal | 0 | 0 | 0 | 0
Broiler_New_ | Commercial | Miscellaneous | New | Food Preparation | Natural Gas | Broiler | E4 |  | 0 | 0 | 0 | 0 | 0 | 0 | 0 | 0 | 0 | 0 | 0 | 0 | 0 | 0 | 0 | 0 | 0 | Normal | 0 | 0 | 0 | 0
Broiler_New_ | Commercial | Miscellaneous | New | Food Preparation | Natural Gas | Broiler | E5 |  | 0 | 0 | 0 | 0 | 0 | 0 | 0 | 0 | 0 | 0 | 0 | 0 | 0 | 0 | 0 | 0 | 0 | Normal | 0 | 0 | 0 | 0
Broiler_New_ | Commercial | Miscellaneous | New | Food Preparation | Natural Gas | Broiler | E6 |  | 0 | 0 | 0 | 0 | 0 | 0 | 0 | 0 | 0 | 0 | 0 | 0 | 0 | 0 | 0 | 0 | 0 | Normal | 0 | 0 | 0 | 0
Broiler_New_ | Commercial | Miscellaneous | New | Food Preparation | Natural Gas | Broiler | E7 |  | 0 | 0 | 0 | 0 | 0 | 0 | 0 | 0 | 0 | 0 | 0 | 0 | 0 | 0 | 0 | 0 | 0 | Normal | 0 | 0 | 0 | 0
Broiler_New_ | Commercial | Miscellaneous | New | Food Preparation | Natural Gas | Broiler | E8 |  | 0 | 0 | 0 | 0 | 0 | 0 | 0 | 0 | 0 | 0 | 0 | 0 | 0 | 0 | 0 | 0 | 0 | Normal | 0 | 0 | 0 | 0
Broiler_New_ | Commercial | Miscellaneous | New | Food Preparation | Natural Gas | Broiler | E9 |  | 0 | 0 | 0 | 0 | 0 | 0 | 0 | 0 | 0 | 0 | 0 | 0 | 0 | 0 | 0 | 0 | 0 | Normal | 0 | 0 | 0 | 0
Broiler_New_ | Commercial | Miscellaneous | New | Food Preparation | Natural Gas | Broiler | E10 |  | 0 | 0 | 0 | 0 | 0 | 0 | 0 | 0 | 0 | 0 | 0 | 0 | 0 | 0 | 0 | 0 | 0 | Normal | 0 | 0 | 0 | 0
Griddle_New_Standard | Commercial | Miscellaneous | New | Food Preparation | Natural Gas | Griddle | E1 | Standard | 1 | 0 | 0 | 0.031589 | 0 | 0 | 0.031589 | 0 | 6 | 10 | 8 | 2023 | 2050 | 1 | 0 | 0 | 0 | Normal | 0 | 0.016421 | 0 | 0 |  | 1 units | 1 | 0 | 1.7186e-05 |  | 955.4673 | 1492.6579 | 0 | 0 |  | 2016 | 1.0708
Griddle_New_ENERGY STAR (1.2) | Commercial | Miscellaneous | New | Food Preparation | Natural Gas | Griddle | E2 | ENERGY STAR (1.2) | 0.82738 | 0 | 0 | 0.16904 | 0 | 0 | 0.16904 | 0 | 6 | 10 | 8 | 2023 | 2050 | 1 | 0 | 0 | 0 | Normal | 0 | 0.013586 | 0 | 0 |  | 1 units | 1 | 0 | 1.7186e-05 |  | 790.5366 | 7987.3516 | 0 | 0 |  | 2016 | 1.0708
Griddle_New_High-Efficiency | Commercial | Miscellaneous | New | Food Preparation | Natural Gas | Griddle | E3 | High-Efficiency | 0.65939 | 0 | 0 | 0.22674 | 0 | 0 | 0.22674 | 0 | 6 | 10 | 8 | 2023 | 2050 | 1 | 0 | 0 | 0 | Normal | 0 | 0.010828 | 0 | 0 |  | 1 units | 1 | 0 | 1.7186e-05 |  | 630.0257 | 10713.9283 | 0 | 0 |  | 2016 | 1.0708
Griddle_New_ | Commercial | Miscellaneous | New | Food Preparation | Natural Gas | Griddle | E4 |  | 0 | 0 | 0 | 0 | 0 | 0 | 0 | 0 | 0 | 0 | 0 | 0 | 0 | 0 | 0 | 0 | 0 | Normal | 0 | 0 | 0 | 0
Griddle_New_ | Commercial | Miscellaneous | New | Food Preparation | Natural Gas | Griddle | E5 |  | 0 | 0 | 0 | 0 | 0 | 0 | 0 | 0 | 0 | 0 | 0 | 0 | 0 | 0 | 0 | 0 | 0 | Normal | 0 | 0 | 0 | 0
Griddle_New_ | Commercial | Miscellaneous | New | Food Preparation | Natural Gas | Griddle | E6 |  | 0 | 0 | 0 | 0 | 0 | 0 | 0 | 0 | 0 | 0 | 0 | 0 | 0 | 0 | 0 | 0 | 0 | Normal | 0 | 0 | 0 | 0
Griddle_New_ | Commercial | Miscellaneous | New | Food Preparation | Natural Gas | Griddle | E7 |  | 0 | 0 | 0 | 0 | 0 | 0 | 0 | 0 | 0 | 0 | 0 | 0 | 0 | 0 | 0 | 0 | 0 | Normal | 0 | 0 | 0 | 0
Griddle_New_ | Commercial | Miscellaneous | New | Food Preparation | Natural Gas | Griddle | E8 |  | 0 | 0 | 0 | 0 | 0 | 0 | 0 | 0 | 0 | 0 | 0 | 0 | 0 | 0 | 0 | 0 | 0 | Normal | 0 | 0 | 0 | 0
Griddle_New_ | Commercial | Miscellaneous | New | Food Preparation | Natural Gas | Griddle | E9 |  | 0 | 0 | 0 | 0 | 0 | 0 | 0 | 0 | 0 | 0 | 0 | 0 | 0 | 0 | 0 | 0 | 0 | Normal | 0 | 0 | 0 | 0
Griddle_New_ | Commercial | Miscellaneous | New | Food Preparation | Natural Gas | Griddle | E10 |  | 0 | 0 | 0 | 0 | 0 | 0 | 0 | 0 | 0 | 0 | 0 | 0 | 0 | 0 | 0 | 0 | 0 | Normal | 0 | 0 | 0 | 0
Range_New_Typical | Commercial | Miscellaneous | New | Food Preparation | Natural Gas | Range | E1 | Typical | 1 | 0 | 0 | 0.050711 | 0 | 0 | 0.050711 | 0 | 9 | 15 | 12 | 2023 | 2050 | 1 | 0 | 0 | 0 | Normal | 0 | 0.019985 | 0 | 0 |  | 1 units | 1 | 0 | 2.4126e-05 |  | 857.4828 | 2043.1823 | 0 | 0 |  | 2023 | 0.89459
Range_New_High Efficiency | Commercial | Miscellaneous | New | Food Preparation | Natural Gas | Range | E2 | High Efficiency | 0.75981 | 0 | 0 | 0.063368 | 0 | 0 | 0.063368 | 0 | 9 | 15 | 12 | 2023 | 2050 | 1 | 0 | 0 | 0 | Normal | 0 | 0.015185 | 0 | 0 |  | 1 units | 1 | 0 | 2.4126e-05 |  | 651.5262 | 2553.125 | 0 | 0 |  | 2023 | 0.89459
Range_New_ | Commercial | Miscellaneous | New | Food Preparation | Natural Gas | Range | E3 |  | 0 | 0 | 0 | 0 | 0 | 0 | 0 | 0 | 0 | 0 | 0 | 0 | 0 | 0 | 0 | 0 | 0 | Normal | 0 | 0 | 0 | 0
Range_New_ | Commercial | Miscellaneous | New | Food Preparation | Natural Gas | Range | E4 |  | 0 | 0 | 0 | 0 | 0 | 0 | 0 | 0 | 0 | 0 | 0 | 0 | 0 | 0 | 0 | 0 | 0 | Normal | 0 | 0 | 0 | 0
Range_New_ | Commercial | Miscellaneous | New | Food Preparation | Natural Gas | Range | E5 |  | 0 | 0 | 0 | 0 | 0 | 0 | 0 | 0 | 0 | 0 | 0 | 0 | 0 | 0 | 0 | 0 | 0 | Normal | 0 | 0 | 0 | 0
Range_New_ | Commercial | Miscellaneous | New | Food Preparation | Natural Gas | Range | E6 |  | 0 | 0 | 0 | 0 | 0 | 0 | 0 | 0 | 0 | 0 | 0 | 0 | 0 | 0 | 0 | 0 | 0 | Normal | 0 | 0 | 0 | 0
Range_New_ | Commercial | Miscellaneous | New | Food Preparation | Natural Gas | Range | E7 |  | 0 | 0 | 0 | 0 | 0 | 0 | 0 | 0 | 0 | 0 | 0 | 0 | 0 | 0 | 0 | 0 | 0 | Normal | 0 | 0 | 0 | 0
Range_New_ | Commercial | Miscellaneous | New | Food Preparation | Natural Gas | Range | E8 |  | 0 | 0 | 0 | 0 | 0 | 0 | 0 | 0 | 0 | 0 | 0 | 0 | 0 | 0 | 0 | 0 | 0 | Normal | 0 | 0 | 0 | 0
Range_New_ | Commercial | Miscellaneous | New | Food Preparation | Natural Gas | Range | E9 |  | 0 | 0 | 0 | 0 | 0 | 0 | 0 | 0 | 0 | 0 | 0 | 0 | 0 | 0 | 0 | 0 | 0 | Normal | 0 | 0 | 0 | 0
Range_New_ | Commercial | Miscellaneous | New | Food Preparation | Natural Gas | Range | E10 |  | 0 | 0 | 0 | 0 | 0 | 0 | 0 | 0 | 0 | 0 | 0 | 0 | 0 | 0 | 0 | 0 | 0 | Normal | 0 | 0 | 0 | 0
Steamer_New_Typical | Commercial | Miscellaneous | New | Food Preparation | Natural Gas | Steamer | E1 | Typical | 1 | 0 | 0 | 1.4173 | 0 | 0 | 1.4173 | 0 | 9 | 15 | 12 | 2023 | 2021 | 1 | 0 | 0 | 0 | Normal | 0 | 0.048992 | 0 | 0 |  | 1 units | 1 | 0 | 7.428e-05 |  | 659.5559 | 19293.381 | 0 | 0 |  | 2024 | 0.85998
Steamer_New_ENERGY STAR (1.2) | Commercial | Miscellaneous | New | Food Preparation | Natural Gas | Steamer | E2 | ENERGY STAR (1.2) | 0.37076 | 0 | 0 | 1.2609 | 0 | -0.088712 | 1.1722 | 0 | 9 | 15 | 12 | 2023 | 2050 | 1 | 0 | 0 | 0 | Normal | 0 | 0.018164 | 0 | 0 |  | 1 units | 1 | 0 | 7.428e-05 |  | 244.5384 | 17164.5079 | 0 | -1388.7391 |  | 2024 | 0.85998
Steamer_New_ | Commercial | Miscellaneous | New | Food Preparation | Natural Gas | Steamer | E3 |  | 0 | 0 | 0 | 0 | 0 | 0 | 0 | 0 | 0 | 0 | 0 | 0 | 0 | 0 | 0 | 0 | 0 | Normal | 0 | 0 | 0 | 0
Steamer_New_ | Commercial | Miscellaneous | New | Food Preparation | Natural Gas | Steamer | E4 |  | 0 | 0 | 0 | 0 | 0 | 0 | 0 | 0 | 0 | 0 | 0 | 0 | 0 | 0 | 0 | 0 | 0 | Normal | 0 | 0 | 0 | 0
Steamer_New_ | Commercial | Miscellaneous | New | Food Preparation | Natural Gas | Steamer | E5 |  | 0 | 0 | 0 | 0 | 0 | 0 | 0 | 0 | 0 | 0 | 0 | 0 | 0 | 0 | 0 | 0 | 0 | Normal | 0 | 0 | 0 | 0
Steamer_New_ | Commercial | Miscellaneous | New | Food Preparation | Natural Gas | Steamer | E6 |  | 0 | 0 | 0 | 0 | 0 | 0 | 0 | 0 | 0 | 0 | 0 | 0 | 0 | 0 | 0 | 0 | 0 | Normal | 0 | 0 | 0 | 0
Steamer_New_ | Commercial | Miscellaneous | New | Food Preparation | Natural Gas | Steamer | E7 |  | 0 | 0 | 0 | 0 | 0 | 0 | 0 | 0 | 0 | 0 | 0 | 0 | 0 | 0 | 0 | 0 | 0 | Normal | 0 | 0 | 0 | 0
Steamer_New_ | Commercial | Miscellaneous | New | Food Preparation | Natural Gas | Steamer | E8 |  | 0 | 0 | 0 | 0 | 0 | 0 | 0 | 0 | 0 | 0 | 0 | 0 | 0 | 0 | 0 | 0 | 0 | Normal | 0 | 0 | 0 | 0
Steamer_New_ | Commercial | Miscellaneous | New | Food Preparation | Natural Gas | Steamer | E9 |  | 0 | 0 | 0 | 0 | 0 | 0 | 0 | 0 | 0 | 0 | 0 | 0 | 0 | 0 | 0 | 0 | 0 | Normal | 0 | 0 | 0 | 0
Steamer_New_ | Commercial | Miscellaneous | New | Food Preparation | Natural Gas | Steamer | E10 |  | 0 | 0 | 0 | 0 | 0 | 0 | 0 | 0 | 0 | 0 | 0 | 0 | 0 | 0 | 0 | 0 | 0 | Normal | 0 | 0 | 0 | 0
Commercial Food Prep Other_New_Standard | Commercial | Miscellaneous | New | Food Preparation | Natural Gas | Commercial Food Prep Other | E1 | Standard | 1 | 0 | 0 | 0.0067328 | 0 | 0 | 0.0067328 | 0 | 8 | 12 | 10 | 2023 | 2050 | 1 | 0 | 0 | 0 | Normal | 0 | 0.0070502 | 0 | 0 |  | 1 units | 1 | 0 | 4.9539e-06 |  | 1423.18 | 1000 | 0 | 0 |  | 2010 | 1.1818
Commercial Food Prep Other_New_Efficient | Commercial | Miscellaneous | New | Food Preparation | Natural Gas | Commercial Food Prep Other | E2 | Efficient | 0.72179 | 0 | 0 | 0.0085037 | 0 | 0 | 0.0085037 | 0 | 8 | 12 | 10 | 2023 | 2050 | 1 | 0 | 0 | 0 | Normal | 0 | 0.0050888 | 0 | 0 |  | 1 units | 1 | 0 | 4.9539e-06 |  | 1027.2384 | 1263.0334 | 0 | 0 |  | 2010 | 1.1818
Commercial Food Prep Other_New_ | Commercial | Miscellaneous | New | Food Preparation | Natural Gas | Commercial Food Prep Other | E3 |  | 0 | 0 | 0 | 0 | 0 | 0 | 0 | 0 | 0 | 0 | 0 | 0 | 0 | 0 | 0 | 0 | 0 | Normal | 0 | 0 | 0 | 0
Commercial Food Prep Other_New_ | Commercial | Miscellaneous | New | Food Preparation | Natural Gas | Commercial Food Prep Other | E4 |  | 0 | 0 | 0 | 0 | 0 | 0 | 0 | 0 | 0 | 0 | 0 | 0 | 0 | 0 | 0 | 0 | 0 | Normal | 0 | 0 | 0 | 0
Commercial Food Prep Other_New_ | Commercial | Miscellaneous | New | Food Preparation | Natural Gas | Commercial Food Prep Other | E5 |  | 0 | 0 | 0 | 0 | 0 | 0 | 0 | 0 | 0 | 0 | 0 | 0 | 0 | 0 | 0 | 0 | 0 | Normal | 0 | 0 | 0 | 0
Commercial Food Prep Other_New_ | Commercial | Miscellaneous | New | Food Preparation | Natural Gas | Commercial Food Prep Other | E6 |  | 0 | 0 | 0 | 0 | 0 | 0 | 0 | 0 | 0 | 0 | 0 | 0 | 0 | 0 | 0 | 0 | 0 | Normal | 0 | 0 | 0 | 0
Commercial Food Prep Other_New_ | Commercial | Miscellaneous | New | Food Preparation | Natural Gas | Commercial Food Prep Other | E7 |  | 0 | 0 | 0 | 0 | 0 | 0 | 0 | 0 | 0 | 0 | 0 | 0 | 0 | 0 | 0 | 0 | 0 | Normal | 0 | 0 | 0 | 0
Commercial Food Prep Other_New_ | Commercial | Miscellaneous | New | Food Preparation | Natural Gas | Commercial Food Prep Other | E8 |  | 0 | 0 | 0 | 0 | 0 | 0 | 0 | 0 | 0 | 0 | 0 | 0 | 0 | 0 | 0 | 0 | 0 | Normal | 0 | 0 | 0 | 0
Commercial Food Prep Other_New_ | Commercial | Miscellaneous | New | Food Preparation | Natural Gas | Commercial Food Prep Other | E9 |  | 0 | 0 | 0 | 0 | 0 | 0 | 0 | 0 | 0 | 0 | 0 | 0 | 0 | 0 | 0 | 0 | 0 | Normal | 0 | 0 | 0 | 0
Commercial Food Prep Other_New_ | Commercial | Miscellaneous | New | Food Preparation | Natural Gas | Commercial Food Prep Other | E10 |  | 0 | 0 | 0 | 0 | 0 | 0 | 0 | 0 | 0 | 0 | 0 | 0 | 0 | 0 | 0 | 0 | 0 | Normal | 0 | 0 | 0 | 0
Pool Heater_New_TE 82% (Standard) | Commercial | Miscellaneous | New | Miscellaneous | Natural Gas | Pool Heater | E1 | TE 82% (Standard) | 1 | 0 | 0 | 0.0424 | 0.01547 | 0.0006427 | 0.058513 | 0 | 8 | 14 | 11 | 2023 | 2027 | 1 | 0 | 0 | 0 | Normal | 0 | 0.070073 | 0 | 0 |  | 1 units | 1 | 0 | 5.9088e-06 |  | 11859 | 6239.8015 | 2618.1698 | 108.77 |  | 2021 | 1
Pool Heater_New_TE 84% (Standard 2028) | Commercial | Miscellaneous | New | Miscellaneous | Natural Gas | Pool Heater | E2 | TE 84% (Standard 2028) | 0.97622 | 0 | 0 | 0.046727 | 0.01541 | 0.00064672 | 0.062784 | 0 | 8 | 14 | 11 | 2023 | 2050 | 1 | 0 | 0 | 0 | Normal | 0 | 0.068406 | 0 | 0 |  | 1 units | 1 | 0 | 5.9088e-06 |  | 11577 | 6876.516 | 2607.9824 | 109.45 |  | 2021 | 1
Pool Heater_New_TE 95% (Condensing) | Commercial | Miscellaneous | New | Miscellaneous | Natural Gas | Pool Heater | E3 | TE 95% (Condensing) | 0.86323 | 0 | 0 | 0.061091 | 0.01693 | 0.00071107 | 0.078732 | 0 | 8 | 14 | 11 | 2023 | 2050 | 1 | 0 | 0 | 0 | Normal | 0 | 0.060489 | 0 | 0 |  | 1 units | 1 | 0 | 5.9088e-06 |  | 10237 | 8990.4079 | 2865.215 | 120.34 |  | 2021 | 1
Pool Heater_New_ | Commercial | Miscellaneous | New | Miscellaneous | Natural Gas | Pool Heater | E4 |  | 0 | 0 | 0 | 0 | 0 | 0 | 0 | 0 | 0 | 0 | 0 | 0 | 0 | 0 | 0 | 0 | 0 | Normal | 0 | 0 | 0 | 0
Pool Heater_New_ | Commercial | Miscellaneous | New | Miscellaneous | Natural Gas | Pool Heater | E5 |  | 0 | 0 | 0 | 0 | 0 | 0 | 0 | 0 | 0 | 0 | 0 | 0 | 0 | 0 | 0 | 0 | 0 | Normal | 0 | 0 | 0 | 0
Pool Heater_New_ | Commercial | Miscellaneous | New | Miscellaneous | Natural Gas | Pool Heater | E6 |  | 0 | 0 | 0 | 0 | 0 | 0 | 0 | 0 | 0 | 0 | 0 | 0 | 0 | 0 | 0 | 0 | 0 | Normal | 0 | 0 | 0 | 0
Pool Heater_New_ | Commercial | Miscellaneous | New | Miscellaneous | Natural Gas | Pool Heater | E7 |  | 0 | 0 | 0 | 0 | 0 | 0 | 0 | 0 | 0 | 0 | 0 | 0 | 0 | 0 | 0 | 0 | 0 | Normal | 0 | 0 | 0 | 0
Pool Heater_New_ | Commercial | Miscellaneous | New | Miscellaneous | Natural Gas | Pool Heater | E8 |  | 0 | 0 | 0 | 0 | 0 | 0 | 0 | 0 | 0 | 0 | 0 | 0 | 0 | 0 | 0 | 0 | 0 | Normal | 0 | 0 | 0 | 0
Pool Heater_New_ | Commercial | Miscellaneous | New | Miscellaneous | Natural Gas | Pool Heater | E9 |  | 0 | 0 | 0 | 0 | 0 | 0 | 0 | 0 | 0 | 0 | 0 | 0 | 0 | 0 | 0 | 0 | 0 | Normal | 0 | 0 | 0 | 0
Pool Heater_New_ | Commercial | Miscellaneous | New | Miscellaneous | Natural Gas | Pool Heater | E10 |  | 0 | 0 | 0 | 0 | 0 | 0 | 0 | 0 | 0 | 0 | 0 | 0 | 0 | 0 | 0 | 0 | 0 | Normal | 0 | 0 | 0 | 0
Other Miscellaneous_New_Miscellaneous | Commercial | Miscellaneous | New | Miscellaneous | Natural Gas | Other Miscellaneous | E1 | Miscellaneous | 1 | 0 | 0 | 0.0010911 | 0 | 0 | 0.0010911 | 0 | 2 | 8 | 5 | 2023 | 2050 | 1 | 0 | 0 | 0 | Normal | 0 | 0.00093619 | 0 | 0 |  | 1 units | 1 | 0 | 0.00093619 |  | 1 | 1 | 0 | 0 |  | 2020 | 1.0135
Other Miscellaneous_New_ | Commercial | Miscellaneous | New | Miscellaneous | Natural Gas | Other Miscellaneous | E2 |  | 0 | 0 | 0 | 0 | 0 | 0 | 0 | 0 | 0 | 0 | 0 | 0 | 0 | 0 | 0 | 0 | 0 | Normal | 0 | 0 | 0 | 0
Other Miscellaneous_New_ | Commercial | Miscellaneous | New | Miscellaneous | Natural Gas | Other Miscellaneous | E3 |  | 0 | 0 | 0 | 0 | 0 | 0 | 0 | 0 | 0 | 0 | 0 | 0 | 0 | 0 | 0 | 0 | 0 | Normal | 0 | 0 | 0 | 0
Other Miscellaneous_New_ | Commercial | Miscellaneous | New | Miscellaneous | Natural Gas | Other Miscellaneous | E4 |  | 0 | 0 | 0 | 0 | 0 | 0 | 0 | 0 | 0 | 0 | 0 | 0 | 0 | 0 | 0 | 0 | 0 | Normal | 0 | 0 | 0 | 0
Other Miscellaneous_New_ | Commercial | Miscellaneous | New | Miscellaneous | Natural Gas | Other Miscellaneous | E5 |  | 0 | 0 | 0 | 0 | 0 | 0 | 0 | 0 | 0 | 0 | 0 | 0 | 0 | 0 | 0 | 0 | 0 | Normal | 0 | 0 | 0 | 0
Other Miscellaneous_New_ | Commercial | Miscellaneous | New | Miscellaneous | Natural Gas | Other Miscellaneous | E6 |  | 0 | 0 | 0 | 0 | 0 | 0 | 0 | 0 | 0 | 0 | 0 | 0 | 0 | 0 | 0 | 0 | 0 | Normal | 0 | 0 | 0 | 0
Other Miscellaneous_New_ | Commercial | Miscellaneous | New | Miscellaneous | Natural Gas | Other Miscellaneous | E7 |  | 0 | 0 | 0 | 0 | 0 | 0 | 0 | 0 | 0 | 0 | 0 | 0 | 0 | 0 | 0 | 0 | 0 | Normal | 0 | 0 | 0 | 0
Other Miscellaneous_New_ | Commercial | Miscellaneous | New | Miscellaneous | Natural Gas | Other Miscellaneous | E8 |  | 0 | 0 | 0 | 0 | 0 | 0 | 0 | 0 | 0 | 0 | 0 | 0 | 0 | 0 | 0 | 0 | 0 | Normal | 0 | 0 | 0 | 0
Other Miscellaneous_New_ | Commercial | Miscellaneous | New | Miscellaneous | Natural Gas | Other Miscellaneous | E9 |  | 0 | 0 | 0 | 0 | 0 | 0 | 0 | 0 | 0 | 0 | 0 | 0 | 0 | 0 | 0 | 0 | 0 | Normal | 0 | 0 | 0 | 0
Other Miscellaneous_New_ | Commercial | Miscellaneous | New | Miscellaneous | Natural Gas | Other Miscellaneous | E10 |  | 0 | 0 | 0 | 0 | 0 | 0 | 0 | 0 | 0 | 0 | 0 | 0 | 0 | 0 | 0 | 0 | 0 | Normal | 0 | 0 | 0 | 0

## Com Tech Pivot (hidden)
Last Year on Market | (Multiple Items)
Row Labels
Boiler
Broiler
Commercial Food Prep Other
Conveyor Oven
Fryer
Furnace
Griddle
Other Miscellaneous
Oven
Pool Heater
Rack Oven
Range
Steamer
Unit Heater
Water Heater
Grand Total

## TRC_BC Ratios_All (hidden)
|  |  |  | ID_RESULTS_LOG | All
|  |  |  | SECTOR | Commercial
[8 empty] | Excludes E1 |  | 2026 | 2027
|  |  |  | Max of TRC_BC_RATIO | [5 empty] | DATE_TIME
Sector Key | Sector Key2 | Label Key | Key | MEASURE_TYPE | VINTAGE | SEGMENT | TECHNOLOGY | EQUIPMENT | EQUIPMENT_LABEL | 3 | 4 | 2026-2027 Average TRC | 2026 ONLY TRC | 2027 ONLY TRC
Boiler_Education_Existing_TE 84% | Boiler_Education_Existing | Boiler_Existing_TE 84% | Boiler_Existing | EQ | Existing | Education | Boiler | 2 | TE 84% | 0 | 0 | 0 | 0 | 0
Boiler_Education_Existing_TE 90% (2024 WA Standard) | Boiler_Education_Existing | Boiler_Existing_TE 90% (2024 WA Standard) | Boiler_Existing | EQ | Existing | Education | Boiler | 3 | TE 90% (2024 WA Standard) | 0.9 | 0.9 | 0.9 | 0.9 | 0.9
Boiler_Education_Existing_TE 94% (ENERGY STAR 1.0) | Boiler_Education_Existing | Boiler_Existing_TE 94% (ENERGY STAR 1.0) | Boiler_Existing | EQ | Existing | Education | Boiler | 4 | TE 94% (ENERGY STAR 1.0) | 0.21852 | 0.217 | 0.21852 | 0.21852 | 0.217
Boiler_Education_Existing_TE 98% | Boiler_Education_Existing | Boiler_Existing_TE 98% | Boiler_Existing | EQ | Existing | Education | Boiler | 5 | TE 98% | 0.20959 | 0.20813 | 0.20959 | 0.20959 | 0.20813
Broiler_Education_Existing_Infrared Burners | Broiler_Education_Existing | Broiler_Existing_Infrared Burners | Broiler_Existing | EQ | Existing | Education | Broiler | 2 | Infrared Burners | 2.3837 | 2.3767 | 2.3837 | 2.3837 | 2.3767
Commercial Food Prep Other_Education_Existing_Efficient | Commercial Food Prep Other_Education_Existing | Commercial Food Prep Other_Existing_Efficient | Commercial Food Prep Other_Existing | EQ | Existing | Education | Commercial Food Prep Other | 2 | Efficient | 14.4161 | 14.4393 | 14.4161 | 14.4161 | 14.4393
Conveyor Oven_Education_Existing_Efficient (>42% Baking Efficiency) | Conveyor Oven_Education_Existing | Conveyor Oven_Existing_Efficient (>42% Baking Efficiency) | Conveyor Oven_Existing | EQ | Existing | Education | Conveyor Oven | 2 | Efficient (>42% Baking Efficiency) | 3.0777 | 3.0686 | 3.0777 | 3.0777 | 3.0686
Fryer_Education_Existing_ENERGY STAR (3.0) | Fryer_Education_Existing | Fryer_Existing_ENERGY STAR (3.0) | Fryer_Existing | EQ | Existing | Education | Fryer | 2 | ENERGY STAR (3.0) | 0.9 | 0.9 | 0.9 | 0.9 | 0.9
Furnace_Education_Existing_TE 81% (2023 Standard) | Furnace_Education_Existing | Furnace_Existing_TE 81% (2023 Standard) | Furnace_Existing | EQ | Existing | Education | Furnace | 2 | TE 81% (2023 Standard) | 0.9 | 0.9 | 0.9 | 0.9 | 0.9
Furnace_Education_Existing_TE 90% | Furnace_Education_Existing | Furnace_Existing_TE 90% | Furnace_Existing | EQ | Existing | Education | Furnace | 3 | TE 90% | 0.091825 | 0.091158 | 0.091825 | 0.091825 | 0.091158
Furnace_Education_Existing_TE 96% | Furnace_Education_Existing | Furnace_Existing_TE 96% | Furnace_Existing | EQ | Existing | Education | Furnace | 4 | TE 96% | 0.05585 | 0.055444 | 0.05585 | 0.05585 | 0.055444
Furnace_Education_Existing_Dual-Fuel Heat Pump - TE 81% | Furnace_Education_Existing | Furnace_Existing_Dual-Fuel Heat Pump - TE 81% | Furnace_Existing | EQ | Existing | Education | Furnace | 5 | Dual-Fuel Heat Pump - TE 81% | 0.063815 | 0.063366 | 0.063815 | 0.063815 | 0.063366
Furnace_Education_Existing_Dual-Fuel Heat Pump - TE 96% | Furnace_Education_Existing | Furnace_Existing_Dual-Fuel Heat Pump - TE 96% | Furnace_Existing | EQ | Existing | Education | Furnace | 6 | Dual-Fuel Heat Pump - TE 96% | 0.054001 | 0.053619 | 0.054001 | 0.054001 | 0.053619
Griddle_Education_Existing_ENERGY STAR (1.2) | Griddle_Education_Existing | Griddle_Education_Existing_ENERGY STAR (1.2) | Griddle_Education_Existing | EQ | Existing | Education | Griddle | 2 | ENERGY STAR (1.2) | 0.21204 | 0.21418 | 0.21204 | 0.21204 | 0.21418
Griddle_Education_Existing_High-Efficiency | Griddle_Education_Existing | Griddle_Education_Existing_High-Efficiency | Griddle_Education_Existing | EQ | Existing | Education | Griddle | 3 | High-Efficiency | 0.29469 | 0.29766 | 0.29469 | 0.29469 | 0.29766
Oven_Education_Existing_ENERGY STAR (3.0) | Oven_Education_Existing | Oven_Education_Existing_ENERGY STAR (3.0) | Oven_Education_Existing | EQ | Existing | Education | Oven | 2 | ENERGY STAR (3.0) | 1.3638 | 1.3598 | 1.3638 | 1.3638 | 1.3598
Pool Heater_Education_Existing_TE 84% (Standard 2028) | Pool Heater_Education_Existing | Pool Heater_Existing_TE 84% (Standard 2028) | Pool Heater_Existing | EQ | Existing | Education | Pool Heater | 2 | TE 84% (Standard 2028) | 4.1605 | 4.1582 | 4.1605 | 4.1605 | 4.1582
Pool Heater_Education_Existing_TE 95% (Condensing) | Pool Heater_Education_Existing | Pool Heater_Existing_TE 95% (Condensing) | Pool Heater_Existing | EQ | Existing | Education | Pool Heater | 3 | TE 95% (Condensing) | 4.9514 | 4.9487 | 4.9514 | 4.9514 | 4.9487
Rack Oven_Education_Existing_ENERGY STAR (3.0) | Rack Oven_Education_Existing | Rack Oven_Existing_ENERGY STAR (3.0) | Rack Oven_Existing | EQ | Existing | Education | Rack Oven | 2 | ENERGY STAR (3.0) | 2.3063 | 2.2922 | 2.3063 | 2.3063 | 2.2922
Range_Education_Existing_High Efficiency | Range_Education_Existing | Range_Existing_High Efficiency | Range_Existing | EQ | Existing | Education | Range | 2 | High Efficiency | 3.6152 | 3.6046 | 3.6152 | 3.6152 | 3.6046
Steamer_Education_Existing_ENERGY STAR (1.2) | Steamer_Education_Existing | Steamer_Existing_ENERGY STAR (1.2) | Steamer_Existing | EQ | Existing | Education | Steamer | 2 | ENERGY STAR (1.2) | 0.9 | 0.9 | 0.9 | 0.9 | 0.9
Unit Heater_Education_Existing_Condensing (TE 90%) | Unit Heater_Education_Existing | Unit Heater_Existing_Condensing (TE 90%) | Unit Heater_Existing | EQ | Existing | Education | Unit Heater | 2 | Condensing (TE 90%) | 0.82532 | 0.82289 | 0.82532 | 0.82532 | 0.82289
Unit Heater_Education_Existing_Infrared Radiant | Unit Heater_Education_Existing | Unit Heater_Existing_Infrared Radiant | Unit Heater_Existing | EQ | Existing | Education | Unit Heater | 3 | Infrared Radiant | 7.3722 | 7.3506 | 7.3722 | 7.3722 | 7.3506
Water Heater_Education_Existing_TE 94% (ENERGY STAR 2.0) | Water Heater_Education_Existing | Water Heater_Existing_TE 94% (ENERGY STAR 2.0) | Water Heater_Existing | EQ | Existing | Education | Water Heater | 2 | TE 94% (ENERGY STAR 2.0) | 9.8386 | 9.8544 | 9.8386 | 9.8386 | 9.8544
Water Heater_Education_Existing_TE 96% (Instantaneous) | Water Heater_Education_Existing | Water Heater_Existing_TE 96% (Instantaneous) | Water Heater_Existing | EQ | Existing | Education | Water Heater | 3 | TE 96% (Instantaneous) | 7.7707 | 8.0439 | 7.7707 | 7.7707 | 8.0439
Boiler_Grocery_Existing_TE 84% | Boiler_Grocery_Existing | Boiler_Existing_TE 84% | Boiler_Existing | EQ | Existing | Grocery | Boiler | 2 | TE 84% | 0 | 0 | 0 | 0 | 0
Boiler_Grocery_Existing_TE 90% (2024 WA Standard) | Boiler_Grocery_Existing | Boiler_Existing_TE 90% (2024 WA Standard) | Boiler_Existing | EQ | Existing | Grocery | Boiler | 3 | TE 90% (2024 WA Standard) | 0.9 | 0.9 | 0.9 | 0.9 | 0.9
Boiler_Grocery_Existing_TE 94% (ENERGY STAR 1.0) | Boiler_Grocery_Existing | Boiler_Existing_TE 94% (ENERGY STAR 1.0) | Boiler_Existing | EQ | Existing | Grocery | Boiler | 4 | TE 94% (ENERGY STAR 1.0) | 0.44181 | 0.43875 | 0.44181 | 0.44181 | 0.43875
Boiler_Grocery_Existing_TE 98% | Boiler_Grocery_Existing | Boiler_Existing_TE 98% | Boiler_Existing | EQ | Existing | Grocery | Boiler | 5 | TE 98% | 0.42401 | 0.42107 | 0.42401 | 0.42401 | 0.42107
Broiler_Grocery_Existing_Infrared Burners | Broiler_Grocery_Existing | Broiler_Existing_Infrared Burners | Broiler_Existing | EQ | Existing | Grocery | Broiler | 2 | Infrared Burners | 2.3837 | 2.3767 | 2.3837 | 2.3837 | 2.3767
Commercial Food Prep Other_Grocery_Existing_Efficient | Commercial Food Prep Other_Grocery_Existing | Commercial Food Prep Other_Existing_Efficient | Commercial Food Prep Other_Existing | EQ | Existing | Grocery | Commercial Food Prep Other | 2 | Efficient | 14.4161 | 14.4393 | 14.4161 | 14.4161 | 14.4393
Conveyor Oven_Grocery_Existing_Efficient (>42% Baking Efficiency) | Conveyor Oven_Grocery_Existing | Conveyor Oven_Existing_Efficient (>42% Baking Efficiency) | Conveyor Oven_Existing | EQ | Existing | Grocery | Conveyor Oven | 2 | Efficient (>42% Baking Efficiency) | 3.0777 | 3.0686 | 3.0777 | 3.0777 | 3.0686
Fryer_Grocery_Existing_ENERGY STAR (3.0) | Fryer_Grocery_Existing | Fryer_Existing_ENERGY STAR (3.0) | Fryer_Existing | EQ | Existing | Grocery | Fryer | 2 | ENERGY STAR (3.0) | 0.9 | 0.9 | 0.9 | 0.9 | 0.9
Furnace_Grocery_Existing_TE 81% (2023 Standard) | Furnace_Grocery_Existing | Furnace_Existing_TE 81% (2023 Standard) | Furnace_Existing | EQ | Existing | Grocery | Furnace | 2 | TE 81% (2023 Standard) | 0.9 | 0.9 | 0.9 | 0.9 | 0.9
Furnace_Grocery_Existing_TE 90% | Furnace_Grocery_Existing | Furnace_Existing_TE 90% | Furnace_Existing | EQ | Existing | Grocery | Furnace | 3 | TE 90% | 0.098164 | 0.097451 | 0.098164 | 0.098164 | 0.097451
Furnace_Grocery_Existing_TE 96% | Furnace_Grocery_Existing | Furnace_Existing_TE 96% | Furnace_Existing | EQ | Existing | Grocery | Furnace | 4 | TE 96% | 0.059714 | 0.05928 | 0.059714 | 0.059714 | 0.05928
Furnace_Grocery_Existing_Dual-Fuel Heat Pump - TE 81% | Furnace_Grocery_Existing | Furnace_Existing_Dual-Fuel Heat Pump - TE 81% | Furnace_Existing | EQ | Existing | Grocery | Furnace | 5 | Dual-Fuel Heat Pump - TE 81% | 0.098589 | 0.097894 | 0.098589 | 0.098589 | 0.097894
Furnace_Grocery_Existing_Dual-Fuel Heat Pump - TE 96% | Furnace_Grocery_Existing | Furnace_Existing_Dual-Fuel Heat Pump - TE 96% | Furnace_Existing | EQ | Existing | Grocery | Furnace | 6 | Dual-Fuel Heat Pump - TE 96% | 0.077001 | 0.076456 | 0.077001 | 0.077001 | 0.076456
Griddle_Grocery_Existing_ENERGY STAR (1.2) | Griddle_Grocery_Existing | Griddle_Grocery_Existing_ENERGY STAR (1.2) | Griddle_Grocery_Existing | EQ | Existing | Grocery | Griddle | 2 | ENERGY STAR (1.2) | 0.21204 | 0.21418 | 0.21204 | 0.21204 | 0.21418
Griddle_Grocery_Existing_High-Efficiency | Griddle_Grocery_Existing | Griddle_Grocery_Existing_High-Efficiency | Griddle_Grocery_Existing | EQ | Existing | Grocery | Griddle | 3 | High-Efficiency | 0.29469 | 0.29766 | 0.29469 | 0.29469 | 0.29766
Oven_Grocery_Existing_ENERGY STAR (3.0) | Oven_Grocery_Existing | Oven_Grocery_Existing_ENERGY STAR (3.0) | Oven_Grocery_Existing | EQ | Existing | Grocery | Oven | 2 | ENERGY STAR (3.0) | 1.3638 | 1.3598 | 1.3638 | 1.3638 | 1.3598
Pool Heater_Grocery_Existing_TE 84% (Standard 2028) | Pool Heater_Grocery_Existing | Pool Heater_Existing_TE 84% (Standard 2028) | Pool Heater_Existing | EQ | Existing | Grocery | Pool Heater | 2 | TE 84% (Standard 2028) | 4.1605 | 4.1582 | 4.1605 | 4.1605 | 4.1582
Pool Heater_Grocery_Existing_TE 95% (Condensing) | Pool Heater_Grocery_Existing | Pool Heater_Existing_TE 95% (Condensing) | Pool Heater_Existing | EQ | Existing | Grocery | Pool Heater | 3 | TE 95% (Condensing) | 4.9514 | 4.9487 | 4.9514 | 4.9514 | 4.9487
Rack Oven_Grocery_Existing_ENERGY STAR (3.0) | Rack Oven_Grocery_Existing | Rack Oven_Existing_ENERGY STAR (3.0) | Rack Oven_Existing | EQ | Existing | Grocery | Rack Oven | 2 | ENERGY STAR (3.0) | 2.3063 | 2.2922 | 2.3063 | 2.3063 | 2.2922
Range_Grocery_Existing_High Efficiency | Range_Grocery_Existing | Range_Existing_High Efficiency | Range_Existing | EQ | Existing | Grocery | Range | 2 | High Efficiency | 3.6152 | 3.6046 | 3.6152 | 3.6152 | 3.6046
Steamer_Grocery_Existing_ENERGY STAR (1.2) | Steamer_Grocery_Existing | Steamer_Existing_ENERGY STAR (1.2) | Steamer_Existing | EQ | Existing | Grocery | Steamer | 2 | ENERGY STAR (1.2) | 0.9 | 0.9 | 0.9 | 0.9 | 0.9
Unit Heater_Grocery_Existing_Condensing (TE 90%) | Unit Heater_Grocery_Existing | Unit Heater_Existing_Condensing (TE 90%) | Unit Heater_Existing | EQ | Existing | Grocery | Unit Heater | 2 | Condensing (TE 90%) | 0.82532 | 0.82289 | 0.82532 | 0.82532 | 0.82289
Unit Heater_Grocery_Existing_Infrared Radiant | Unit Heater_Grocery_Existing | Unit Heater_Existing_Infrared Radiant | Unit Heater_Existing | EQ | Existing | Grocery | Unit Heater | 3 | Infrared Radiant | 7.3722 | 7.3506 | 7.3722 | 7.3722 | 7.3506
Water Heater_Grocery_Existing_TE 94% (ENERGY STAR 2.0) | Water Heater_Grocery_Existing | Water Heater_Existing_TE 94% (ENERGY STAR 2.0) | Water Heater_Existing | EQ | Existing | Grocery | Water Heater | 2 | TE 94% (ENERGY STAR 2.0) | 9.8215 | 9.8373 | 9.8215 | 9.8215 | 9.8373
Water Heater_Grocery_Existing_TE 96% (Instantaneous) | Water Heater_Grocery_Existing | Water Heater_Existing_TE 96% (Instantaneous) | Water Heater_Existing | EQ | Existing | Grocery | Water Heater | 3 | TE 96% (Instantaneous) | 7.7445 | 8.0176 | 7.7445 | 7.7445 | 8.0176
Boiler_Healthcare_Existing_TE 84% | Boiler_Healthcare_Existing | Boiler_Existing_TE 84% | Boiler_Existing | EQ | Existing | Healthcare | Boiler | 2 | TE 84% | 0 | 0 | 0 | 0 | 0
Boiler_Healthcare_Existing_TE 90% (2024 WA Standard) | Boiler_Healthcare_Existing | Boiler_Existing_TE 90% (2024 WA Standard) | Boiler_Existing | EQ | Existing | Healthcare | Boiler | 3 | TE 90% (2024 WA Standard) | 0.9 | 0.9 | 0.9 | 0.9 | 0.9
Boiler_Healthcare_Existing_TE 94% (ENERGY STAR 1.0) | Boiler_Healthcare_Existing | Boiler_Existing_TE 94% (ENERGY STAR 1.0) | Boiler_Existing | EQ | Existing | Healthcare | Boiler | 4 | TE 94% (ENERGY STAR 1.0) | 1.3371 | 1.3278 | 1.3371 | 1.3371 | 1.3278
Boiler_Healthcare_Existing_TE 98% | Boiler_Healthcare_Existing | Boiler_Existing_TE 98% | Boiler_Existing | EQ | Existing | Healthcare | Boiler | 5 | TE 98% | 1.2829 | 1.274 | 1.2829 | 1.2829 | 1.274
Broiler_Healthcare_Existing_Infrared Burners | Broiler_Healthcare_Existing | Broiler_Existing_Infrared Burners | Broiler_Existing | EQ | Existing | Healthcare | Broiler | 2 | Infrared Burners | 2.3837 | 2.3767 | 2.3837 | 2.3837 | 2.3767
Commercial Food Prep Other_Healthcare_Existing_Efficient | Commercial Food Prep Other_Healthcare_Existing | Commercial Food Prep Other_Existing_Efficient | Commercial Food Prep Other_Existing | EQ | Existing | Healthcare | Commercial Food Prep Other | 2 | Efficient | 14.4161 | 14.4393 | 14.4161 | 14.4161 | 14.4393
Conveyor Oven_Healthcare_Existing_Efficient (>42% Baking Efficiency) | Conveyor Oven_Healthcare_Existing | Conveyor Oven_Existing_Efficient (>42% Baking Efficiency) | Conveyor Oven_Existing | EQ | Existing | Healthcare | Conveyor Oven | 2 | Efficient (>42% Baking Efficiency) | 3.0777 | 3.0686 | 3.0777 | 3.0777 | 3.0686
Fryer_Healthcare_Existing_ENERGY STAR (3.0) | Fryer_Healthcare_Existing | Fryer_Existing_ENERGY STAR (3.0) | Fryer_Existing | EQ | Existing | Healthcare | Fryer | 2 | ENERGY STAR (3.0) | 0.9 | 0.9 | 0.9 | 0.9 | 0.9
Furnace_Healthcare_Existing_TE 81% (2023 Standard) | Furnace_Healthcare_Existing | Furnace_Existing_TE 81% (2023 Standard) | Furnace_Existing | EQ | Existing | Healthcare | Furnace | 2 | TE 81% (2023 Standard) | 0.9 | 0.9 | 0.9 | 0.9 | 0.9
Furnace_Healthcare_Existing_TE 90% | Furnace_Healthcare_Existing | Furnace_Existing_TE 90% | Furnace_Existing | EQ | Existing | Healthcare | Furnace | 3 | TE 90% | 0.53501 | 0.53112 | 0.53501 | 0.53501 | 0.53112
Furnace_Healthcare_Existing_TE 96% | Furnace_Healthcare_Existing | Furnace_Existing_TE 96% | Furnace_Existing | EQ | Existing | Healthcare | Furnace | 4 | TE 96% | 0.32525 | 0.32289 | 0.32525 | 0.32525 | 0.32289
Furnace_Healthcare_Existing_Dual-Fuel Heat Pump - TE 81% | Furnace_Healthcare_Existing | Furnace_Existing_Dual-Fuel Heat Pump - TE 81% | Furnace_Existing | EQ | Existing | Healthcare | Furnace | 5 | Dual-Fuel Heat Pump - TE 81% | 0.4271 | 0.42409 | 0.4271 | 0.4271 | 0.42409
Furnace_Healthcare_Existing_Dual-Fuel Heat Pump - TE 96% | Furnace_Healthcare_Existing | Furnace_Existing_Dual-Fuel Heat Pump - TE 96% | Furnace_Existing | EQ | Existing | Healthcare | Furnace | 6 | Dual-Fuel Heat Pump - TE 96% | 0.35154 | 0.34905 | 0.35154 | 0.35154 | 0.34905
Griddle_Healthcare_Existing_ENERGY STAR (1.2) | Griddle_Healthcare_Existing | Griddle_Healthcare_Existing_ENERGY STAR (1.2) | Griddle_Healthcare_Existing | EQ | Existing | Healthcare | Griddle | 2 | ENERGY STAR (1.2) | 0.21204 | 0.21418 | 0.21204 | 0.21204 | 0.21418
Griddle_Healthcare_Existing_High-Efficiency | Griddle_Healthcare_Existing | Griddle_Healthcare_Existing_High-Efficiency | Griddle_Healthcare_Existing | EQ | Existing | Healthcare | Griddle | 3 | High-Efficiency | 0.29469 | 0.29766 | 0.29469 | 0.29469 | 0.29766
Oven_Healthcare_Existing_ENERGY STAR (3.0) | Oven_Healthcare_Existing | Oven_Healthcare_Existing_ENERGY STAR (3.0) | Oven_Healthcare_Existing | EQ | Existing | Healthcare | Oven | 2 | ENERGY STAR (3.0) | 1.3638 | 1.3598 | 1.3638 | 1.3638 | 1.3598
Pool Heater_Healthcare_Existing_TE 84% (Standard 2028) | Pool Heater_Healthcare_Existing | Pool Heater_Existing_TE 84% (Standard 2028) | Pool Heater_Existing | EQ | Existing | Healthcare | Pool Heater | 2 | TE 84% (Standard 2028) | 4.1605 | 4.1582 | 4.1605 | 4.1605 | 4.1582
Pool Heater_Healthcare_Existing_TE 95% (Condensing) | Pool Heater_Healthcare_Existing | Pool Heater_Existing_TE 95% (Condensing) | Pool Heater_Existing | EQ | Existing | Healthcare | Pool Heater | 3 | TE 95% (Condensing) | 4.9514 | 4.9487 | 4.9514 | 4.9514 | 4.9487
Rack Oven_Healthcare_Existing_ENERGY STAR (3.0) | Rack Oven_Healthcare_Existing | Rack Oven_Existing_ENERGY STAR (3.0) | Rack Oven_Existing | EQ | Existing | Healthcare | Rack Oven | 2 | ENERGY STAR (3.0) | 2.3063 | 2.2922 | 2.3063 | 2.3063 | 2.2922
Range_Healthcare_Existing_High Efficiency | Range_Healthcare_Existing | Range_Existing_High Efficiency | Range_Existing | EQ | Existing | Healthcare | Range | 2 | High Efficiency | 3.6152 | 3.6046 | 3.6152 | 3.6152 | 3.6046
Steamer_Healthcare_Existing_ENERGY STAR (1.2) | Steamer_Healthcare_Existing | Steamer_Existing_ENERGY STAR (1.2) | Steamer_Existing | EQ | Existing | Healthcare | Steamer | 2 | ENERGY STAR (1.2) | 0.9 | 0.9 | 0.9 | 0.9 | 0.9
Unit Heater_Healthcare_Existing_Condensing (TE 90%) | Unit Heater_Healthcare_Existing | Unit Heater_Existing_Condensing (TE 90%) | Unit Heater_Existing | EQ | Existing | Healthcare | Unit Heater | 2 | Condensing (TE 90%) | 0.82532 | 0.82289 | 0.82532 | 0.82532 | 0.82289
Unit Heater_Healthcare_Existing_Infrared Radiant | Unit Heater_Healthcare_Existing | Unit Heater_Existing_Infrared Radiant | Unit Heater_Existing | EQ | Existing | Healthcare | Unit Heater | 3 | Infrared Radiant | 7.3722 | 7.3506 | 7.3722 | 7.3722 | 7.3506
Water Heater_Healthcare_Existing_TE 94% (ENERGY STAR 2.0) | Water Heater_Healthcare_Existing | Water Heater_Existing_TE 94% (ENERGY STAR 2.0) | Water Heater_Existing | EQ | Existing | Healthcare | Water Heater | 2 | TE 94% (ENERGY STAR 2.0) | 9.8382 | 9.854 | 9.8382 | 9.8382 | 9.854
Water Heater_Healthcare_Existing_TE 96% (Instantaneous) | Water Heater_Healthcare_Existing | Water Heater_Existing_TE 96% (Instantaneous) | Water Heater_Existing | EQ | Existing | Healthcare | Water Heater | 3 | TE 96% (Instantaneous) | 7.7441 | 8.0173 | 7.7441 | 7.7441 | 8.0173
Boiler_Lodging_Existing_TE 84% | Boiler_Lodging_Existing | Boiler_Existing_TE 84% | Boiler_Existing | EQ | Existing | Lodging | Boiler | 2 | TE 84% | 0 | 0 | 0 | 0 | 0
Boiler_Lodging_Existing_TE 90% (2024 WA Standard) | Boiler_Lodging_Existing | Boiler_Existing_TE 90% (2024 WA Standard) | Boiler_Existing | EQ | Existing | Lodging | Boiler | 3 | TE 90% (2024 WA Standard) | 0.9 | 0.9 | 0.9 | 0.9 | 0.9
Boiler_Lodging_Existing_TE 94% (ENERGY STAR 1.0) | Boiler_Lodging_Existing | Boiler_Existing_TE 94% (ENERGY STAR 1.0) | Boiler_Existing | EQ | Existing | Lodging | Boiler | 4 | TE 94% (ENERGY STAR 1.0) | 0.35913 | 0.35664 | 0.35913 | 0.35913 | 0.35664
Boiler_Lodging_Existing_TE 98% | Boiler_Lodging_Existing | Boiler_Existing_TE 98% | Boiler_Existing | EQ | Existing | Lodging | Boiler | 5 | TE 98% | 0.34406 | 0.34168 | 0.34406 | 0.34406 | 0.34168
Broiler_Lodging_Existing_Infrared Burners | Broiler_Lodging_Existing | Broiler_Existing_Infrared Burners | Broiler_Existing | EQ | Existing | Lodging | Broiler | 2 | Infrared Burners | 2.3837 | 2.3767 | 2.3837 | 2.3837 | 2.3767
Commercial Food Prep Other_Lodging_Existing_Efficient | Commercial Food Prep Other_Lodging_Existing | Commercial Food Prep Other_Existing_Efficient | Commercial Food Prep Other_Existing | EQ | Existing | Lodging | Commercial Food Prep Other | 2 | Efficient | 14.4161 | 14.4393 | 14.4161 | 14.4161 | 14.4393
Conveyor Oven_Lodging_Existing_Efficient (>42% Baking Efficiency) | Conveyor Oven_Lodging_Existing | Conveyor Oven_Existing_Efficient (>42% Baking Efficiency) | Conveyor Oven_Existing | EQ | Existing | Lodging | Conveyor Oven | 2 | Efficient (>42% Baking Efficiency) | 3.0777 | 3.0686 | 3.0777 | 3.0777 | 3.0686
Fryer_Lodging_Existing_ENERGY STAR (3.0) | Fryer_Lodging_Existing | Fryer_Existing_ENERGY STAR (3.0) | Fryer_Existing | EQ | Existing | Lodging | Fryer | 2 | ENERGY STAR (3.0) | 0.9 | 0.9 | 0.9 | 0.9 | 0.9
Furnace_Lodging_Existing_TE 81% (2023 Standard) | Furnace_Lodging_Existing | Furnace_Existing_TE 81% (2023 Standard) | Furnace_Existing | EQ | Existing | Lodging | Furnace | 2 | TE 81% (2023 Standard) | 0.9 | 0.9 | 0.9 | 0.9 | 0.9
Furnace_Lodging_Existing_TE 90% | Furnace_Lodging_Existing | Furnace_Existing_TE 90% | Furnace_Existing | EQ | Existing | Lodging | Furnace | 3 | TE 90% | 0.15346 | 0.15234 | 0.15346 | 0.15346 | 0.15234
Furnace_Lodging_Existing_TE 96% | Furnace_Lodging_Existing | Furnace_Existing_TE 96% | Furnace_Existing | EQ | Existing | Lodging | Furnace | 4 | TE 96% | 0.093306 | 0.092628 | 0.093306 | 0.093306 | 0.092628
Furnace_Lodging_Existing_Dual-Fuel Heat Pump - TE 81% | Furnace_Lodging_Existing | Furnace_Existing_Dual-Fuel Heat Pump - TE 81% | Furnace_Existing | EQ | Existing | Lodging | Furnace | 5 | Dual-Fuel Heat Pump - TE 81% | 0.07529 | 0.074759 | 0.07529 | 0.07529 | 0.074759
Furnace_Lodging_Existing_Dual-Fuel Heat Pump - TE 96% | Furnace_Lodging_Existing | Furnace_Existing_Dual-Fuel Heat Pump - TE 96% | Furnace_Existing | EQ | Existing | Lodging | Furnace | 6 | Dual-Fuel Heat Pump - TE 96% | 0.067425 | 0.066948 | 0.067425 | 0.067425 | 0.066948
Griddle_Lodging_Existing_ENERGY STAR (1.2) | Griddle_Lodging_Existing | Griddle_Lodging_Existing_ENERGY STAR (1.2) | Griddle_Lodging_Existing | EQ | Existing | Lodging | Griddle | 2 | ENERGY STAR (1.2) | 0.21204 | 0.21418 | 0.21204 | 0.21204 | 0.21418
Griddle_Lodging_Existing_High-Efficiency | Griddle_Lodging_Existing | Griddle_Lodging_Existing_High-Efficiency | Griddle_Lodging_Existing | EQ | Existing | Lodging | Griddle | 3 | High-Efficiency | 0.29469 | 0.29766 | 0.29469 | 0.29469 | 0.29766
Oven_Lodging_Existing_ENERGY STAR (3.0) | Oven_Lodging_Existing | Oven_Lodging_Existing_ENERGY STAR (3.0) | Oven_Lodging_Existing | EQ | Existing | Lodging | Oven | 2 | ENERGY STAR (3.0) | 1.3638 | 1.3598 | 1.3638 | 1.3638 | 1.3598
Pool Heater_Lodging_Existing_TE 84% (Standard 2028) | Pool Heater_Lodging_Existing | Pool Heater_Existing_TE 84% (Standard 2028) | Pool Heater_Existing | EQ | Existing | Lodging | Pool Heater | 2 | TE 84% (Standard 2028) | 4.1605 | 4.1582 | 4.1605 | 4.1605 | 4.1582
Pool Heater_Lodging_Existing_TE 95% (Condensing) | Pool Heater_Lodging_Existing | Pool Heater_Existing_TE 95% (Condensing) | Pool Heater_Existing | EQ | Existing | Lodging | Pool Heater | 3 | TE 95% (Condensing) | 4.9514 | 4.9487 | 4.9514 | 4.9514 | 4.9487
Rack Oven_Lodging_Existing_ENERGY STAR (3.0) | Rack Oven_Lodging_Existing | Rack Oven_Existing_ENERGY STAR (3.0) | Rack Oven_Existing | EQ | Existing | Lodging | Rack Oven | 2 | ENERGY STAR (3.0) | 2.3063 | 2.2922 | 2.3063 | 2.3063 | 2.2922
Range_Lodging_Existing_High Efficiency | Range_Lodging_Existing | Range_Existing_High Efficiency | Range_Existing | EQ | Existing | Lodging | Range | 2 | High Efficiency | 3.6152 | 3.6046 | 3.6152 | 3.6152 | 3.6046
Steamer_Lodging_Existing_ENERGY STAR (1.2) | Steamer_Lodging_Existing | Steamer_Existing_ENERGY STAR (1.2) | Steamer_Existing | EQ | Existing | Lodging | Steamer | 2 | ENERGY STAR (1.2) | 0.9 | 0.9 | 0.9 | 0.9 | 0.9
Unit Heater_Lodging_Existing_Condensing (TE 90%) | Unit Heater_Lodging_Existing | Unit Heater_Existing_Condensing (TE 90%) | Unit Heater_Existing | EQ | Existing | Lodging | Unit Heater | 2 | Condensing (TE 90%) | 0.82532 | 0.82289 | 0.82532 | 0.82532 | 0.82289
Unit Heater_Lodging_Existing_Infrared Radiant | Unit Heater_Lodging_Existing | Unit Heater_Existing_Infrared Radiant | Unit Heater_Existing | EQ | Existing | Lodging | Unit Heater | 3 | Infrared Radiant | 7.3722 | 7.3506 | 7.3722 | 7.3722 | 7.3506
Water Heater_Lodging_Existing_TE 94% (ENERGY STAR 2.0) | Water Heater_Lodging_Existing | Water Heater_Existing_TE 94% (ENERGY STAR 2.0) | Water Heater_Existing | EQ | Existing | Lodging | Water Heater | 2 | TE 94% (ENERGY STAR 2.0) | 9.8251 | 9.8409 | 9.8251 | 9.8251 | 9.8409
Water Heater_Lodging_Existing_TE 96% (Instantaneous) | Water Heater_Lodging_Existing | Water Heater_Existing_TE 96% (Instantaneous) | Water Heater_Existing | EQ | Existing | Lodging | Water Heater | 3 | TE 96% (Instantaneous) | 7.7318 | 8.005 | 7.7318 | 7.7318 | 8.005
Boiler_Miscellaneous_Existing_TE 84% | Boiler_Miscellaneous_Existing | Boiler_Existing_TE 84% | Boiler_Existing | EQ | Existing | Miscellaneous | Boiler | 2 | TE 84% | 0 | 0 | 0 | 0 | 0
Boiler_Miscellaneous_Existing_TE 90% (2024 WA Standard) | Boiler_Miscellaneous_Existing | Boiler_Existing_TE 90% (2024 WA Standard) | Boiler_Existing | EQ | Existing | Miscellaneous | Boiler | 3 | TE 90% (2024 WA Standard) | 0.9 | 0.9 | 0.9 | 0.9 | 0.9
Boiler_Miscellaneous_Existing_TE 94% (ENERGY STAR 1.0) | Boiler_Miscellaneous_Existing | Boiler_Existing_TE 94% (ENERGY STAR 1.0) | Boiler_Existing | EQ | Existing | Miscellaneous | Boiler | 4 | TE 94% (ENERGY STAR 1.0) | 1.656 | 1.6445 | 1.656 | 1.656 | 1.6445
Boiler_Miscellaneous_Existing_TE 98% | Boiler_Miscellaneous_Existing | Boiler_Existing_TE 98% | Boiler_Existing | EQ | Existing | Miscellaneous | Boiler | 5 | TE 98% | 1.5893 | 1.5783 | 1.5893 | 1.5893 | 1.5783
Broiler_Miscellaneous_Existing_Infrared Burners | Broiler_Miscellaneous_Existing | Broiler_Existing_Infrared Burners | Broiler_Existing | EQ | Existing | Miscellaneous | Broiler | 2 | Infrared Burners | 2.3837 | 2.3767 | 2.3837 | 2.3837 | 2.3767
Commercial Food Prep Other_Miscellaneous_Existing_Efficient | Commercial Food Prep Other_Miscellaneous_Existing | Commercial Food Prep Other_Existing_Efficient | Commercial Food Prep Other_Existing | EQ | Existing | Miscellaneous | Commercial Food Prep Other | 2 | Efficient | 14.4161 | 14.4393 | 14.4161 | 14.4161 | 14.4393
Conveyor Oven_Miscellaneous_Existing_Efficient (>42% Baking Efficiency) | Conveyor Oven_Miscellaneous_Existing | Conveyor Oven_Existing_Efficient (>42% Baking Efficiency) | Conveyor Oven_Existing | EQ | Existing | Miscellaneous | Conveyor Oven | 2 | Efficient (>42% Baking Efficiency) | 3.0777 | 3.0686 | 3.0777 | 3.0777 | 3.0686
Fryer_Miscellaneous_Existing_ENERGY STAR (3.0) | Fryer_Miscellaneous_Existing | Fryer_Existing_ENERGY STAR (3.0) | Fryer_Existing | EQ | Existing | Miscellaneous | Fryer | 2 | ENERGY STAR (3.0) | 0.9 | 0.9 | 0.9 | 0.9 | 0.9
Furnace_Miscellaneous_Existing_TE 81% (2023 Standard) | Furnace_Miscellaneous_Existing | Furnace_Existing_TE 81% (2023 Standard) | Furnace_Existing | EQ | Existing | Miscellaneous | Furnace | 2 | TE 81% (2023 Standard) | 0.9 | 0.9 | 0.9 | 0.9 | 0.9
Furnace_Miscellaneous_Existing_TE 90% | Furnace_Miscellaneous_Existing | Furnace_Existing_TE 90% | Furnace_Existing | EQ | Existing | Miscellaneous | Furnace | 3 | TE 90% | 0.2795 | 0.27747 | 0.2795 | 0.2795 | 0.27747
Furnace_Miscellaneous_Existing_TE 96% | Furnace_Miscellaneous_Existing | Furnace_Existing_TE 96% | Furnace_Existing | EQ | Existing | Miscellaneous | Furnace | 4 | TE 96% | 0.16999 | 0.16875 | 0.16999 | 0.16999 | 0.16875
Furnace_Miscellaneous_Existing_Dual-Fuel Heat Pump - TE 81% | Furnace_Miscellaneous_Existing | Furnace_Existing_Dual-Fuel Heat Pump - TE 81% | Furnace_Existing | EQ | Existing | Miscellaneous | Furnace | 5 | Dual-Fuel Heat Pump - TE 81% | 0.13938 | 0.13839 | 0.13938 | 0.13938 | 0.13839
Furnace_Miscellaneous_Existing_Dual-Fuel Heat Pump - TE 96% | Furnace_Miscellaneous_Existing | Furnace_Existing_Dual-Fuel Heat Pump - TE 96% | Furnace_Existing | EQ | Existing | Miscellaneous | Furnace | 6 | Dual-Fuel Heat Pump - TE 96% | 0.12454 | 0.12366 | 0.12454 | 0.12454 | 0.12366
Griddle_Miscellaneous_Existing_ENERGY STAR (1.2) | Griddle_Miscellaneous_Existing | Griddle_Miscellaneous_Existing_ENERGY STAR (1.2) | Griddle_Miscellaneous_Existing | EQ | Existing | Miscellaneous | Griddle | 2 | ENERGY STAR (1.2) | 0.21204 | 0.21418 | 0.21204 | 0.21204 | 0.21418
Griddle_Miscellaneous_Existing_High-Efficiency | Griddle_Miscellaneous_Existing | Griddle_Miscellaneous_Existing_High-Efficiency | Griddle_Miscellaneous_Existing | EQ | Existing | Miscellaneous | Griddle | 3 | High-Efficiency | 0.29469 | 0.29766 | 0.29469 | 0.29469 | 0.29766
Oven_Miscellaneous_Existing_ENERGY STAR (3.0) | Oven_Miscellaneous_Existing | Oven_Miscellaneous_Existing_ENERGY STAR (3.0) | Oven_Miscellaneous_Existing | EQ | Existing | Miscellaneous | Oven | 2 | ENERGY STAR (3.0) | 1.3638 | 1.3598 | 1.3638 | 1.3638 | 1.3598
Pool Heater_Miscellaneous_Existing_TE 84% (Standard 2028) | Pool Heater_Miscellaneous_Existing | Pool Heater_Existing_TE 84% (Standard 2028) | Pool Heater_Existing | EQ | Existing | Miscellaneous | Pool Heater | 2 | TE 84% (Standard 2028) | 4.1605 | 4.1582 | 4.1605 | 4.1605 | 4.1582
Pool Heater_Miscellaneous_Existing_TE 95% (Condensing) | Pool Heater_Miscellaneous_Existing | Pool Heater_Existing_TE 95% (Condensing) | Pool Heater_Existing | EQ | Existing | Miscellaneous | Pool Heater | 3 | TE 95% (Condensing) | 4.9514 | 4.9487 | 4.9514 | 4.9514 | 4.9487
Rack Oven_Miscellaneous_Existing_ENERGY STAR (3.0) | Rack Oven_Miscellaneous_Existing | Rack Oven_Existing_ENERGY STAR (3.0) | Rack Oven_Existing | EQ | Existing | Miscellaneous | Rack Oven | 2 | ENERGY STAR (3.0) | 2.3063 | 2.2922 | 2.3063 | 2.3063 | 2.2922
Range_Miscellaneous_Existing_High Efficiency | Range_Miscellaneous_Existing | Range_Existing_High Efficiency | Range_Existing | EQ | Existing | Miscellaneous | Range | 2 | High Efficiency | 3.6152 | 3.6046 | 3.6152 | 3.6152 | 3.6046
Steamer_Miscellaneous_Existing_ENERGY STAR (1.2) | Steamer_Miscellaneous_Existing | Steamer_Existing_ENERGY STAR (1.2) | Steamer_Existing | EQ | Existing | Miscellaneous | Steamer | 2 | ENERGY STAR (1.2) | 0.9 | 0.9 | 0.9 | 0.9 | 0.9
Unit Heater_Miscellaneous_Existing_Condensing (TE 90%) | Unit Heater_Miscellaneous_Existing | Unit Heater_Existing_Condensing (TE 90%) | Unit Heater_Existing | EQ | Existing | Miscellaneous | Unit Heater | 2 | Condensing (TE 90%) | 0.82532 | 0.82289 | 0.82532 | 0.82532 | 0.82289
Unit Heater_Miscellaneous_Existing_Infrared Radiant | Unit Heater_Miscellaneous_Existing | Unit Heater_Existing_Infrared Radiant | Unit Heater_Existing | EQ | Existing | Miscellaneous | Unit Heater | 3 | Infrared Radiant | 7.3722 | 7.3506 | 7.3722 | 7.3722 | 7.3506
Water Heater_Miscellaneous_Existing_TE 94% (ENERGY STAR 2.0) | Water Heater_Miscellaneous_Existing | Water Heater_Existing_TE 94% (ENERGY STAR 2.0) | Water Heater_Existing | EQ | Existing | Miscellaneous | Water Heater | 2 | TE 94% (ENERGY STAR 2.0) | 9.8395 | 9.8553 | 9.8395 | 9.8395 | 9.8553
Water Heater_Miscellaneous_Existing_TE 96% (Instantaneous) | Water Heater_Miscellaneous_Existing | Water Heater_Existing_TE 96% (Instantaneous) | Water Heater_Existing | EQ | Existing | Miscellaneous | Water Heater | 3 | TE 96% (Instantaneous) | 7.7986 | 8.0713 | 7.7986 | 7.7986 | 8.0713
Boiler_Office_Existing_TE 84% | Boiler_Office_Existing | Boiler_Existing_TE 84% | Boiler_Existing | EQ | Existing | Office | Boiler | 2 | TE 84% | 0 | 0 | 0 | 0 | 0
Boiler_Office_Existing_TE 90% (2024 WA Standard) | Boiler_Office_Existing | Boiler_Existing_TE 90% (2024 WA Standard) | Boiler_Existing | EQ | Existing | Office | Boiler | 3 | TE 90% (2024 WA Standard) | 0.9 | 0.9 | 0.9 | 0.9 | 0.9
Boiler_Office_Existing_TE 94% (ENERGY STAR 1.0) | Boiler_Office_Existing | Boiler_Existing_TE 94% (ENERGY STAR 1.0) | Boiler_Existing | EQ | Existing | Office | Boiler | 4 | TE 94% (ENERGY STAR 1.0) | 1.0506 | 1.0433 | 1.0506 | 1.0506 | 1.0433
Boiler_Office_Existing_TE 98% | Boiler_Office_Existing | Boiler_Existing_TE 98% | Boiler_Existing | EQ | Existing | Office | Boiler | 5 | TE 98% | 1.0078 | 1.0008 | 1.0078 | 1.0078 | 1.0008
Broiler_Office_Existing_Infrared Burners | Broiler_Office_Existing | Broiler_Existing_Infrared Burners | Broiler_Existing | EQ | Existing | Office | Broiler | 2 | Infrared Burners | 2.3837 | 2.3767 | 2.3837 | 2.3837 | 2.3767
Commercial Food Prep Other_Office_Existing_Efficient | Commercial Food Prep Other_Office_Existing | Commercial Food Prep Other_Existing_Efficient | Commercial Food Prep Other_Existing | EQ | Existing | Office | Commercial Food Prep Other | 2 | Efficient | 14.4161 | 14.4393 | 14.4161 | 14.4161 | 14.4393
Conveyor Oven_Office_Existing_Efficient (>42% Baking Efficiency) | Conveyor Oven_Office_Existing | Conveyor Oven_Existing_Efficient (>42% Baking Efficiency) | Conveyor Oven_Existing | EQ | Existing | Office | Conveyor Oven | 2 | Efficient (>42% Baking Efficiency) | 3.0777 | 3.0686 | 3.0777 | 3.0777 | 3.0686
Fryer_Office_Existing_ENERGY STAR (3.0) | Fryer_Office_Existing | Fryer_Existing_ENERGY STAR (3.0) | Fryer_Existing | EQ | Existing | Office | Fryer | 2 | ENERGY STAR (3.0) | 0.9 | 0.9 | 0.9 | 0.9 | 0.9
Furnace_Office_Existing_TE 81% (2023 Standard) | Furnace_Office_Existing | Furnace_Existing_TE 81% (2023 Standard) | Furnace_Existing | EQ | Existing | Office | Furnace | 2 | TE 81% (2023 Standard) | 0.9 | 0.9 | 0.9 | 0.9 | 0.9
Furnace_Office_Existing_TE 90% | Furnace_Office_Existing | Furnace_Existing_TE 90% | Furnace_Existing | EQ | Existing | Office | Furnace | 3 | TE 90% | 0.17737 | 0.17608 | 0.17737 | 0.17737 | 0.17608
Furnace_Office_Existing_TE 96% | Furnace_Office_Existing | Furnace_Existing_TE 96% | Furnace_Existing | EQ | Existing | Office | Furnace | 4 | TE 96% | 0.10782 | 0.10704 | 0.10782 | 0.10782 | 0.10704
Furnace_Office_Existing_Dual-Fuel Heat Pump - TE 81% | Furnace_Office_Existing | Furnace_Existing_Dual-Fuel Heat Pump - TE 81% | Furnace_Existing | EQ | Existing | Office | Furnace | 5 | Dual-Fuel Heat Pump - TE 81% | 0.11155 | 0.11077 | 0.11155 | 0.11155 | 0.11077
Furnace_Office_Existing_Dual-Fuel Heat Pump - TE 96% | Furnace_Office_Existing | Furnace_Existing_Dual-Fuel Heat Pump - TE 96% | Furnace_Existing | EQ | Existing | Office | Furnace | 6 | Dual-Fuel Heat Pump - TE 96% | 0.096094 | 0.095414 | 0.096094 | 0.096094 | 0.095414
Griddle_Office_Existing_ENERGY STAR (1.2) | Griddle_Office_Existing | Griddle_Office_Existing_ENERGY STAR (1.2) | Griddle_Office_Existing | EQ | Existing | Office | Griddle | 2 | ENERGY STAR (1.2) | 0.21204 | 0.21418 | 0.21204 | 0.21204 | 0.21418
Griddle_Office_Existing_High-Efficiency | Griddle_Office_Existing | Griddle_Office_Existing_High-Efficiency | Griddle_Office_Existing | EQ | Existing | Office | Griddle | 3 | High-Efficiency | 0.29469 | 0.29766 | 0.29469 | 0.29469 | 0.29766
Oven_Office_Existing_ENERGY STAR (3.0) | Oven_Office_Existing | Oven_Office_Existing_ENERGY STAR (3.0) | Oven_Office_Existing | EQ | Existing | Office | Oven | 2 | ENERGY STAR (3.0) | 1.3638 | 1.3598 | 1.3638 | 1.3638 | 1.3598
Pool Heater_Office_Existing_TE 84% (Standard 2028) | Pool Heater_Office_Existing | Pool Heater_Existing_TE 84% (Standard 2028) | Pool Heater_Existing | EQ | Existing | Office | Pool Heater | 2 | TE 84% (Standard 2028) | 4.1605 | 4.1582 | 4.1605 | 4.1605 | 4.1582
Pool Heater_Office_Existing_TE 95% (Condensing) | Pool Heater_Office_Existing | Pool Heater_Existing_TE 95% (Condensing) | Pool Heater_Existing | EQ | Existing | Office | Pool Heater | 3 | TE 95% (Condensing) | 4.9514 | 4.9487 | 4.9514 | 4.9514 | 4.9487
Rack Oven_Office_Existing_ENERGY STAR (3.0) | Rack Oven_Office_Existing | Rack Oven_Existing_ENERGY STAR (3.0) | Rack Oven_Existing | EQ | Existing | Office | Rack Oven | 2 | ENERGY STAR (3.0) | 2.3063 | 2.2922 | 2.3063 | 2.3063 | 2.2922
Range_Office_Existing_High Efficiency | Range_Office_Existing | Range_Existing_High Efficiency | Range_Existing | EQ | Existing | Office | Range | 2 | High Efficiency | 3.6152 | 3.6046 | 3.6152 | 3.6152 | 3.6046
Steamer_Office_Existing_ENERGY STAR (1.2) | Steamer_Office_Existing | Steamer_Existing_ENERGY STAR (1.2) | Steamer_Existing | EQ | Existing | Office | Steamer | 2 | ENERGY STAR (1.2) | 0.9 | 0.9 | 0.9 | 0.9 | 0.9
Unit Heater_Office_Existing_Condensing (TE 90%) | Unit Heater_Office_Existing | Unit Heater_Existing_Condensing (TE 90%) | Unit Heater_Existing | EQ | Existing | Office | Unit Heater | 2 | Condensing (TE 90%) | 0.82532 | 0.82289 | 0.82532 | 0.82532 | 0.82289
Unit Heater_Office_Existing_Infrared Radiant | Unit Heater_Office_Existing | Unit Heater_Existing_Infrared Radiant | Unit Heater_Existing | EQ | Existing | Office | Unit Heater | 3 | Infrared Radiant | 7.3722 | 7.3506 | 7.3722 | 7.3722 | 7.3506
Water Heater_Office_Existing_TE 94% (ENERGY STAR 2.0) | Water Heater_Office_Existing | Water Heater_Existing_TE 94% (ENERGY STAR 2.0) | Water Heater_Existing | EQ | Existing | Office | Water Heater | 2 | TE 94% (ENERGY STAR 2.0) | 9.8417 | 9.8575 | 9.8417 | 9.8417 | 9.8575
Water Heater_Office_Existing_TE 96% (Instantaneous) | Water Heater_Office_Existing | Water Heater_Existing_TE 96% (Instantaneous) | Water Heater_Existing | EQ | Existing | Office | Water Heater | 3 | TE 96% (Instantaneous) | 7.7519 | 8.0251 | 7.7519 | 7.7519 | 8.0251
Boiler_Restaurant_Existing_TE 84% | Boiler_Restaurant_Existing | Boiler_Existing_TE 84% | Boiler_Existing | EQ | Existing | Restaurant | Boiler | 2 | TE 84% | 0 | 0 | 0 | 0 | 0
Boiler_Restaurant_Existing_TE 90% (2024 WA Standard) | Boiler_Restaurant_Existing | Boiler_Existing_TE 90% (2024 WA Standard) | Boiler_Existing | EQ | Existing | Restaurant | Boiler | 3 | TE 90% (2024 WA Standard) | 0.9 | 0.9 | 0.9 | 0.9 | 0.9
Boiler_Restaurant_Existing_TE 94% (ENERGY STAR 1.0) | Boiler_Restaurant_Existing | Boiler_Existing_TE 94% (ENERGY STAR 1.0) | Boiler_Existing | EQ | Existing | Restaurant | Boiler | 4 | TE 94% (ENERGY STAR 1.0) | 0.97326 | 0.96652 | 0.97326 | 0.97326 | 0.96652
Boiler_Restaurant_Existing_TE 98% | Boiler_Restaurant_Existing | Boiler_Existing_TE 98% | Boiler_Existing | EQ | Existing | Restaurant | Boiler | 5 | TE 98% | 0.93081 | 0.92436 | 0.93081 | 0.93081 | 0.92436
Broiler_Restaurant_Existing_Infrared Burners | Broiler_Restaurant_Existing | Broiler_Existing_Infrared Burners | Broiler_Existing | EQ | Existing | Restaurant | Broiler | 2 | Infrared Burners | 2.3837 | 2.3767 | 2.3837 | 2.3837 | 2.3767
Commercial Food Prep Other_Restaurant_Existing_Efficient | Commercial Food Prep Other_Restaurant_Existing | Commercial Food Prep Other_Existing_Efficient | Commercial Food Prep Other_Existing | EQ | Existing | Restaurant | Commercial Food Prep Other | 2 | Efficient | 14.4161 | 14.4393 | 14.4161 | 14.4161 | 14.4393
Conveyor Oven_Restaurant_Existing_Efficient (>42% Baking Efficiency) | Conveyor Oven_Restaurant_Existing | Conveyor Oven_Existing_Efficient (>42% Baking Efficiency) | Conveyor Oven_Existing | EQ | Existing | Restaurant | Conveyor Oven | 2 | Efficient (>42% Baking Efficiency) | 3.0777 | 3.0686 | 3.0777 | 3.0777 | 3.0686
Fryer_Restaurant_Existing_ENERGY STAR (3.0) | Fryer_Restaurant_Existing | Fryer_Existing_ENERGY STAR (3.0) | Fryer_Existing | EQ | Existing | Restaurant | Fryer | 2 | ENERGY STAR (3.0) | 0.9 | 0.9 | 0.9 | 0.9 | 0.9
Furnace_Restaurant_Existing_TE 81% (2023 Standard) | Furnace_Restaurant_Existing | Furnace_Existing_TE 81% (2023 Standard) | Furnace_Existing | EQ | Existing | Restaurant | Furnace | 2 | TE 81% (2023 Standard) | 0.9 | 0.9 | 0.9 | 0.9 | 0.9
Furnace_Restaurant_Existing_TE 90% | Furnace_Restaurant_Existing | Furnace_Existing_TE 90% | Furnace_Existing | EQ | Existing | Restaurant | Furnace | 3 | TE 90% | 0.16341 | 0.16222 | 0.16341 | 0.16341 | 0.16222
Furnace_Restaurant_Existing_TE 96% | Furnace_Restaurant_Existing | Furnace_Existing_TE 96% | Furnace_Existing | EQ | Existing | Restaurant | Furnace | 4 | TE 96% | 0.099498 | 0.098774 | 0.099498 | 0.099498 | 0.098774
Furnace_Restaurant_Existing_Dual-Fuel Heat Pump - TE 81% | Furnace_Restaurant_Existing | Furnace_Existing_Dual-Fuel Heat Pump - TE 81% | Furnace_Existing | EQ | Existing | Restaurant | Furnace | 5 | Dual-Fuel Heat Pump - TE 81% | 0.13059 | 0.12967 | 0.13059 | 0.13059 | 0.12967
Furnace_Restaurant_Existing_Dual-Fuel Heat Pump - TE 96% | Furnace_Restaurant_Existing | Furnace_Existing_Dual-Fuel Heat Pump - TE 96% | Furnace_Existing | EQ | Existing | Restaurant | Furnace | 6 | Dual-Fuel Heat Pump - TE 96% | 0.10753 | 0.10677 | 0.10753 | 0.10753 | 0.10677
Griddle_Restaurant_Existing_ENERGY STAR (1.2) | Griddle_Restaurant_Existing | Griddle_Restaurant_Existing_ENERGY STAR (1.2) | Griddle_Restaurant_Existing | EQ | Existing | Restaurant | Griddle | 2 | ENERGY STAR (1.2) | 0.21204 | 0.21418 | 0.21204 | 0.21204 | 0.21418
Griddle_Restaurant_Existing_High-Efficiency | Griddle_Restaurant_Existing | Griddle_Restaurant_Existing_High-Efficiency | Griddle_Restaurant_Existing | EQ | Existing | Restaurant | Griddle | 3 | High-Efficiency | 0.29469 | 0.29766 | 0.29469 | 0.29469 | 0.29766
Oven_Restaurant_Existing_ENERGY STAR (3.0) | Oven_Restaurant_Existing | Oven_Restaurant_Existing_ENERGY STAR (3.0) | Oven_Restaurant_Existing | EQ | Existing | Restaurant | Oven | 2 | ENERGY STAR (3.0) | 1.3638 | 1.3598 | 1.3638 | 1.3638 | 1.3598
Pool Heater_Restaurant_Existing_TE 84% (Standard 2028) | Pool Heater_Restaurant_Existing | Pool Heater_Existing_TE 84% (Standard 2028) | Pool Heater_Existing | EQ | Existing | Restaurant | Pool Heater | 2 | TE 84% (Standard 2028) | 4.1605 | 4.1582 | 4.1605 | 4.1605 | 4.1582
Pool Heater_Restaurant_Existing_TE 95% (Condensing) | Pool Heater_Restaurant_Existing | Pool Heater_Existing_TE 95% (Condensing) | Pool Heater_Existing | EQ | Existing | Restaurant | Pool Heater | 3 | TE 95% (Condensing) | 4.9514 | 4.9487 | 4.9514 | 4.9514 | 4.9487
Rack Oven_Restaurant_Existing_ENERGY STAR (3.0) | Rack Oven_Restaurant_Existing | Rack Oven_Existing_ENERGY STAR (3.0) | Rack Oven_Existing | EQ | Existing | Restaurant | Rack Oven | 2 | ENERGY STAR (3.0) | 2.3063 | 2.2922 | 2.3063 | 2.3063 | 2.2922
Range_Restaurant_Existing_High Efficiency | Range_Restaurant_Existing | Range_Existing_High Efficiency | Range_Existing | EQ | Existing | Restaurant | Range | 2 | High Efficiency | 3.6152 | 3.6046 | 3.6152 | 3.6152 | 3.6046
Steamer_Restaurant_Existing_ENERGY STAR (1.2) | Steamer_Restaurant_Existing | Steamer_Existing_ENERGY STAR (1.2) | Steamer_Existing | EQ | Existing | Restaurant | Steamer | 2 | ENERGY STAR (1.2) | 0.9 | 0.9 | 0.9 | 0.9 | 0.9
Unit Heater_Restaurant_Existing_Condensing (TE 90%) | Unit Heater_Restaurant_Existing | Unit Heater_Existing_Condensing (TE 90%) | Unit Heater_Existing | EQ | Existing | Restaurant | Unit Heater | 2 | Condensing (TE 90%) | 0.82532 | 0.82289 | 0.82532 | 0.82532 | 0.82289
Unit Heater_Restaurant_Existing_Infrared Radiant | Unit Heater_Restaurant_Existing | Unit Heater_Existing_Infrared Radiant | Unit Heater_Existing | EQ | Existing | Restaurant | Unit Heater | 3 | Infrared Radiant | 7.3722 | 7.3506 | 7.3722 | 7.3722 | 7.3506
Water Heater_Restaurant_Existing_TE 94% (ENERGY STAR 2.0) | Water Heater_Restaurant_Existing | Water Heater_Existing_TE 94% (ENERGY STAR 2.0) | Water Heater_Existing | EQ | Existing | Restaurant | Water Heater | 2 | TE 94% (ENERGY STAR 2.0) | 9.7883 | 9.804 | 9.7883 | 9.7883 | 9.804
Water Heater_Restaurant_Existing_TE 96% (Instantaneous) | Water Heater_Restaurant_Existing | Water Heater_Existing_TE 96% (Instantaneous) | Water Heater_Existing | EQ | Existing | Restaurant | Water Heater | 3 | TE 96% (Instantaneous) | 7.7411 | 8.0141 | 7.7411 | 7.7411 | 8.0141
Boiler_Retail_Existing_TE 84% | Boiler_Retail_Existing | Boiler_Existing_TE 84% | Boiler_Existing | EQ | Existing | Retail | Boiler | 2 | TE 84% | 0 | 0 | 0 | 0 | 0
Boiler_Retail_Existing_TE 90% (2024 WA Standard) | Boiler_Retail_Existing | Boiler_Existing_TE 90% (2024 WA Standard) | Boiler_Existing | EQ | Existing | Retail | Boiler | 3 | TE 90% (2024 WA Standard) | 0.9 | 0.9 | 0.9 | 0.9 | 0.9
Boiler_Retail_Existing_TE 94% (ENERGY STAR 1.0) | Boiler_Retail_Existing | Boiler_Existing_TE 94% (ENERGY STAR 1.0) | Boiler_Existing | EQ | Existing | Retail | Boiler | 4 | TE 94% (ENERGY STAR 1.0) | 1.2074 | 1.199 | 1.2074 | 1.2074 | 1.199
Boiler_Retail_Existing_TE 98% | Boiler_Retail_Existing | Boiler_Existing_TE 98% | Boiler_Existing | EQ | Existing | Retail | Boiler | 5 | TE 98% | 1.1587 | 1.1507 | 1.1587 | 1.1587 | 1.1507
Broiler_Retail_Existing_Infrared Burners | Broiler_Retail_Existing | Broiler_Existing_Infrared Burners | Broiler_Existing | EQ | Existing | Retail | Broiler | 2 | Infrared Burners | 2.3837 | 2.3767 | 2.3837 | 2.3837 | 2.3767
Commercial Food Prep Other_Retail_Existing_Efficient | Commercial Food Prep Other_Retail_Existing | Commercial Food Prep Other_Existing_Efficient | Commercial Food Prep Other_Existing | EQ | Existing | Retail | Commercial Food Prep Other | 2 | Efficient | 14.4161 | 14.4393 | 14.4161 | 14.4161 | 14.4393
Conveyor Oven_Retail_Existing_Efficient (>42% Baking Efficiency) | Conveyor Oven_Retail_Existing | Conveyor Oven_Existing_Efficient (>42% Baking Efficiency) | Conveyor Oven_Existing | EQ | Existing | Retail | Conveyor Oven | 2 | Efficient (>42% Baking Efficiency) | 3.0777 | 3.0686 | 3.0777 | 3.0777 | 3.0686
Fryer_Retail_Existing_ENERGY STAR (3.0) | Fryer_Retail_Existing | Fryer_Existing_ENERGY STAR (3.0) | Fryer_Existing | EQ | Existing | Retail | Fryer | 2 | ENERGY STAR (3.0) | 0.9 | 0.9 | 0.9 | 0.9 | 0.9
Furnace_Retail_Existing_TE 81% (2023 Standard) | Furnace_Retail_Existing | Furnace_Existing_TE 81% (2023 Standard) | Furnace_Existing | EQ | Existing | Retail | Furnace | 2 | TE 81% (2023 Standard) | 0.9 | 0.9 | 0.9 | 0.9 | 0.9
Furnace_Retail_Existing_TE 90% | Furnace_Retail_Existing | Furnace_Existing_TE 90% | Furnace_Existing | EQ | Existing | Retail | Furnace | 3 | TE 90% | 0.26864 | 0.26669 | 0.26864 | 0.26864 | 0.26669
Furnace_Retail_Existing_TE 96% | Furnace_Retail_Existing | Furnace_Existing_TE 96% | Furnace_Existing | EQ | Existing | Retail | Furnace | 4 | TE 96% | 0.16331 | 0.16212 | 0.16331 | 0.16331 | 0.16212
Furnace_Retail_Existing_Dual-Fuel Heat Pump - TE 81% | Furnace_Retail_Existing | Furnace_Existing_Dual-Fuel Heat Pump - TE 81% | Furnace_Existing | EQ | Existing | Retail | Furnace | 5 | Dual-Fuel Heat Pump - TE 81% | 0.1782 | 0.17695 | 0.1782 | 0.1782 | 0.17695
Furnace_Retail_Existing_Dual-Fuel Heat Pump - TE 96% | Furnace_Retail_Existing | Furnace_Existing_Dual-Fuel Heat Pump - TE 96% | Furnace_Existing | EQ | Existing | Retail | Furnace | 6 | Dual-Fuel Heat Pump - TE 96% | 0.15206 | 0.15099 | 0.15206 | 0.15206 | 0.15099
Griddle_Retail_Existing_ENERGY STAR (1.2) | Griddle_Retail_Existing | Griddle_Retail_Existing_ENERGY STAR (1.2) | Griddle_Retail_Existing | EQ | Existing | Retail | Griddle | 2 | ENERGY STAR (1.2) | 0.21204 | 0.21418 | 0.21204 | 0.21204 | 0.21418
Griddle_Retail_Existing_High-Efficiency | Griddle_Retail_Existing | Griddle_Retail_Existing_High-Efficiency | Griddle_Retail_Existing | EQ | Existing | Retail | Griddle | 3 | High-Efficiency | 0.29469 | 0.29766 | 0.29469 | 0.29469 | 0.29766
Oven_Retail_Existing_ENERGY STAR (3.0) | Oven_Retail_Existing | Oven_Retail_Existing_ENERGY STAR (3.0) | Oven_Retail_Existing | EQ | Existing | Retail | Oven | 2 | ENERGY STAR (3.0) | 1.3638 | 1.3598 | 1.3638 | 1.3638 | 1.3598
Pool Heater_Retail_Existing_TE 84% (Standard 2028) | Pool Heater_Retail_Existing | Pool Heater_Existing_TE 84% (Standard 2028) | Pool Heater_Existing | EQ | Existing | Retail | Pool Heater | 2 | TE 84% (Standard 2028) | 4.1605 | 4.1582 | 4.1605 | 4.1605 | 4.1582
Pool Heater_Retail_Existing_TE 95% (Condensing) | Pool Heater_Retail_Existing | Pool Heater_Existing_TE 95% (Condensing) | Pool Heater_Existing | EQ | Existing | Retail | Pool Heater | 3 | TE 95% (Condensing) | 4.9514 | 4.9487 | 4.9514 | 4.9514 | 4.9487
Rack Oven_Retail_Existing_ENERGY STAR (3.0) | Rack Oven_Retail_Existing | Rack Oven_Existing_ENERGY STAR (3.0) | Rack Oven_Existing | EQ | Existing | Retail | Rack Oven | 2 | ENERGY STAR (3.0) | 2.3063 | 2.2922 | 2.3063 | 2.3063 | 2.2922
Range_Retail_Existing_High Efficiency | Range_Retail_Existing | Range_Existing_High Efficiency | Range_Existing | EQ | Existing | Retail | Range | 2 | High Efficiency | 3.6152 | 3.6046 | 3.6152 | 3.6152 | 3.6046
Steamer_Retail_Existing_ENERGY STAR (1.2) | Steamer_Retail_Existing | Steamer_Existing_ENERGY STAR (1.2) | Steamer_Existing | EQ | Existing | Retail | Steamer | 2 | ENERGY STAR (1.2) | 0.9 | 0.9 | 0.9 | 0.9 | 0.9
Unit Heater_Retail_Existing_Condensing (TE 90%) | Unit Heater_Retail_Existing | Unit Heater_Existing_Condensing (TE 90%) | Unit Heater_Existing | EQ | Existing | Retail | Unit Heater | 2 | Condensing (TE 90%) | 0.82532 | 0.82289 | 0.82532 | 0.82532 | 0.82289
Unit Heater_Retail_Existing_Infrared Radiant | Unit Heater_Retail_Existing | Unit Heater_Existing_Infrared Radiant | Unit Heater_Existing | EQ | Existing | Retail | Unit Heater | 3 | Infrared Radiant | 7.3722 | 7.3506 | 7.3722 | 7.3722 | 7.3506
Water Heater_Retail_Existing_TE 94% (ENERGY STAR 2.0) | Water Heater_Retail_Existing | Water Heater_Existing_TE 94% (ENERGY STAR 2.0) | Water Heater_Existing | EQ | Existing | Retail | Water Heater | 2 | TE 94% (ENERGY STAR 2.0) | 9.8311 | 9.8469 | 9.8311 | 9.8311 | 9.8469
Water Heater_Retail_Existing_TE 96% (Instantaneous) | Water Heater_Retail_Existing | Water Heater_Existing_TE 96% (Instantaneous) | Water Heater_Existing | EQ | Existing | Retail | Water Heater | 3 | TE 96% (Instantaneous) | 7.7447 | 8.0179 | 7.7447 | 7.7447 | 8.0179
Boiler_Warehouse_Existing_TE 84% | Boiler_Warehouse_Existing | Boiler_Existing_TE 84% | Boiler_Existing | EQ | Existing | Warehouse | Boiler | 2 | TE 84% | 0 | 0 | 0 | 0 | 0
Boiler_Warehouse_Existing_TE 90% (2024 WA Standard) | Boiler_Warehouse_Existing | Boiler_Existing_TE 90% (2024 WA Standard) | Boiler_Existing | EQ | Existing | Warehouse | Boiler | 3 | TE 90% (2024 WA Standard) | 0.9 | 0.9 | 0.9 | 0.9 | 0.9
Boiler_Warehouse_Existing_TE 94% (ENERGY STAR 1.0) | Boiler_Warehouse_Existing | Boiler_Existing_TE 94% (ENERGY STAR 1.0) | Boiler_Existing | EQ | Existing | Warehouse | Boiler | 4 | TE 94% (ENERGY STAR 1.0) | 1.1259 | 1.1181 | 1.1259 | 1.1259 | 1.1181
Boiler_Warehouse_Existing_TE 98% | Boiler_Warehouse_Existing | Boiler_Existing_TE 98% | Boiler_Existing | EQ | Existing | Warehouse | Boiler | 5 | TE 98% | 1.078 | 1.0705 | 1.078 | 1.078 | 1.0705
Broiler_Warehouse_Existing_Infrared Burners | Broiler_Warehouse_Existing | Broiler_Existing_Infrared Burners | Broiler_Existing | EQ | Existing | Warehouse | Broiler | 2 | Infrared Burners | 2.3837 | 2.3767 | 2.3837 | 2.3837 | 2.3767
Commercial Food Prep Other_Warehouse_Existing_Efficient | Commercial Food Prep Other_Warehouse_Existing | Commercial Food Prep Other_Existing_Efficient | Commercial Food Prep Other_Existing | EQ | Existing | Warehouse | Commercial Food Prep Other | 2 | Efficient | 14.4161 | 14.4393 | 14.4161 | 14.4161 | 14.4393
Conveyor Oven_Warehouse_Existing_Efficient (>42% Baking Efficiency) | Conveyor Oven_Warehouse_Existing | Conveyor Oven_Existing_Efficient (>42% Baking Efficiency) | Conveyor Oven_Existing | EQ | Existing | Warehouse | Conveyor Oven | 2 | Efficient (>42% Baking Efficiency) | 3.0777 | 3.0686 | 3.0777 | 3.0777 | 3.0686
Fryer_Warehouse_Existing_ENERGY STAR (3.0) | Fryer_Warehouse_Existing | Fryer_Existing_ENERGY STAR (3.0) | Fryer_Existing | EQ | Existing | Warehouse | Fryer | 2 | ENERGY STAR (3.0) | 0.9 | 0.9 | 0.9 | 0.9 | 0.9
Furnace_Warehouse_Existing_TE 81% (2023 Standard) | Furnace_Warehouse_Existing | Furnace_Existing_TE 81% (2023 Standard) | Furnace_Existing | EQ | Existing | Warehouse | Furnace | 2 | TE 81% (2023 Standard) | 0.9 | 0.9 | 0.9 | 0.9 | 0.9
Furnace_Warehouse_Existing_TE 90% | Furnace_Warehouse_Existing | Furnace_Existing_TE 90% | Furnace_Existing | EQ | Existing | Warehouse | Furnace | 3 | TE 90% | 0.18978 | 0.1884 | 0.18978 | 0.18978 | 0.1884
Furnace_Warehouse_Existing_TE 96% | Furnace_Warehouse_Existing | Furnace_Existing_TE 96% | Furnace_Existing | EQ | Existing | Warehouse | Furnace | 4 | TE 96% | 0.11544 | 0.1146 | 0.11544 | 0.11544 | 0.1146
Furnace_Warehouse_Existing_Dual-Fuel Heat Pump - TE 81% | Furnace_Warehouse_Existing | Furnace_Existing_Dual-Fuel Heat Pump - TE 81% | Furnace_Existing | EQ | Existing | Warehouse | Furnace | 5 | Dual-Fuel Heat Pump - TE 81% | 0.14147 | 0.14047 | 0.14147 | 0.14147 | 0.14047
Furnace_Warehouse_Existing_Dual-Fuel Heat Pump - TE 96% | Furnace_Warehouse_Existing | Furnace_Existing_Dual-Fuel Heat Pump - TE 96% | Furnace_Existing | EQ | Existing | Warehouse | Furnace | 6 | Dual-Fuel Heat Pump - TE 96% | 0.11811 | 0.11727 | 0.11811 | 0.11811 | 0.11727
Griddle_Warehouse_Existing_ENERGY STAR (1.2) | Griddle_Warehouse_Existing | Griddle_Warehouse_Existing_ENERGY STAR (1.2) | Griddle_Warehouse_Existing | EQ | Existing | Warehouse | Griddle | 2 | ENERGY STAR (1.2) | 0.21204 | 0.21418 | 0.21204 | 0.21204 | 0.21418
Griddle_Warehouse_Existing_High-Efficiency | Griddle_Warehouse_Existing | Griddle_Warehouse_Existing_High-Efficiency | Griddle_Warehouse_Existing | EQ | Existing | Warehouse | Griddle | 3 | High-Efficiency | 0.29469 | 0.29766 | 0.29469 | 0.29469 | 0.29766
Oven_Warehouse_Existing_ENERGY STAR (3.0) | Oven_Warehouse_Existing | Oven_Warehouse_Existing_ENERGY STAR (3.0) | Oven_Warehouse_Existing | EQ | Existing | Warehouse | Oven | 2 | ENERGY STAR (3.0) | 1.3638 | 1.3598 | 1.3638 | 1.3638 | 1.3598
Pool Heater_Warehouse_Existing_TE 84% (Standard 2028) | Pool Heater_Warehouse_Existing | Pool Heater_Existing_TE 84% (Standard 2028) | Pool Heater_Existing | EQ | Existing | Warehouse | Pool Heater | 2 | TE 84% (Standard 2028) | 4.1605 | 4.1582 | 4.1605 | 4.1605 | 4.1582
Pool Heater_Warehouse_Existing_TE 95% (Condensing) | Pool Heater_Warehouse_Existing | Pool Heater_Existing_TE 95% (Condensing) | Pool Heater_Existing | EQ | Existing | Warehouse | Pool Heater | 3 | TE 95% (Condensing) | 4.9514 | 4.9487 | 4.9514 | 4.9514 | 4.9487
Rack Oven_Warehouse_Existing_ENERGY STAR (3.0) | Rack Oven_Warehouse_Existing | Rack Oven_Existing_ENERGY STAR (3.0) | Rack Oven_Existing | EQ | Existing | Warehouse | Rack Oven | 2 | ENERGY STAR (3.0) | 2.3063 | 2.2922 | 2.3063 | 2.3063 | 2.2922
Range_Warehouse_Existing_High Efficiency | Range_Warehouse_Existing | Range_Existing_High Efficiency | Range_Existing | EQ | Existing | Warehouse | Range | 2 | High Efficiency | 4.758 | 4.7441 | 4.758 | 4.758 | 4.7441
Steamer_Warehouse_Existing_ENERGY STAR (1.2) | Steamer_Warehouse_Existing | Steamer_Existing_ENERGY STAR (1.2) | Steamer_Existing | EQ | Existing | Warehouse | Steamer | 2 | ENERGY STAR (1.2) | 0.9 | 0.9 | 0.9 | 0.9 | 0.9
Unit Heater_Warehouse_Existing_Condensing (TE 90%) | Unit Heater_Warehouse_Existing | Unit Heater_Existing_Condensing (TE 90%) | Unit Heater_Existing | EQ | Existing | Warehouse | Unit Heater | 2 | Condensing (TE 90%) | 0.82532 | 0.82289 | 0.82532 | 0.82532 | 0.82289
Unit Heater_Warehouse_Existing_Infrared Radiant | Unit Heater_Warehouse_Existing | Unit Heater_Existing_Infrared Radiant | Unit Heater_Existing | EQ | Existing | Warehouse | Unit Heater | 3 | Infrared Radiant | 7.3722 | 7.3506 | 7.3722 | 7.3722 | 7.3506
Water Heater_Warehouse_Existing_TE 94% (ENERGY STAR 2.0) | Water Heater_Warehouse_Existing | Water Heater_Existing_TE 94% (ENERGY STAR 2.0) | Water Heater_Existing | EQ | Existing | Warehouse | Water Heater | 2 | TE 94% (ENERGY STAR 2.0) | 9.85 | 9.8658 | 9.85 | 9.85 | 9.8658
Water Heater_Warehouse_Existing_TE 96% (Instantaneous) | Water Heater_Warehouse_Existing | Water Heater_Existing_TE 96% (Instantaneous) | Water Heater_Existing | EQ | Existing | Warehouse | Water Heater | 3 | TE 96% (Instantaneous) | 7.7694 | 8.0425 | 7.7694 | 7.7694 | 8.0425
Boiler_Education_New_TE 84% | Boiler_Education_New | Boiler_New_TE 84% | Boiler_New | EQ | New | Education | Boiler | 2 | TE 84% | 0 | 0 | 0 | 0 | 0
Boiler_Education_New_TE 90% (2024 WA Standard) | Boiler_Education_New | Boiler_New_TE 90% (2024 WA Standard) | Boiler_New | EQ | New | Education | Boiler | 3 | TE 90% (2024 WA Standard) | 0.9 | 0.9 | 0.9 | 0.9 | 0.9
Boiler_Education_New_TE 94% (ENERGY STAR 1.0) | Boiler_Education_New | Boiler_New_TE 94% (ENERGY STAR 1.0) | Boiler_New | EQ | New | Education | Boiler | 4 | TE 94% (ENERGY STAR 1.0) | 0.21856 | 0.21705 | 0.21856 | 0.21856 | 0.21705
Boiler_Education_New_TE 98% | Boiler_Education_New | Boiler_New_TE 98% | Boiler_New | EQ | New | Education | Boiler | 5 | TE 98% | 0.20965 | 0.2082 | 0.20965 | 0.20965 | 0.2082
Broiler_Education_New_Infrared Burners | Broiler_Education_New | Broiler_New_Infrared Burners | Broiler_New | EQ | New | Education | Broiler | 2 | Infrared Burners | 2.3837 | 2.3767 | 2.3837 | 2.3837 | 2.3767
Commercial Food Prep Other_Education_New_Efficient | Commercial Food Prep Other_Education_New | Commercial Food Prep Other_New_Efficient | Commercial Food Prep Other_New | EQ | New | Education | Commercial Food Prep Other | 2 | Efficient | 14.4161 | 14.4393 | 14.4161 | 14.4161 | 14.4393
Conveyor Oven_Education_New_Efficient (>42% Baking Efficiency) | Conveyor Oven_Education_New | Conveyor Oven_New_Efficient (>42% Baking Efficiency) | Conveyor Oven_New | EQ | New | Education | Conveyor Oven | 2 | Efficient (>42% Baking Efficiency) | 3.0777 | 3.0686 | 3.0777 | 3.0777 | 3.0686
Fryer_Education_New_ENERGY STAR (3.0) | Fryer_Education_New | Fryer_New_ENERGY STAR (3.0) | Fryer_New | EQ | New | Education | Fryer | 2 | ENERGY STAR (3.0) | 0.9 | 0.9 | 0.9 | 0.9 | 0.9
Furnace_Education_New_TE 81% (2023 Standard) | Furnace_Education_New | Furnace_New_TE 81% (2023 Standard) | Furnace_New | EQ | New | Education | Furnace | 2 | TE 81% (2023 Standard) | 0.9 | 0.9 | 0.9 | 0.9 | 0.9
Furnace_Education_New_TE 90% | Furnace_Education_New | Furnace_New_TE 90% | Furnace_New | EQ | New | Education | Furnace | 3 | TE 90% | 0.091856 | 0.091188 | 0.091856 | 0.091856 | 0.091188
Furnace_Education_New_TE 96% | Furnace_Education_New | Furnace_New_TE 96% | Furnace_New | EQ | New | Education | Furnace | 4 | TE 96% | 0.055858 | 0.055452 | 0.055858 | 0.055858 | 0.055452
Furnace_Education_New_Dual-Fuel Heat Pump - TE 81% | Furnace_Education_New | Furnace_New_Dual-Fuel Heat Pump - TE 81% | Furnace_New | EQ | New | Education | Furnace | 5 | Dual-Fuel Heat Pump - TE 81% | 0.067764 | 0.067284 | 0.067764 | 0.067764 | 0.067284
Furnace_Education_New_Dual-Fuel Heat Pump - TE 96% | Furnace_Education_New | Furnace_New_Dual-Fuel Heat Pump - TE 96% | Furnace_New | EQ | New | Education | Furnace | 6 | Dual-Fuel Heat Pump - TE 96% | 0.072338 | 0.071816 | 0.072338 | 0.072338 | 0.071816
Griddle_Education_New_ENERGY STAR (1.2) | Griddle_Education_New | Griddle_Education_New_ENERGY STAR (1.2) | Griddle_Education_New | EQ | New | Education | Griddle | 2 | ENERGY STAR (1.2) | 0.21204 | 0.21418 | 0.21204 | 0.21204 | 0.21418
Griddle_Education_New_High-Efficiency | Griddle_Education_New | Griddle_Education_New_High-Efficiency | Griddle_Education_New | EQ | New | Education | Griddle | 3 | High-Efficiency | 0.29469 | 0.29766 | 0.29469 | 0.29469 | 0.29766
Oven_Education_New_ENERGY STAR (3.0) | Oven_Education_New | Oven_Education_New_ENERGY STAR (3.0) | Oven_Education_New | EQ | New | Education | Oven | 2 | ENERGY STAR (3.0) | 1.3638 | 1.3598 | 1.3638 | 1.3638 | 1.3598
Pool Heater_Education_New_TE 84% (Standard 2028) | Pool Heater_Education_New | Pool Heater_New_TE 84% (Standard 2028) | Pool Heater_New | EQ | New | Education | Pool Heater | 2 | TE 84% (Standard 2028) | 4.1605 | 4.1582 | 4.1605 | 4.1605 | 4.1582
Pool Heater_Education_New_TE 95% (Condensing) | Pool Heater_Education_New | Pool Heater_New_TE 95% (Condensing) | Pool Heater_New | EQ | New | Education | Pool Heater | 3 | TE 95% (Condensing) | 4.9514 | 4.9487 | 4.9514 | 4.9514 | 4.9487
Rack Oven_Education_New_ENERGY STAR (3.0) | Rack Oven_Education_New | Rack Oven_New_ENERGY STAR (3.0) | Rack Oven_New | EQ | New | Education | Rack Oven | 2 | ENERGY STAR (3.0) | 2.3063 | 2.2922 | 2.3063 | 2.3063 | 2.2922
Range_Education_New_High Efficiency | Range_Education_New | Range_New_High Efficiency | Range_New | EQ | New | Education | Range | 2 | High Efficiency | 3.6152 | 3.6046 | 3.6152 | 3.6152 | 3.6046
Steamer_Education_New_ENERGY STAR (1.2) | Steamer_Education_New | Steamer_New_ENERGY STAR (1.2) | Steamer_New | EQ | New | Education | Steamer | 2 | ENERGY STAR (1.2) | 0.9 | 0.9 | 0.9 | 0.9 | 0.9
Unit Heater_Education_New_Condensing (TE 90%) | Unit Heater_Education_New | Unit Heater_New_Condensing (TE 90%) | Unit Heater_New | EQ | New | Education | Unit Heater | 2 | Condensing (TE 90%) | 0.82532 | 0.82289 | 0.82532 | 0.82532 | 0.82289
Unit Heater_Education_New_Infrared Radiant | Unit Heater_Education_New | Unit Heater_New_Infrared Radiant | Unit Heater_New | EQ | New | Education | Unit Heater | 3 | Infrared Radiant | 7.3722 | 7.3506 | 7.3722 | 7.3722 | 7.3506
Water Heater_Education_New_TE 94% (ENERGY STAR 2.0) | Water Heater_Education_New | Water Heater_New_TE 94% (ENERGY STAR 2.0) | Water Heater_New | EQ | New | Education | Water Heater | 2 | TE 94% (ENERGY STAR 2.0) | 9.8386 | 9.8544 | 9.8386 | 9.8386 | 9.8544
Water Heater_Education_New_TE 96% (Instantaneous) | Water Heater_Education_New | Water Heater_New_TE 96% (Instantaneous) | Water Heater_New | EQ | New | Education | Water Heater | 3 | TE 96% (Instantaneous) | 7.7707 | 8.0439 | 7.7707 | 7.7707 | 8.0439
Boiler_Grocery_New_TE 84% | Boiler_Grocery_New | Boiler_New_TE 84% | Boiler_New | EQ | New | Grocery | Boiler | 2 | TE 84% | 0 | 0 | 0 | 0 | 0
Boiler_Grocery_New_TE 90% (2024 WA Standard) | Boiler_Grocery_New | Boiler_New_TE 90% (2024 WA Standard) | Boiler_New | EQ | New | Grocery | Boiler | 3 | TE 90% (2024 WA Standard) | 0.9 | 0.9 | 0.9 | 0.9 | 0.9
Boiler_Grocery_New_TE 94% (ENERGY STAR 1.0) | Boiler_Grocery_New | Boiler_New_TE 94% (ENERGY STAR 1.0) | Boiler_New | EQ | New | Grocery | Boiler | 4 | TE 94% (ENERGY STAR 1.0) | 0.44173 | 0.43867 | 0.44173 | 0.44173 | 0.43867
Boiler_Grocery_New_TE 98% | Boiler_Grocery_New | Boiler_New_TE 98% | Boiler_New | EQ | New | Grocery | Boiler | 5 | TE 98% | 0.42388 | 0.42094 | 0.42388 | 0.42388 | 0.42094
Broiler_Grocery_New_Infrared Burners | Broiler_Grocery_New | Broiler_New_Infrared Burners | Broiler_New | EQ | New | Grocery | Broiler | 2 | Infrared Burners | 2.3837 | 2.3767 | 2.3837 | 2.3837 | 2.3767
Commercial Food Prep Other_Grocery_New_Efficient | Commercial Food Prep Other_Grocery_New | Commercial Food Prep Other_New_Efficient | Commercial Food Prep Other_New | EQ | New | Grocery | Commercial Food Prep Other | 2 | Efficient | 14.4161 | 14.4393 | 14.4161 | 14.4161 | 14.4393
Conveyor Oven_Grocery_New_Efficient (>42% Baking Efficiency) | Conveyor Oven_Grocery_New | Conveyor Oven_New_Efficient (>42% Baking Efficiency) | Conveyor Oven_New | EQ | New | Grocery | Conveyor Oven | 2 | Efficient (>42% Baking Efficiency) | 3.0777 | 3.0686 | 3.0777 | 3.0777 | 3.0686
Fryer_Grocery_New_ENERGY STAR (3.0) | Fryer_Grocery_New | Fryer_New_ENERGY STAR (3.0) | Fryer_New | EQ | New | Grocery | Fryer | 2 | ENERGY STAR (3.0) | 0.9 | 0.9 | 0.9 | 0.9 | 0.9
Furnace_Grocery_New_TE 81% (2023 Standard) | Furnace_Grocery_New | Furnace_New_TE 81% (2023 Standard) | Furnace_New | EQ | New | Grocery | Furnace | 2 | TE 81% (2023 Standard) | 0.9 | 0.9 | 0.9 | 0.9 | 0.9
Furnace_Grocery_New_TE 90% | Furnace_Grocery_New | Furnace_New_TE 90% | Furnace_New | EQ | New | Grocery | Furnace | 3 | TE 90% | 0.098153 | 0.09744 | 0.098153 | 0.098153 | 0.09744
Furnace_Grocery_New_TE 96% | Furnace_Grocery_New | Furnace_New_TE 96% | Furnace_New | EQ | New | Grocery | Furnace | 4 | TE 96% | 0.059711 | 0.059277 | 0.059711 | 0.059711 | 0.059277
Furnace_Grocery_New_Dual-Fuel Heat Pump - TE 81% | Furnace_Grocery_New | Furnace_New_Dual-Fuel Heat Pump - TE 81% | Furnace_New | EQ | New | Grocery | Furnace | 5 | Dual-Fuel Heat Pump - TE 81% | 0.10469 | 0.10395 | 0.10469 | 0.10469 | 0.10395
Furnace_Grocery_New_Dual-Fuel Heat Pump - TE 96% | Furnace_Grocery_New | Furnace_New_Dual-Fuel Heat Pump - TE 96% | Furnace_New | EQ | New | Grocery | Furnace | 6 | Dual-Fuel Heat Pump - TE 96% | 0.10315 | 0.10241 | 0.10315 | 0.10315 | 0.10241
Griddle_Grocery_New_ENERGY STAR (1.2) | Griddle_Grocery_New | Griddle_Grocery_New_ENERGY STAR (1.2) | Griddle_Grocery_New | EQ | New | Grocery | Griddle | 2 | ENERGY STAR (1.2) | 0.21204 | 0.21418 | 0.21204 | 0.21204 | 0.21418
Griddle_Grocery_New_High-Efficiency | Griddle_Grocery_New | Griddle_Grocery_New_High-Efficiency | Griddle_Grocery_New | EQ | New | Grocery | Griddle | 3 | High-Efficiency | 0.29469 | 0.29766 | 0.29469 | 0.29469 | 0.29766
Oven_Grocery_New_ENERGY STAR (3.0) | Oven_Grocery_New | Oven_Grocery_New_ENERGY STAR (3.0) | Oven_Grocery_New | EQ | New | Grocery | Oven | 2 | ENERGY STAR (3.0) | 1.3638 | 1.3598 | 1.3638 | 1.3638 | 1.3598
Pool Heater_Grocery_New_TE 84% (Standard 2028) | Pool Heater_Grocery_New | Pool Heater_New_TE 84% (Standard 2028) | Pool Heater_New | EQ | New | Grocery | Pool Heater | 2 | TE 84% (Standard 2028) | 4.1605 | 4.1582 | 4.1605 | 4.1605 | 4.1582
Pool Heater_Grocery_New_TE 95% (Condensing) | Pool Heater_Grocery_New | Pool Heater_New_TE 95% (Condensing) | Pool Heater_New | EQ | New | Grocery | Pool Heater | 3 | TE 95% (Condensing) | 4.9514 | 4.9487 | 4.9514 | 4.9514 | 4.9487
Rack Oven_Grocery_New_ENERGY STAR (3.0) | Rack Oven_Grocery_New | Rack Oven_New_ENERGY STAR (3.0) | Rack Oven_New | EQ | New | Grocery | Rack Oven | 2 | ENERGY STAR (3.0) | 2.3063 | 2.2922 | 2.3063 | 2.3063 | 2.2922
Range_Grocery_New_High Efficiency | Range_Grocery_New | Range_New_High Efficiency | Range_New | EQ | New | Grocery | Range | 2 | High Efficiency | 3.6152 | 3.6046 | 3.6152 | 3.6152 | 3.6046
Steamer_Grocery_New_ENERGY STAR (1.2) | Steamer_Grocery_New | Steamer_New_ENERGY STAR (1.2) | Steamer_New | EQ | New | Grocery | Steamer | 2 | ENERGY STAR (1.2) | 0.9 | 0.9 | 0.9 | 0.9 | 0.9
Unit Heater_Grocery_New_Condensing (TE 90%) | Unit Heater_Grocery_New | Unit Heater_New_Condensing (TE 90%) | Unit Heater_New | EQ | New | Grocery | Unit Heater | 2 | Condensing (TE 90%) | 0.82532 | 0.82289 | 0.82532 | 0.82532 | 0.82289
Unit Heater_Grocery_New_Infrared Radiant | Unit Heater_Grocery_New | Unit Heater_New_Infrared Radiant | Unit Heater_New | EQ | New | Grocery | Unit Heater | 3 | Infrared Radiant | 7.3722 | 7.3506 | 7.3722 | 7.3722 | 7.3506
Water Heater_Grocery_New_TE 94% (ENERGY STAR 2.0) | Water Heater_Grocery_New | Water Heater_New_TE 94% (ENERGY STAR 2.0) | Water Heater_New | EQ | New | Grocery | Water Heater | 2 | TE 94% (ENERGY STAR 2.0) | 9.8215 | 9.8373 | 9.8215 | 9.8215 | 9.8373
Water Heater_Grocery_New_TE 96% (Instantaneous) | Water Heater_Grocery_New | Water Heater_New_TE 96% (Instantaneous) | Water Heater_New | EQ | New | Grocery | Water Heater | 3 | TE 96% (Instantaneous) | 7.7445 | 8.0176 | 7.7445 | 7.7445 | 8.0176
Boiler_Healthcare_New_TE 84% | Boiler_Healthcare_New | Boiler_New_TE 84% | Boiler_New | EQ | New | Healthcare | Boiler | 2 | TE 84% | 0 | 0 | 0 | 0 | 0
Boiler_Healthcare_New_TE 90% (2024 WA Standard) | Boiler_Healthcare_New | Boiler_New_TE 90% (2024 WA Standard) | Boiler_New | EQ | New | Healthcare | Boiler | 3 | TE 90% (2024 WA Standard) | 0.9 | 0.9 | 0.9 | 0.9 | 0.9
Boiler_Healthcare_New_TE 94% (ENERGY STAR 1.0) | Boiler_Healthcare_New | Boiler_New_TE 94% (ENERGY STAR 1.0) | Boiler_New | EQ | New | Healthcare | Boiler | 4 | TE 94% (ENERGY STAR 1.0) | 1.3351 | 1.3259 | 1.3351 | 1.3351 | 1.3259
Boiler_Healthcare_New_TE 98% | Boiler_Healthcare_New | Boiler_New_TE 98% | Boiler_New | EQ | New | Healthcare | Boiler | 5 | TE 98% | 1.2826 | 1.2737 | 1.2826 | 1.2826 | 1.2737
Broiler_Healthcare_New_Infrared Burners | Broiler_Healthcare_New | Broiler_New_Infrared Burners | Broiler_New | EQ | New | Healthcare | Broiler | 2 | Infrared Burners | 2.3837 | 2.3767 | 2.3837 | 2.3837 | 2.3767
Commercial Food Prep Other_Healthcare_New_Efficient | Commercial Food Prep Other_Healthcare_New | Commercial Food Prep Other_New_Efficient | Commercial Food Prep Other_New | EQ | New | Healthcare | Commercial Food Prep Other | 2 | Efficient | 14.4161 | 14.4393 | 14.4161 | 14.4161 | 14.4393
Conveyor Oven_Healthcare_New_Efficient (>42% Baking Efficiency) | Conveyor Oven_Healthcare_New | Conveyor Oven_New_Efficient (>42% Baking Efficiency) | Conveyor Oven_New | EQ | New | Healthcare | Conveyor Oven | 2 | Efficient (>42% Baking Efficiency) | 3.0777 | 3.0686 | 3.0777 | 3.0777 | 3.0686
Fryer_Healthcare_New_ENERGY STAR (3.0) | Fryer_Healthcare_New | Fryer_New_ENERGY STAR (3.0) | Fryer_New | EQ | New | Healthcare | Fryer | 2 | ENERGY STAR (3.0) | 0.9 | 0.9 | 0.9 | 0.9 | 0.9
Furnace_Healthcare_New_TE 81% (2023 Standard) | Furnace_Healthcare_New | Furnace_New_TE 81% (2023 Standard) | Furnace_New | EQ | New | Healthcare | Furnace | 2 | TE 81% (2023 Standard) | 0.9 | 0.9 | 0.9 | 0.9 | 0.9
Furnace_Healthcare_New_TE 90% | Furnace_Healthcare_New | Furnace_New_TE 90% | Furnace_New | EQ | New | Healthcare | Furnace | 3 | TE 90% | 0.53442 | 0.53054 | 0.53442 | 0.53442 | 0.53054
Furnace_Healthcare_New_TE 96% | Furnace_Healthcare_New | Furnace_New_TE 96% | Furnace_New | EQ | New | Healthcare | Furnace | 4 | TE 96% | 0.32507 | 0.32271 | 0.32507 | 0.32507 | 0.32271
Furnace_Healthcare_New_Dual-Fuel Heat Pump - TE 81% | Furnace_Healthcare_New | Furnace_New_Dual-Fuel Heat Pump - TE 81% | Furnace_New | EQ | New | Healthcare | Furnace | 5 | Dual-Fuel Heat Pump - TE 81% | 0.45352 | 0.45031 | 0.45352 | 0.45352 | 0.45031
Furnace_Healthcare_New_Dual-Fuel Heat Pump - TE 96% | Furnace_Healthcare_New | Furnace_New_Dual-Fuel Heat Pump - TE 96% | Furnace_New | EQ | New | Healthcare | Furnace | 6 | Dual-Fuel Heat Pump - TE 96% | 0.47091 | 0.46751 | 0.47091 | 0.47091 | 0.46751
Griddle_Healthcare_New_ENERGY STAR (1.2) | Griddle_Healthcare_New | Griddle_Healthcare_New_ENERGY STAR (1.2) | Griddle_Healthcare_New | EQ | New | Healthcare | Griddle | 2 | ENERGY STAR (1.2) | 0.21204 | 0.21418 | 0.21204 | 0.21204 | 0.21418
Griddle_Healthcare_New_High-Efficiency | Griddle_Healthcare_New | Griddle_Healthcare_New_High-Efficiency | Griddle_Healthcare_New | EQ | New | Healthcare | Griddle | 3 | High-Efficiency | 0.29469 | 0.29766 | 0.29469 | 0.29469 | 0.29766
Oven_Healthcare_New_ENERGY STAR (3.0) | Oven_Healthcare_New | Oven_Healthcare_New_ENERGY STAR (3.0) | Oven_Healthcare_New | EQ | New | Healthcare | Oven | 2 | ENERGY STAR (3.0) | 1.3638 | 1.3598 | 1.3638 | 1.3638 | 1.3598
Pool Heater_Healthcare_New_TE 84% (Standard 2028) | Pool Heater_Healthcare_New | Pool Heater_New_TE 84% (Standard 2028) | Pool Heater_New | EQ | New | Healthcare | Pool Heater | 2 | TE 84% (Standard 2028) | 4.1605 | 4.1582 | 4.1605 | 4.1605 | 4.1582
Pool Heater_Healthcare_New_TE 95% (Condensing) | Pool Heater_Healthcare_New | Pool Heater_New_TE 95% (Condensing) | Pool Heater_New | EQ | New | Healthcare | Pool Heater | 3 | TE 95% (Condensing) | 4.9514 | 4.9487 | 4.9514 | 4.9514 | 4.9487
Rack Oven_Healthcare_New_ENERGY STAR (3.0) | Rack Oven_Healthcare_New | Rack Oven_New_ENERGY STAR (3.0) | Rack Oven_New | EQ | New | Healthcare | Rack Oven | 2 | ENERGY STAR (3.0) | 2.3063 | 2.2922 | 2.3063 | 2.3063 | 2.2922
Range_Healthcare_New_High Efficiency | Range_Healthcare_New | Range_New_High Efficiency | Range_New | EQ | New | Healthcare | Range | 2 | High Efficiency | 3.6152 | 3.6046 | 3.6152 | 3.6152 | 3.6046
Steamer_Healthcare_New_ENERGY STAR (1.2) | Steamer_Healthcare_New | Steamer_New_ENERGY STAR (1.2) | Steamer_New | EQ | New | Healthcare | Steamer | 2 | ENERGY STAR (1.2) | 0.9 | 0.9 | 0.9 | 0.9 | 0.9
Unit Heater_Healthcare_New_Condensing (TE 90%) | Unit Heater_Healthcare_New | Unit Heater_New_Condensing (TE 90%) | Unit Heater_New | EQ | New | Healthcare | Unit Heater | 2 | Condensing (TE 90%) | 0.82532 | 0.82289 | 0.82532 | 0.82532 | 0.82289
Unit Heater_Healthcare_New_Infrared Radiant | Unit Heater_Healthcare_New | Unit Heater_New_Infrared Radiant | Unit Heater_New | EQ | New | Healthcare | Unit Heater | 3 | Infrared Radiant | 7.3722 | 7.3506 | 7.3722 | 7.3722 | 7.3506
Water Heater_Healthcare_New_TE 94% (ENERGY STAR 2.0) | Water Heater_Healthcare_New | Water Heater_New_TE 94% (ENERGY STAR 2.0) | Water Heater_New | EQ | New | Healthcare | Water Heater | 2 | TE 94% (ENERGY STAR 2.0) | 9.8382 | 9.854 | 9.8382 | 9.8382 | 9.854
Water Heater_Healthcare_New_TE 96% (Instantaneous) | Water Heater_Healthcare_New | Water Heater_New_TE 96% (Instantaneous) | Water Heater_New | EQ | New | Healthcare | Water Heater | 3 | TE 96% (Instantaneous) | 7.7441 | 8.0173 | 7.7441 | 7.7441 | 8.0173
Boiler_Lodging_New_TE 84% | Boiler_Lodging_New | Boiler_New_TE 84% | Boiler_New | EQ | New | Lodging | Boiler | 2 | TE 84% | 0 | 0 | 0 | 0 | 0
Boiler_Lodging_New_TE 90% (2024 WA Standard) | Boiler_Lodging_New | Boiler_New_TE 90% (2024 WA Standard) | Boiler_New | EQ | New | Lodging | Boiler | 3 | TE 90% (2024 WA Standard) | 0.9 | 0.9 | 0.9 | 0.9 | 0.9
Boiler_Lodging_New_TE 94% (ENERGY STAR 1.0) | Boiler_Lodging_New | Boiler_New_TE 94% (ENERGY STAR 1.0) | Boiler_New | EQ | New | Lodging | Boiler | 4 | TE 94% (ENERGY STAR 1.0) | 0.35795 | 0.35547 | 0.35795 | 0.35795 | 0.35547
Boiler_Lodging_New_TE 98% | Boiler_Lodging_New | Boiler_New_TE 98% | Boiler_New | EQ | New | Lodging | Boiler | 5 | TE 98% | 0.34378 | 0.3414 | 0.34378 | 0.34378 | 0.3414
Broiler_Lodging_New_Infrared Burners | Broiler_Lodging_New | Broiler_New_Infrared Burners | Broiler_New | EQ | New | Lodging | Broiler | 2 | Infrared Burners | 2.3837 | 2.3767 | 2.3837 | 2.3837 | 2.3767
Commercial Food Prep Other_Lodging_New_Efficient | Commercial Food Prep Other_Lodging_New | Commercial Food Prep Other_New_Efficient | Commercial Food Prep Other_New | EQ | New | Lodging | Commercial Food Prep Other | 2 | Efficient | 14.4161 | 14.4393 | 14.4161 | 14.4161 | 14.4393
Conveyor Oven_Lodging_New_Efficient (>42% Baking Efficiency) | Conveyor Oven_Lodging_New | Conveyor Oven_New_Efficient (>42% Baking Efficiency) | Conveyor Oven_New | EQ | New | Lodging | Conveyor Oven | 2 | Efficient (>42% Baking Efficiency) | 3.0777 | 3.0686 | 3.0777 | 3.0777 | 3.0686
Fryer_Lodging_New_ENERGY STAR (3.0) | Fryer_Lodging_New | Fryer_New_ENERGY STAR (3.0) | Fryer_New | EQ | New | Lodging | Fryer | 2 | ENERGY STAR (3.0) | 0.9 | 0.9 | 0.9 | 0.9 | 0.9
Furnace_Lodging_New_TE 81% (2023 Standard) | Furnace_Lodging_New | Furnace_New_TE 81% (2023 Standard) | Furnace_New | EQ | New | Lodging | Furnace | 2 | TE 81% (2023 Standard) | 0.9 | 0.9 | 0.9 | 0.9 | 0.9
Furnace_Lodging_New_TE 90% | Furnace_Lodging_New | Furnace_New_TE 90% | Furnace_New | EQ | New | Lodging | Furnace | 3 | TE 90% | 0.15347 | 0.15235 | 0.15347 | 0.15347 | 0.15235
Furnace_Lodging_New_TE 96% | Furnace_Lodging_New | Furnace_New_TE 96% | Furnace_New | EQ | New | Lodging | Furnace | 4 | TE 96% | 0.093308 | 0.09263 | 0.093308 | 0.093308 | 0.09263
Furnace_Lodging_New_Dual-Fuel Heat Pump - TE 81% | Furnace_Lodging_New | Furnace_New_Dual-Fuel Heat Pump - TE 81% | Furnace_New | EQ | New | Lodging | Furnace | 5 | Dual-Fuel Heat Pump - TE 81% | 0.079952 | 0.079385 | 0.079952 | 0.079952 | 0.079385
Furnace_Lodging_New_Dual-Fuel Heat Pump - TE 96% | Furnace_Lodging_New | Furnace_New_Dual-Fuel Heat Pump - TE 96% | Furnace_New | EQ | New | Lodging | Furnace | 6 | Dual-Fuel Heat Pump - TE 96% | 0.090324 | 0.089671 | 0.090324 | 0.090324 | 0.089671
Griddle_Lodging_New_ENERGY STAR (1.2) | Griddle_Lodging_New | Griddle_Lodging_New_ENERGY STAR (1.2) | Griddle_Lodging_New | EQ | New | Lodging | Griddle | 2 | ENERGY STAR (1.2) | 0.21204 | 0.21418 | 0.21204 | 0.21204 | 0.21418
Griddle_Lodging_New_High-Efficiency | Griddle_Lodging_New | Griddle_Lodging_New_High-Efficiency | Griddle_Lodging_New | EQ | New | Lodging | Griddle | 3 | High-Efficiency | 0.29469 | 0.29766 | 0.29469 | 0.29469 | 0.29766
Oven_Lodging_New_ENERGY STAR (3.0) | Oven_Lodging_New | Oven_Lodging_New_ENERGY STAR (3.0) | Oven_Lodging_New | EQ | New | Lodging | Oven | 2 | ENERGY STAR (3.0) | 1.3638 | 1.3598 | 1.3638 | 1.3638 | 1.3598
Pool Heater_Lodging_New_TE 84% (Standard 2028) | Pool Heater_Lodging_New | Pool Heater_New_TE 84% (Standard 2028) | Pool Heater_New | EQ | New | Lodging | Pool Heater | 2 | TE 84% (Standard 2028) | 4.1605 | 4.1582 | 4.1605 | 4.1605 | 4.1582
Pool Heater_Lodging_New_TE 95% (Condensing) | Pool Heater_Lodging_New | Pool Heater_New_TE 95% (Condensing) | Pool Heater_New | EQ | New | Lodging | Pool Heater | 3 | TE 95% (Condensing) | 4.9514 | 4.9487 | 4.9514 | 4.9514 | 4.9487
Rack Oven_Lodging_New_ENERGY STAR (3.0) | Rack Oven_Lodging_New | Rack Oven_New_ENERGY STAR (3.0) | Rack Oven_New | EQ | New | Lodging | Rack Oven | 2 | ENERGY STAR (3.0) | 2.3063 | 2.2922 | 2.3063 | 2.3063 | 2.2922
Range_Lodging_New_High Efficiency | Range_Lodging_New | Range_New_High Efficiency | Range_New | EQ | New | Lodging | Range | 2 | High Efficiency | 3.6152 | 3.6046 | 3.6152 | 3.6152 | 3.6046
Steamer_Lodging_New_ENERGY STAR (1.2) | Steamer_Lodging_New | Steamer_New_ENERGY STAR (1.2) | Steamer_New | EQ | New | Lodging | Steamer | 2 | ENERGY STAR (1.2) | 0.9 | 0.9 | 0.9 | 0.9 | 0.9
Unit Heater_Lodging_New_Condensing (TE 90%) | Unit Heater_Lodging_New | Unit Heater_New_Condensing (TE 90%) | Unit Heater_New | EQ | New | Lodging | Unit Heater | 2 | Condensing (TE 90%) | 0.82532 | 0.82289 | 0.82532 | 0.82532 | 0.82289
Unit Heater_Lodging_New_Infrared Radiant | Unit Heater_Lodging_New | Unit Heater_New_Infrared Radiant | Unit Heater_New | EQ | New | Lodging | Unit Heater | 3 | Infrared Radiant | 7.3722 | 7.3506 | 7.3722 | 7.3722 | 7.3506
Water Heater_Lodging_New_TE 94% (ENERGY STAR 2.0) | Water Heater_Lodging_New | Water Heater_New_TE 94% (ENERGY STAR 2.0) | Water Heater_New | EQ | New | Lodging | Water Heater | 2 | TE 94% (ENERGY STAR 2.0) | 9.8251 | 9.8409 | 9.8251 | 9.8251 | 9.8409
Water Heater_Lodging_New_TE 96% (Instantaneous) | Water Heater_Lodging_New | Water Heater_New_TE 96% (Instantaneous) | Water Heater_New | EQ | New | Lodging | Water Heater | 3 | TE 96% (Instantaneous) | 7.7318 | 8.005 | 7.7318 | 7.7318 | 8.005
Boiler_Miscellaneous_New_TE 84% | Boiler_Miscellaneous_New | Boiler_New_TE 84% | Boiler_New | EQ | New | Miscellaneous | Boiler | 2 | TE 84% | 0 | 0 | 0 | 0 | 0
Boiler_Miscellaneous_New_TE 90% (2024 WA Standard) | Boiler_Miscellaneous_New | Boiler_New_TE 90% (2024 WA Standard) | Boiler_New | EQ | New | Miscellaneous | Boiler | 3 | TE 90% (2024 WA Standard) | 0.9 | 0.9 | 0.9 | 0.9 | 0.9
Boiler_Miscellaneous_New_TE 94% (ENERGY STAR 1.0) | Boiler_Miscellaneous_New | Boiler_New_TE 94% (ENERGY STAR 1.0) | Boiler_New | EQ | New | Miscellaneous | Boiler | 4 | TE 94% (ENERGY STAR 1.0) | 1.6557 | 1.6442 | 1.6557 | 1.6557 | 1.6442
Boiler_Miscellaneous_New_TE 98% | Boiler_Miscellaneous_New | Boiler_New_TE 98% | Boiler_New | EQ | New | Miscellaneous | Boiler | 5 | TE 98% | 1.5888 | 1.5778 | 1.5888 | 1.5888 | 1.5778
Broiler_Miscellaneous_New_Infrared Burners | Broiler_Miscellaneous_New | Broiler_New_Infrared Burners | Broiler_New | EQ | New | Miscellaneous | Broiler | 2 | Infrared Burners | 2.3837 | 2.3767 | 2.3837 | 2.3837 | 2.3767
Commercial Food Prep Other_Miscellaneous_New_Efficient | Commercial Food Prep Other_Miscellaneous_New | Commercial Food Prep Other_New_Efficient | Commercial Food Prep Other_New | EQ | New | Miscellaneous | Commercial Food Prep Other | 2 | Efficient | 14.4161 | 14.4393 | 14.4161 | 14.4161 | 14.4393
Conveyor Oven_Miscellaneous_New_Efficient (>42% Baking Efficiency) | Conveyor Oven_Miscellaneous_New | Conveyor Oven_New_Efficient (>42% Baking Efficiency) | Conveyor Oven_New | EQ | New | Miscellaneous | Conveyor Oven | 2 | Efficient (>42% Baking Efficiency) | 3.0777 | 3.0686 | 3.0777 | 3.0777 | 3.0686
Fryer_Miscellaneous_New_ENERGY STAR (3.0) | Fryer_Miscellaneous_New | Fryer_New_ENERGY STAR (3.0) | Fryer_New | EQ | New | Miscellaneous | Fryer | 2 | ENERGY STAR (3.0) | 0.9 | 0.9 | 0.9 | 0.9 | 0.9
Furnace_Miscellaneous_New_TE 81% (2023 Standard) | Furnace_Miscellaneous_New | Furnace_New_TE 81% (2023 Standard) | Furnace_New | EQ | New | Miscellaneous | Furnace | 2 | TE 81% (2023 Standard) | 0.9 | 0.9 | 0.9 | 0.9 | 0.9
Furnace_Miscellaneous_New_TE 90% | Furnace_Miscellaneous_New | Furnace_New_TE 90% | Furnace_New | EQ | New | Miscellaneous | Furnace | 3 | TE 90% | 0.28176 | 0.27972 | 0.28176 | 0.28176 | 0.27972
Furnace_Miscellaneous_New_TE 96% | Furnace_Miscellaneous_New | Furnace_New_TE 96% | Furnace_New | EQ | New | Miscellaneous | Furnace | 4 | TE 96% | 0.17065 | 0.16941 | 0.17065 | 0.17065 | 0.16941
Furnace_Miscellaneous_New_Dual-Fuel Heat Pump - TE 81% | Furnace_Miscellaneous_New | Furnace_New_Dual-Fuel Heat Pump - TE 81% | Furnace_New | EQ | New | Miscellaneous | Furnace | 5 | Dual-Fuel Heat Pump - TE 81% | 0.14804 | 0.14699 | 0.14804 | 0.14804 | 0.14699
Furnace_Miscellaneous_New_Dual-Fuel Heat Pump - TE 96% | Furnace_Miscellaneous_New | Furnace_New_Dual-Fuel Heat Pump - TE 96% | Furnace_New | EQ | New | Miscellaneous | Furnace | 6 | Dual-Fuel Heat Pump - TE 96% | 0.16684 | 0.16564 | 0.16684 | 0.16684 | 0.16564
Griddle_Miscellaneous_New_ENERGY STAR (1.2) | Griddle_Miscellaneous_New | Griddle_Miscellaneous_New_ENERGY STAR (1.2) | Griddle_Miscellaneous_New | EQ | New | Miscellaneous | Griddle | 2 | ENERGY STAR (1.2) | 0.21204 | 0.21418 | 0.21204 | 0.21204 | 0.21418
Griddle_Miscellaneous_New_High-Efficiency | Griddle_Miscellaneous_New | Griddle_Miscellaneous_New_High-Efficiency | Griddle_Miscellaneous_New | EQ | New | Miscellaneous | Griddle | 3 | High-Efficiency | 0.29469 | 0.29766 | 0.29469 | 0.29469 | 0.29766
Oven_Miscellaneous_New_ENERGY STAR (3.0) | Oven_Miscellaneous_New | Oven_Miscellaneous_New_ENERGY STAR (3.0) | Oven_Miscellaneous_New | EQ | New | Miscellaneous | Oven | 2 | ENERGY STAR (3.0) | 1.3638 | 1.3598 | 1.3638 | 1.3638 | 1.3598
Pool Heater_Miscellaneous_New_TE 84% (Standard 2028) | Pool Heater_Miscellaneous_New | Pool Heater_New_TE 84% (Standard 2028) | Pool Heater_New | EQ | New | Miscellaneous | Pool Heater | 2 | TE 84% (Standard 2028) | 4.1605 | 4.1582 | 4.1605 | 4.1605 | 4.1582
Pool Heater_Miscellaneous_New_TE 95% (Condensing) | Pool Heater_Miscellaneous_New | Pool Heater_New_TE 95% (Condensing) | Pool Heater_New | EQ | New | Miscellaneous | Pool Heater | 3 | TE 95% (Condensing) | 4.9514 | 4.9487 | 4.9514 | 4.9514 | 4.9487
Rack Oven_Miscellaneous_New_ENERGY STAR (3.0) | Rack Oven_Miscellaneous_New | Rack Oven_New_ENERGY STAR (3.0) | Rack Oven_New | EQ | New | Miscellaneous | Rack Oven | 2 | ENERGY STAR (3.0) | 2.3063 | 2.2922 | 2.3063 | 2.3063 | 2.2922
Range_Miscellaneous_New_High Efficiency | Range_Miscellaneous_New | Range_New_High Efficiency | Range_New | EQ | New | Miscellaneous | Range | 2 | High Efficiency | 3.6152 | 3.6046 | 3.6152 | 3.6152 | 3.6046
Steamer_Miscellaneous_New_ENERGY STAR (1.2) | Steamer_Miscellaneous_New | Steamer_New_ENERGY STAR (1.2) | Steamer_New | EQ | New | Miscellaneous | Steamer | 2 | ENERGY STAR (1.2) | 0.9 | 0.9 | 0.9 | 0.9 | 0.9
Unit Heater_Miscellaneous_New_Condensing (TE 90%) | Unit Heater_Miscellaneous_New | Unit Heater_New_Condensing (TE 90%) | Unit Heater_New | EQ | New | Miscellaneous | Unit Heater | 2 | Condensing (TE 90%) | 0.82532 | 0.82289 | 0.82532 | 0.82532 | 0.82289
Unit Heater_Miscellaneous_New_Infrared Radiant | Unit Heater_Miscellaneous_New | Unit Heater_New_Infrared Radiant | Unit Heater_New | EQ | New | Miscellaneous | Unit Heater | 3 | Infrared Radiant | 7.3722 | 7.3506 | 7.3722 | 7.3722 | 7.3506
Water Heater_Miscellaneous_New_TE 94% (ENERGY STAR 2.0) | Water Heater_Miscellaneous_New | Water Heater_New_TE 94% (ENERGY STAR 2.0) | Water Heater_New | EQ | New | Miscellaneous | Water Heater | 2 | TE 94% (ENERGY STAR 2.0) | 9.8395 | 9.8553 | 9.8395 | 9.8395 | 9.8553
Water Heater_Miscellaneous_New_TE 96% (Instantaneous) | Water Heater_Miscellaneous_New | Water Heater_New_TE 96% (Instantaneous) | Water Heater_New | EQ | New | Miscellaneous | Water Heater | 3 | TE 96% (Instantaneous) | 7.7986 | 8.0713 | 7.7986 | 7.7986 | 8.0713
Boiler_Office_New_TE 84% | Boiler_Office_New | Boiler_New_TE 84% | Boiler_New | EQ | New | Office | Boiler | 2 | TE 84% | 0 | 0 | 0 | 0 | 0
Boiler_Office_New_TE 90% (2024 WA Standard) | Boiler_Office_New | Boiler_New_TE 90% (2024 WA Standard) | Boiler_New | EQ | New | Office | Boiler | 3 | TE 90% (2024 WA Standard) | 0.9 | 0.9 | 0.9 | 0.9 | 0.9
Boiler_Office_New_TE 94% (ENERGY STAR 1.0) | Boiler_Office_New | Boiler_New_TE 94% (ENERGY STAR 1.0) | Boiler_New | EQ | New | Office | Boiler | 4 | TE 94% (ENERGY STAR 1.0) | 1.0508 | 1.0435 | 1.0508 | 1.0508 | 1.0435
Boiler_Office_New_TE 98% | Boiler_Office_New | Boiler_New_TE 98% | Boiler_New | EQ | New | Office | Boiler | 5 | TE 98% | 1.0079 | 1.0009 | 1.0079 | 1.0079 | 1.0009
Broiler_Office_New_Infrared Burners | Broiler_Office_New | Broiler_New_Infrared Burners | Broiler_New | EQ | New | Office | Broiler | 2 | Infrared Burners | 2.3837 | 2.3767 | 2.3837 | 2.3837 | 2.3767
Commercial Food Prep Other_Office_New_Efficient | Commercial Food Prep Other_Office_New | Commercial Food Prep Other_New_Efficient | Commercial Food Prep Other_New | EQ | New | Office | Commercial Food Prep Other | 2 | Efficient | 14.4161 | 14.4393 | 14.4161 | 14.4161 | 14.4393
Conveyor Oven_Office_New_Efficient (>42% Baking Efficiency) | Conveyor Oven_Office_New | Conveyor Oven_New_Efficient (>42% Baking Efficiency) | Conveyor Oven_New | EQ | New | Office | Conveyor Oven | 2 | Efficient (>42% Baking Efficiency) | 3.0777 | 3.0686 | 3.0777 | 3.0777 | 3.0686
Fryer_Office_New_ENERGY STAR (3.0) | Fryer_Office_New | Fryer_New_ENERGY STAR (3.0) | Fryer_New | EQ | New | Office | Fryer | 2 | ENERGY STAR (3.0) | 0.9 | 0.9 | 0.9 | 0.9 | 0.9
Furnace_Office_New_TE 81% (2023 Standard) | Furnace_Office_New | Furnace_New_TE 81% (2023 Standard) | Furnace_New | EQ | New | Office | Furnace | 2 | TE 81% (2023 Standard) | 0.9 | 0.9 | 0.9 | 0.9 | 0.9
Furnace_Office_New_TE 90% | Furnace_Office_New | Furnace_New_TE 90% | Furnace_New | EQ | New | Office | Furnace | 3 | TE 90% | 0.17713 | 0.17585 | 0.17713 | 0.17713 | 0.17585
Furnace_Office_New_TE 96% | Furnace_Office_New | Furnace_New_TE 96% | Furnace_New | EQ | New | Office | Furnace | 4 | TE 96% | 0.10775 | 0.10697 | 0.10775 | 0.10775 | 0.10697
Furnace_Office_New_Dual-Fuel Heat Pump - TE 81% | Furnace_Office_New | Furnace_New_Dual-Fuel Heat Pump - TE 81% | Furnace_New | EQ | New | Office | Furnace | 5 | Dual-Fuel Heat Pump - TE 81% | 0.11844 | 0.11761 | 0.11844 | 0.11844 | 0.11761
Furnace_Office_New_Dual-Fuel Heat Pump - TE 96% | Furnace_Office_New | Furnace_New_Dual-Fuel Heat Pump - TE 96% | Furnace_New | EQ | New | Office | Furnace | 6 | Dual-Fuel Heat Pump - TE 96% | 0.12871 | 0.12778 | 0.12871 | 0.12871 | 0.12778
Griddle_Office_New_ENERGY STAR (1.2) | Griddle_Office_New | Griddle_Office_New_ENERGY STAR (1.2) | Griddle_Office_New | EQ | New | Office | Griddle | 2 | ENERGY STAR (1.2) | 0.21204 | 0.21418 | 0.21204 | 0.21204 | 0.21418
Griddle_Office_New_High-Efficiency | Griddle_Office_New | Griddle_Office_New_High-Efficiency | Griddle_Office_New | EQ | New | Office | Griddle | 3 | High-Efficiency | 0.29469 | 0.29766 | 0.29469 | 0.29469 | 0.29766
Oven_Office_New_ENERGY STAR (3.0) | Oven_Office_New | Oven_Office_New_ENERGY STAR (3.0) | Oven_Office_New | EQ | New | Office | Oven | 2 | ENERGY STAR (3.0) | 1.3638 | 1.3598 | 1.3638 | 1.3638 | 1.3598
Pool Heater_Office_New_TE 84% (Standard 2028) | Pool Heater_Office_New | Pool Heater_New_TE 84% (Standard 2028) | Pool Heater_New | EQ | New | Office | Pool Heater | 2 | TE 84% (Standard 2028) | 4.1605 | 4.1582 | 4.1605 | 4.1605 | 4.1582
Pool Heater_Office_New_TE 95% (Condensing) | Pool Heater_Office_New | Pool Heater_New_TE 95% (Condensing) | Pool Heater_New | EQ | New | Office | Pool Heater | 3 | TE 95% (Condensing) | 4.9514 | 4.9487 | 4.9514 | 4.9514 | 4.9487
Rack Oven_Office_New_ENERGY STAR (3.0) | Rack Oven_Office_New | Rack Oven_New_ENERGY STAR (3.0) | Rack Oven_New | EQ | New | Office | Rack Oven | 2 | ENERGY STAR (3.0) | 2.3063 | 2.2922 | 2.3063 | 2.3063 | 2.2922
Range_Office_New_High Efficiency | Range_Office_New | Range_New_High Efficiency | Range_New | EQ | New | Office | Range | 2 | High Efficiency | 3.6152 | 3.6046 | 3.6152 | 3.6152 | 3.6046
Steamer_Office_New_ENERGY STAR (1.2) | Steamer_Office_New | Steamer_New_ENERGY STAR (1.2) | Steamer_New | EQ | New | Office | Steamer | 2 | ENERGY STAR (1.2) | 0.9 | 0.9 | 0.9 | 0.9 | 0.9
Unit Heater_Office_New_Condensing (TE 90%) | Unit Heater_Office_New | Unit Heater_New_Condensing (TE 90%) | Unit Heater_New | EQ | New | Office | Unit Heater | 2 | Condensing (TE 90%) | 0.82532 | 0.82289 | 0.82532 | 0.82532 | 0.82289
Unit Heater_Office_New_Infrared Radiant | Unit Heater_Office_New | Unit Heater_New_Infrared Radiant | Unit Heater_New | EQ | New | Office | Unit Heater | 3 | Infrared Radiant | 7.3722 | 7.3506 | 7.3722 | 7.3722 | 7.3506
Water Heater_Office_New_TE 94% (ENERGY STAR 2.0) | Water Heater_Office_New | Water Heater_New_TE 94% (ENERGY STAR 2.0) | Water Heater_New | EQ | New | Office | Water Heater | 2 | TE 94% (ENERGY STAR 2.0) | 9.8417 | 9.8575 | 9.8417 | 9.8417 | 9.8575
Water Heater_Office_New_TE 96% (Instantaneous) | Water Heater_Office_New | Water Heater_New_TE 96% (Instantaneous) | Water Heater_New | EQ | New | Office | Water Heater | 3 | TE 96% (Instantaneous) | 7.7519 | 8.0251 | 7.7519 | 7.7519 | 8.0251
Boiler_Restaurant_New_TE 84% | Boiler_Restaurant_New | Boiler_New_TE 84% | Boiler_New | EQ | New | Restaurant | Boiler | 2 | TE 84% | 0 | 0 | 0 | 0 | 0
Boiler_Restaurant_New_TE 90% (2024 WA Standard) | Boiler_Restaurant_New | Boiler_New_TE 90% (2024 WA Standard) | Boiler_New | EQ | New | Restaurant | Boiler | 3 | TE 90% (2024 WA Standard) | 0.9 | 0.9 | 0.9 | 0.9 | 0.9
Boiler_Restaurant_New_TE 94% (ENERGY STAR 1.0) | Boiler_Restaurant_New | Boiler_New_TE 94% (ENERGY STAR 1.0) | Boiler_New | EQ | New | Restaurant | Boiler | 4 | TE 94% (ENERGY STAR 1.0) | 0.96751 | 0.96081 | 0.96751 | 0.96751 | 0.96081
Boiler_Restaurant_New_TE 98% | Boiler_Restaurant_New | Boiler_New_TE 98% | Boiler_New | EQ | New | Restaurant | Boiler | 5 | TE 98% | 0.93183 | 0.92537 | 0.93183 | 0.93183 | 0.92537
Broiler_Restaurant_New_Infrared Burners | Broiler_Restaurant_New | Broiler_New_Infrared Burners | Broiler_New | EQ | New | Restaurant | Broiler | 2 | Infrared Burners | 2.3837 | 2.3767 | 2.3837 | 2.3837 | 2.3767
Commercial Food Prep Other_Restaurant_New_Efficient | Commercial Food Prep Other_Restaurant_New | Commercial Food Prep Other_New_Efficient | Commercial Food Prep Other_New | EQ | New | Restaurant | Commercial Food Prep Other | 2 | Efficient | 14.4161 | 14.4393 | 14.4161 | 14.4161 | 14.4393
Conveyor Oven_Restaurant_New_Efficient (>42% Baking Efficiency) | Conveyor Oven_Restaurant_New | Conveyor Oven_New_Efficient (>42% Baking Efficiency) | Conveyor Oven_New | EQ | New | Restaurant | Conveyor Oven | 2 | Efficient (>42% Baking Efficiency) | 3.0777 | 3.0686 | 3.0777 | 3.0777 | 3.0686
Fryer_Restaurant_New_ENERGY STAR (3.0) | Fryer_Restaurant_New | Fryer_New_ENERGY STAR (3.0) | Fryer_New | EQ | New | Restaurant | Fryer | 2 | ENERGY STAR (3.0) | 0.9 | 0.9 | 0.9 | 0.9 | 0.9
Furnace_Restaurant_New_TE 81% (2023 Standard) | Furnace_Restaurant_New | Furnace_New_TE 81% (2023 Standard) | Furnace_New | EQ | New | Restaurant | Furnace | 2 | TE 81% (2023 Standard) | 0.9 | 0.9 | 0.9 | 0.9 | 0.9
Furnace_Restaurant_New_TE 90% | Furnace_Restaurant_New | Furnace_New_TE 90% | Furnace_New | EQ | New | Restaurant | Furnace | 3 | TE 90% | 0.16355 | 0.16236 | 0.16355 | 0.16355 | 0.16236
Furnace_Restaurant_New_TE 96% | Furnace_Restaurant_New | Furnace_New_TE 96% | Furnace_New | EQ | New | Restaurant | Furnace | 4 | TE 96% | 0.099535 | 0.098811 | 0.099535 | 0.099535 | 0.098811
Furnace_Restaurant_New_Dual-Fuel Heat Pump - TE 81% | Furnace_Restaurant_New | Furnace_New_Dual-Fuel Heat Pump - TE 81% | Furnace_New | EQ | New | Restaurant | Furnace | 5 | Dual-Fuel Heat Pump - TE 81% | 0.13869 | 0.13771 | 0.13869 | 0.13869 | 0.13771
Furnace_Restaurant_New_Dual-Fuel Heat Pump - TE 96% | Furnace_Restaurant_New | Furnace_New_Dual-Fuel Heat Pump - TE 96% | Furnace_New | EQ | New | Restaurant | Furnace | 6 | Dual-Fuel Heat Pump - TE 96% | 0.14406 | 0.14302 | 0.14406 | 0.14406 | 0.14302
Griddle_Restaurant_New_ENERGY STAR (1.2) | Griddle_Restaurant_New | Griddle_Restaurant_New_ENERGY STAR (1.2) | Griddle_Restaurant_New | EQ | New | Restaurant | Griddle | 2 | ENERGY STAR (1.2) | 0.21204 | 0.21418 | 0.21204 | 0.21204 | 0.21418
Griddle_Restaurant_New_High-Efficiency | Griddle_Restaurant_New | Griddle_Restaurant_New_High-Efficiency | Griddle_Restaurant_New | EQ | New | Restaurant | Griddle | 3 | High-Efficiency | 0.29469 | 0.29766 | 0.29469 | 0.29469 | 0.29766
Oven_Restaurant_New_ENERGY STAR (3.0) | Oven_Restaurant_New | Oven_Restaurant_New_ENERGY STAR (3.0) | Oven_Restaurant_New | EQ | New | Restaurant | Oven | 2 | ENERGY STAR (3.0) | 1.3638 | 1.3598 | 1.3638 | 1.3638 | 1.3598
Pool Heater_Restaurant_New_TE 84% (Standard 2028) | Pool Heater_Restaurant_New | Pool Heater_New_TE 84% (Standard 2028) | Pool Heater_New | EQ | New | Restaurant | Pool Heater | 2 | TE 84% (Standard 2028) | 4.1605 | 4.1582 | 4.1605 | 4.1605 | 4.1582
Pool Heater_Restaurant_New_TE 95% (Condensing) | Pool Heater_Restaurant_New | Pool Heater_New_TE 95% (Condensing) | Pool Heater_New | EQ | New | Restaurant | Pool Heater | 3 | TE 95% (Condensing) | 4.9514 | 4.9487 | 4.9514 | 4.9514 | 4.9487
Rack Oven_Restaurant_New_ENERGY STAR (3.0) | Rack Oven_Restaurant_New | Rack Oven_New_ENERGY STAR (3.0) | Rack Oven_New | EQ | New | Restaurant | Rack Oven | 2 | ENERGY STAR (3.0) | 2.3063 | 2.2922 | 2.3063 | 2.3063 | 2.2922
Range_Restaurant_New_High Efficiency | Range_Restaurant_New | Range_New_High Efficiency | Range_New | EQ | New | Restaurant | Range | 2 | High Efficiency | 3.6152 | 3.6046 | 3.6152 | 3.6152 | 3.6046
Steamer_Restaurant_New_ENERGY STAR (1.2) | Steamer_Restaurant_New | Steamer_New_ENERGY STAR (1.2) | Steamer_New | EQ | New | Restaurant | Steamer | 2 | ENERGY STAR (1.2) | 0.9 | 0.9 | 0.9 | 0.9 | 0.9
Unit Heater_Restaurant_New_Condensing (TE 90%) | Unit Heater_Restaurant_New | Unit Heater_New_Condensing (TE 90%) | Unit Heater_New | EQ | New | Restaurant | Unit Heater | 2 | Condensing (TE 90%) | 0.82532 | 0.82289 | 0.82532 | 0.82532 | 0.82289
Unit Heater_Restaurant_New_Infrared Radiant | Unit Heater_Restaurant_New | Unit Heater_New_Infrared Radiant | Unit Heater_New | EQ | New | Restaurant | Unit Heater | 3 | Infrared Radiant | 7.3722 | 7.3506 | 7.3722 | 7.3722 | 7.3506
Water Heater_Restaurant_New_TE 94% (ENERGY STAR 2.0) | Water Heater_Restaurant_New | Water Heater_New_TE 94% (ENERGY STAR 2.0) | Water Heater_New | EQ | New | Restaurant | Water Heater | 2 | TE 94% (ENERGY STAR 2.0) | 9.7883 | 9.804 | 9.7883 | 9.7883 | 9.804
Water Heater_Restaurant_New_TE 96% (Instantaneous) | Water Heater_Restaurant_New | Water Heater_New_TE 96% (Instantaneous) | Water Heater_New | EQ | New | Restaurant | Water Heater | 3 | TE 96% (Instantaneous) | 7.7411 | 8.0141 | 7.7411 | 7.7411 | 8.0141
Boiler_Retail_New_TE 84% | Boiler_Retail_New | Boiler_New_TE 84% | Boiler_New | EQ | New | Retail | Boiler | 2 | TE 84% | 0 | 0 | 0 | 0 | 0
Boiler_Retail_New_TE 90% (2024 WA Standard) | Boiler_Retail_New | Boiler_New_TE 90% (2024 WA Standard) | Boiler_New | EQ | New | Retail | Boiler | 3 | TE 90% (2024 WA Standard) | 0.9 | 0.9 | 0.9 | 0.9 | 0.9
Boiler_Retail_New_TE 94% (ENERGY STAR 1.0) | Boiler_Retail_New | Boiler_New_TE 94% (ENERGY STAR 1.0) | Boiler_New | EQ | New | Retail | Boiler | 4 | TE 94% (ENERGY STAR 1.0) | 1.2072 | 1.1988 | 1.2072 | 1.2072 | 1.1988
Boiler_Retail_New_TE 98% | Boiler_Retail_New | Boiler_New_TE 98% | Boiler_New | EQ | New | Retail | Boiler | 5 | TE 98% | 1.1584 | 1.1503 | 1.1584 | 1.1584 | 1.1503
Broiler_Retail_New_Infrared Burners | Broiler_Retail_New | Broiler_New_Infrared Burners | Broiler_New | EQ | New | Retail | Broiler | 2 | Infrared Burners | 2.3837 | 2.3767 | 2.3837 | 2.3837 | 2.3767
Commercial Food Prep Other_Retail_New_Efficient | Commercial Food Prep Other_Retail_New | Commercial Food Prep Other_New_Efficient | Commercial Food Prep Other_New | EQ | New | Retail | Commercial Food Prep Other | 2 | Efficient | 14.4161 | 14.4393 | 14.4161 | 14.4161 | 14.4393
Conveyor Oven_Retail_New_Efficient (>42% Baking Efficiency) | Conveyor Oven_Retail_New | Conveyor Oven_New_Efficient (>42% Baking Efficiency) | Conveyor Oven_New | EQ | New | Retail | Conveyor Oven | 2 | Efficient (>42% Baking Efficiency) | 3.0777 | 3.0686 | 3.0777 | 3.0777 | 3.0686
Fryer_Retail_New_ENERGY STAR (3.0) | Fryer_Retail_New | Fryer_New_ENERGY STAR (3.0) | Fryer_New | EQ | New | Retail | Fryer | 2 | ENERGY STAR (3.0) | 0.9 | 0.9 | 0.9 | 0.9 | 0.9
Furnace_Retail_New_TE 81% (2023 Standard) | Furnace_Retail_New | Furnace_New_TE 81% (2023 Standard) | Furnace_New | EQ | New | Retail | Furnace | 2 | TE 81% (2023 Standard) | 0.9 | 0.9 | 0.9 | 0.9 | 0.9
Furnace_Retail_New_TE 90% | Furnace_Retail_New | Furnace_New_TE 90% | Furnace_New | EQ | New | Retail | Furnace | 3 | TE 90% | 0.26868 | 0.26673 | 0.26868 | 0.26868 | 0.26673
Furnace_Retail_New_TE 96% | Furnace_Retail_New | Furnace_New_TE 96% | Furnace_New | EQ | New | Retail | Furnace | 4 | TE 96% | 0.16332 | 0.16213 | 0.16332 | 0.16332 | 0.16213
Furnace_Retail_New_Dual-Fuel Heat Pump - TE 81% | Furnace_Retail_New | Furnace_New_Dual-Fuel Heat Pump - TE 81% | Furnace_New | EQ | New | Retail | Furnace | 5 | Dual-Fuel Heat Pump - TE 81% | 0.18923 | 0.18789 | 0.18923 | 0.18923 | 0.18789
Furnace_Retail_New_Dual-Fuel Heat Pump - TE 96% | Furnace_Retail_New | Furnace_New_Dual-Fuel Heat Pump - TE 96% | Furnace_New | EQ | New | Retail | Furnace | 6 | Dual-Fuel Heat Pump - TE 96% | 0.2037 | 0.20223 | 0.2037 | 0.2037 | 0.20223
Griddle_Retail_New_ENERGY STAR (1.2) | Griddle_Retail_New | Griddle_Retail_New_ENERGY STAR (1.2) | Griddle_Retail_New | EQ | New | Retail | Griddle | 2 | ENERGY STAR (1.2) | 0.21204 | 0.21418 | 0.21204 | 0.21204 | 0.21418
Griddle_Retail_New_High-Efficiency | Griddle_Retail_New | Griddle_Retail_New_High-Efficiency | Griddle_Retail_New | EQ | New | Retail | Griddle | 3 | High-Efficiency | 0.29469 | 0.29766 | 0.29469 | 0.29469 | 0.29766
Oven_Retail_New_ENERGY STAR (3.0) | Oven_Retail_New | Oven_Retail_New_ENERGY STAR (3.0) | Oven_Retail_New | EQ | New | Retail | Oven | 2 | ENERGY STAR (3.0) | 1.3638 | 1.3598 | 1.3638 | 1.3638 | 1.3598
Pool Heater_Retail_New_TE 84% (Standard 2028) | Pool Heater_Retail_New | Pool Heater_New_TE 84% (Standard 2028) | Pool Heater_New | EQ | New | Retail | Pool Heater | 2 | TE 84% (Standard 2028) | 4.1605 | 4.1582 | 4.1605 | 4.1605 | 4.1582
Pool Heater_Retail_New_TE 95% (Condensing) | Pool Heater_Retail_New | Pool Heater_New_TE 95% (Condensing) | Pool Heater_New | EQ | New | Retail | Pool Heater | 3 | TE 95% (Condensing) | 4.9514 | 4.9487 | 4.9514 | 4.9514 | 4.9487
Rack Oven_Retail_New_ENERGY STAR (3.0) | Rack Oven_Retail_New | Rack Oven_New_ENERGY STAR (3.0) | Rack Oven_New | EQ | New | Retail | Rack Oven | 2 | ENERGY STAR (3.0) | 2.3063 | 2.2922 | 2.3063 | 2.3063 | 2.2922
Range_Retail_New_High Efficiency | Range_Retail_New | Range_New_High Efficiency | Range_New | EQ | New | Retail | Range | 2 | High Efficiency | 3.6152 | 3.6046 | 3.6152 | 3.6152 | 3.6046
Steamer_Retail_New_ENERGY STAR (1.2) | Steamer_Retail_New | Steamer_New_ENERGY STAR (1.2) | Steamer_New | EQ | New | Retail | Steamer | 2 | ENERGY STAR (1.2) | 0.9 | 0.9 | 0.9 | 0.9 | 0.9
Unit Heater_Retail_New_Condensing (TE 90%) | Unit Heater_Retail_New | Unit Heater_New_Condensing (TE 90%) | Unit Heater_New | EQ | New | Retail | Unit Heater | 2 | Condensing (TE 90%) | 0.82532 | 0.82289 | 0.82532 | 0.82532 | 0.82289
Unit Heater_Retail_New_Infrared Radiant | Unit Heater_Retail_New | Unit Heater_New_Infrared Radiant | Unit Heater_New | EQ | New | Retail | Unit Heater | 3 | Infrared Radiant | 7.3722 | 7.3506 | 7.3722 | 7.3722 | 7.3506
Water Heater_Retail_New_TE 94% (ENERGY STAR 2.0) | Water Heater_Retail_New | Water Heater_New_TE 94% (ENERGY STAR 2.0) | Water Heater_New | EQ | New | Retail | Water Heater | 2 | TE 94% (ENERGY STAR 2.0) | 9.8311 | 9.8469 | 9.8311 | 9.8311 | 9.8469
Water Heater_Retail_New_TE 96% (Instantaneous) | Water Heater_Retail_New | Water Heater_New_TE 96% (Instantaneous) | Water Heater_New | EQ | New | Retail | Water Heater | 3 | TE 96% (Instantaneous) | 7.7447 | 8.0179 | 7.7447 | 7.7447 | 8.0179
Boiler_Warehouse_New_TE 84% | Boiler_Warehouse_New | Boiler_New_TE 84% | Boiler_New | EQ | New | Warehouse | Boiler | 2 | TE 84% | 0 | 0 | 0 | 0 | 0
Boiler_Warehouse_New_TE 90% (2024 WA Standard) | Boiler_Warehouse_New | Boiler_New_TE 90% (2024 WA Standard) | Boiler_New | EQ | New | Warehouse | Boiler | 3 | TE 90% (2024 WA Standard) | 0.9 | 0.9 | 0.9 | 0.9 | 0.9
Boiler_Warehouse_New_TE 94% (ENERGY STAR 1.0) | Boiler_Warehouse_New | Boiler_New_TE 94% (ENERGY STAR 1.0) | Boiler_New | EQ | New | Warehouse | Boiler | 4 | TE 94% (ENERGY STAR 1.0) | 1.128 | 1.1202 | 1.128 | 1.128 | 1.1202
Boiler_Warehouse_New_TE 98% | Boiler_Warehouse_New | Boiler_New_TE 98% | Boiler_New | EQ | New | Warehouse | Boiler | 5 | TE 98% | 1.0795 | 1.072 | 1.0795 | 1.0795 | 1.072
Broiler_Warehouse_New_Infrared Burners | Broiler_Warehouse_New | Broiler_New_Infrared Burners | Broiler_New | EQ | New | Warehouse | Broiler | 2 | Infrared Burners | 2.3837 | 2.3767 | 2.3837 | 2.3837 | 2.3767
Commercial Food Prep Other_Warehouse_New_Efficient | Commercial Food Prep Other_Warehouse_New | Commercial Food Prep Other_New_Efficient | Commercial Food Prep Other_New | EQ | New | Warehouse | Commercial Food Prep Other | 2 | Efficient | 14.4161 | 14.4393 | 14.4161 | 14.4161 | 14.4393
Conveyor Oven_Warehouse_New_Efficient (>42% Baking Efficiency) | Conveyor Oven_Warehouse_New | Conveyor Oven_New_Efficient (>42% Baking Efficiency) | Conveyor Oven_New | EQ | New | Warehouse | Conveyor Oven | 2 | Efficient (>42% Baking Efficiency) | 3.0777 | 3.0686 | 3.0777 | 3.0777 | 3.0686
Fryer_Warehouse_New_ENERGY STAR (3.0) | Fryer_Warehouse_New | Fryer_New_ENERGY STAR (3.0) | Fryer_New | EQ | New | Warehouse | Fryer | 2 | ENERGY STAR (3.0) | 0.9 | 0.9 | 0.9 | 0.9 | 0.9
Furnace_Warehouse_New_TE 81% (2023 Standard) | Furnace_Warehouse_New | Furnace_New_TE 81% (2023 Standard) | Furnace_New | EQ | New | Warehouse | Furnace | 2 | TE 81% (2023 Standard) | 0.9 | 0.9 | 0.9 | 0.9 | 0.9
Furnace_Warehouse_New_TE 90% | Furnace_Warehouse_New | Furnace_New_TE 90% | Furnace_New | EQ | New | Warehouse | Furnace | 3 | TE 90% | 0.18999 | 0.18861 | 0.18999 | 0.18999 | 0.18861
Furnace_Warehouse_New_TE 96% | Furnace_Warehouse_New | Furnace_New_TE 96% | Furnace_New | EQ | New | Warehouse | Furnace | 4 | TE 96% | 0.11549 | 0.11465 | 0.11549 | 0.11549 | 0.11465
Furnace_Warehouse_New_Dual-Fuel Heat Pump - TE 81% | Furnace_Warehouse_New | Furnace_New_Dual-Fuel Heat Pump - TE 81% | Furnace_New | EQ | New | Warehouse | Furnace | 5 | Dual-Fuel Heat Pump - TE 81% | 0.15022 | 0.14915 | 0.15022 | 0.15022 | 0.14915
Furnace_Warehouse_New_Dual-Fuel Heat Pump - TE 96% | Furnace_Warehouse_New | Furnace_New_Dual-Fuel Heat Pump - TE 96% | Furnace_New | EQ | New | Warehouse | Furnace | 6 | Dual-Fuel Heat Pump - TE 96% | 0.1582 | 0.15706 | 0.1582 | 0.1582 | 0.15706
Griddle_Warehouse_New_ENERGY STAR (1.2) | Griddle_Warehouse_New | Griddle_Warehouse_New_ENERGY STAR (1.2) | Griddle_Warehouse_New | EQ | New | Warehouse | Griddle | 2 | ENERGY STAR (1.2) | 0.21204 | 0.21418 | 0.21204 | 0.21204 | 0.21418
Griddle_Warehouse_New_High-Efficiency | Griddle_Warehouse_New | Griddle_Warehouse_New_High-Efficiency | Griddle_Warehouse_New | EQ | New | Warehouse | Griddle | 3 | High-Efficiency | 0.29469 | 0.29766 | 0.29469 | 0.29469 | 0.29766
Oven_Warehouse_New_ENERGY STAR (3.0) | Oven_Warehouse_New | Oven_Warehouse_New_ENERGY STAR (3.0) | Oven_Warehouse_New | EQ | New | Warehouse | Oven | 2 | ENERGY STAR (3.0) | 1.3638 | 1.3598 | 1.3638 | 1.3638 | 1.3598
Pool Heater_Warehouse_New_TE 84% (Standard 2028) | Pool Heater_Warehouse_New | Pool Heater_New_TE 84% (Standard 2028) | Pool Heater_New | EQ | New | Warehouse | Pool Heater | 2 | TE 84% (Standard 2028) | 4.1605 | 4.1582 | 4.1605 | 4.1605 | 4.1582
Pool Heater_Warehouse_New_TE 95% (Condensing) | Pool Heater_Warehouse_New | Pool Heater_New_TE 95% (Condensing) | Pool Heater_New | EQ | New | Warehouse | Pool Heater | 3 | TE 95% (Condensing) | 4.9514 | 4.9487 | 4.9514 | 4.9514 | 4.9487
Rack Oven_Warehouse_New_ENERGY STAR (3.0) | Rack Oven_Warehouse_New | Rack Oven_New_ENERGY STAR (3.0) | Rack Oven_New | EQ | New | Warehouse | Rack Oven | 2 | ENERGY STAR (3.0) | 2.3063 | 2.2922 | 2.3063 | 2.3063 | 2.2922
Range_Warehouse_New_High Efficiency | Range_Warehouse_New | Range_New_High Efficiency | Range_New | EQ | New | Warehouse | Range | 2 | High Efficiency | 4.758 | 4.7441 | 4.758 | 4.758 | 4.7441
Steamer_Warehouse_New_ENERGY STAR (1.2) | Steamer_Warehouse_New | Steamer_New_ENERGY STAR (1.2) | Steamer_New | EQ | New | Warehouse | Steamer | 2 | ENERGY STAR (1.2) | 0.9 | 0.9 | 0.9 | 0.9 | 0.9
Unit Heater_Warehouse_New_Condensing (TE 90%) | Unit Heater_Warehouse_New | Unit Heater_New_Condensing (TE 90%) | Unit Heater_New | EQ | New | Warehouse | Unit Heater | 2 | Condensing (TE 90%) | 0.82532 | 0.82289 | 0.82532 | 0.82532 | 0.82289
Unit Heater_Warehouse_New_Infrared Radiant | Unit Heater_Warehouse_New | Unit Heater_New_Infrared Radiant | Unit Heater_New | EQ | New | Warehouse | Unit Heater | 3 | Infrared Radiant | 7.3722 | 7.3506 | 7.3722 | 7.3722 | 7.3506
Water Heater_Warehouse_New_TE 94% (ENERGY STAR 2.0) | Water Heater_Warehouse_New | Water Heater_New_TE 94% (ENERGY STAR 2.0) | Water Heater_New | EQ | New | Warehouse | Water Heater | 2 | TE 94% (ENERGY STAR 2.0) | 9.85 | 9.8658 | 9.85 | 9.85 | 9.8658
Water Heater_Warehouse_New_TE 96% (Instantaneous) | Water Heater_Warehouse_New | Water Heater_New_TE 96% (Instantaneous) | Water Heater_New | EQ | New | Warehouse | Water Heater | 3 | TE 96% (Instantaneous) | 7.7694 | 8.0425 | 7.7694 | 7.7694 | 8.0425
Advanced New Construction Designs_Education_Existing_E2 All NEQ Savings (or negative usage) | Advanced New Construction Designs_Education_Existing | Advanced New Construction Designs_Existing_E2 All NEQ Savings (or negative usage) | Advanced New Construction Designs_Existing | NEQ | Existing | Education | Advanced New Construction Designs | 2 | E2 All NEQ Savings (or negative usage) | 0 | 0 | 0 | 0 | 0
Building Shell - Air Sealing (Infiltration Control)_Education_Existing_E2 All NEQ Savings (or negative usage) | Building Shell - Air Sealing (Infiltration Control)_Education_Existing | Building Shell - Air Sealing (Infiltration Control)_Existing_E2 All NEQ Savings (or negative usage) | Building Shell - Air Sealing (Infiltration Control)_Existing | NEQ | Existing | Education | Building Shell - Air Sealing (Infiltration Control) | 2 | E2 All NEQ Savings (or negative usage) | 0.083505 | 0.082487 | 0.083505 | 0.083505 | 0.082487
Circulation Pump - Controls_Education_Existing_E2 All NEQ Savings (or negative usage) | Circulation Pump - Controls_Education_Existing | Circulation Pump - Controls_Existing_E2 All NEQ Savings (or negative usage) | Circulation Pump - Controls_Existing | NEQ | Existing | Education | Circulation Pump - Controls | 2 | E2 All NEQ Savings (or negative usage) | 10.4831 | 10.4795 | 10.4831 | 10.4831 | 10.4795
Commercial Laundry - Dryer Efficiency Retrofit_Education_Existing_E2 All NEQ Savings (or negative usage) | Commercial Laundry - Dryer Efficiency Retrofit_Education_Existing | Commercial Laundry - Dryer Efficiency Retrofit_Existing_E2 All NEQ Savings (or negative usage) | Commercial Laundry - Dryer Efficiency Retrofit_Existing | NEQ | Existing | Education | Commercial Laundry - Dryer Efficiency Retrofit | 2 | E2 All NEQ Savings (or negative usage) | 0.0067631 | 0.0067555 | 0.0067631 | 0.0067631 | 0.0067555
Commercial Laundry - ENERGY STAR Washer (8.0)_Education_Existing_E2 All NEQ Savings (or negative usage) | Commercial Laundry - ENERGY STAR Washer (8.0)_Education_Existing | Commercial Laundry - ENERGY STAR Washer (8.0)_Existing_E2 All NEQ Savings (or negative usage) | Commercial Laundry - ENERGY STAR Washer (8.0)_Existing | NEQ | Existing | Education | Commercial Laundry - ENERGY STAR Washer (8.0) | 2 | E2 All NEQ Savings (or negative usage) | 0.36579 | 0.36375 | 0.36579 | 0.36579 | 0.36375
Commercial Laundry - Ozone Treatment_Education_Existing_E2 All NEQ Savings (or negative usage) | Commercial Laundry - Ozone Treatment_Education_Existing | Commercial Laundry - Ozone Treatment_Existing_E2 All NEQ Savings (or negative usage) | Commercial Laundry - Ozone Treatment_Existing | NEQ | Existing | Education | Commercial Laundry - Ozone Treatment | 2 | E2 All NEQ Savings (or negative usage) | 1.4771 | 1.4768 | 1.4771 | 1.4771 | 1.4768
Connected Thermostat - ENERGY STAR (1.0)_Education_Existing_E2 All NEQ Savings (or negative usage) | Connected Thermostat - ENERGY STAR (1.0)_Education_Existing | Connected Thermostat - ENERGY STAR (1.0)_Existing_E2 All NEQ Savings (or negative usage) | Connected Thermostat - ENERGY STAR (1.0)_Existing | NEQ | Existing | Education | Connected Thermostat - ENERGY STAR (1.0) | 2 | E2 All NEQ Savings (or negative usage) | 0 | 0 | 0 | 0 | 0
Destratification Fans (HVLS)_Education_Existing_E2 All NEQ Savings (or negative usage) | Destratification Fans (HVLS)_Education_Existing | Destratification Fans (HVLS)_Existing_E2 All NEQ Savings (or negative usage) | Destratification Fans (HVLS)_Existing | NEQ | Existing | Education | Destratification Fans (HVLS) | 2 | E2 All NEQ Savings (or negative usage) | 0.63833 | 0.63445 | 0.63833 | 0.63833 | 0.63445
Ducting - Repair and Sealing_Education_Existing_E2 All NEQ Savings (or negative usage) | Ducting - Repair and Sealing_Education_Existing | Ducting - Repair and Sealing_Existing_E2 All NEQ Savings (or negative usage) | Ducting - Repair and Sealing_Existing | NEQ | Existing | Education | Ducting - Repair and Sealing | 2 | E2 All NEQ Savings (or negative usage) | 0 | 0 | 0 | 0 | 0
Gas Boiler - Blowdown Heat Recovery_Education_Existing_E2 All NEQ Savings (or negative usage) | Gas Boiler - Blowdown Heat Recovery_Education_Existing | Gas Boiler - Blowdown Heat Recovery_Existing_E2 All NEQ Savings (or negative usage) | Gas Boiler - Blowdown Heat Recovery_Existing | NEQ | Existing | Education | Gas Boiler - Blowdown Heat Recovery | 2 | E2 All NEQ Savings (or negative usage) | 1.5653 | 1.5455 | 1.5653 | 1.5653 | 1.5455
Gas Boiler - Burner Control Optimization_Education_Existing_E2 All NEQ Savings (or negative usage) | Gas Boiler - Burner Control Optimization_Education_Existing | Gas Boiler - Burner Control Optimization_Existing_E2 All NEQ Savings (or negative usage) | Gas Boiler - Burner Control Optimization_Existing | NEQ | Existing | Education | Gas Boiler - Burner Control Optimization | 2 | E2 All NEQ Savings (or negative usage) | 0.11042 | 0.10903 | 0.11042 | 0.11042 | 0.10903
Gas Boiler - High Turndown Burner_Education_Existing_E2 All NEQ Savings (or negative usage) | Gas Boiler - High Turndown Burner_Education_Existing | Gas Boiler - High Turndown Burner_Existing_E2 All NEQ Savings (or negative usage) | Gas Boiler - High Turndown Burner_Existing | NEQ | Existing | Education | Gas Boiler - High Turndown Burner | 2 | E2 All NEQ Savings (or negative usage) | 0.15742 | 0.15547 | 0.15742 | 0.15742 | 0.15547
Gas Boiler - Hot Water Reset_Education_Existing_E2 All NEQ Savings (or negative usage) | Gas Boiler - Hot Water Reset_Education_Existing | Gas Boiler - Hot Water Reset_Existing_E2 All NEQ Savings (or negative usage) | Gas Boiler - Hot Water Reset_Existing | NEQ | Existing | Education | Gas Boiler - Hot Water Reset | 2 | E2 All NEQ Savings (or negative usage) | 0.9719 | 0.95822 | 0.9719 | 0.9719 | 0.95822
Gas Boiler - Insulate Hot Water Lines_Education_Existing_E2 All NEQ Savings (or negative usage) | Gas Boiler - Insulate Hot Water Lines_Education_Existing | Gas Boiler - Insulate Hot Water Lines_Existing_E2 All NEQ Savings (or negative usage) | Gas Boiler - Insulate Hot Water Lines_Existing | NEQ | Existing | Education | Gas Boiler - Insulate Hot Water Lines | 2 | E2 All NEQ Savings (or negative usage) | 0.76408 | 0.75537 | 0.76408 | 0.76408 | 0.75537
Gas Boiler - Insulate Steam Lines/Condensate Tank_Education_Existing_E2 All NEQ Savings (or negative usage) | Gas Boiler - Insulate Steam Lines/Condensate Tank_Education_Existing | Gas Boiler - Insulate Steam Lines/Condensate Tank_Existing_E2 All NEQ Savings (or negative usage) | Gas Boiler - Insulate Steam Lines/Condensate Tank_Existing | NEQ | Existing | Education | Gas Boiler - Insulate Steam Lines/Condensate Tank | 2 | E2 All NEQ Savings (or negative usage) | 0.71264 | 0.70451 | 0.71264 | 0.71264 | 0.70451
Gas Boiler - Maintenance_Education_Existing_E2 All NEQ Savings (or negative usage) | Gas Boiler - Maintenance_Education_Existing | Gas Boiler - Maintenance_Existing_E2 All NEQ Savings (or negative usage) | Gas Boiler - Maintenance_Existing | NEQ | Existing | Education | Gas Boiler - Maintenance | 2 | E2 All NEQ Savings (or negative usage) | 0.138 | 0.14024 | 0.138 | 0.138 | 0.14024
Gas Boiler - Radiator Replacement_Education_Existing_E2 All NEQ Savings (or negative usage) | Gas Boiler - Radiator Replacement_Education_Existing | Gas Boiler - Radiator Replacement_Existing_E2 All NEQ Savings (or negative usage) | Gas Boiler - Radiator Replacement_Existing | NEQ | Existing | Education | Gas Boiler - Radiator Replacement | 2 | E2 All NEQ Savings (or negative usage) | 1.339 | 1.3236 | 1.339 | 1.339 | 1.3236
Gas Boiler - Stack Economizer_Education_Existing_E2 All NEQ Savings (or negative usage) | Gas Boiler - Stack Economizer_Education_Existing | Gas Boiler - Stack Economizer_Existing_E2 All NEQ Savings (or negative usage) | Gas Boiler - Stack Economizer_Existing | NEQ | Existing | Education | Gas Boiler - Stack Economizer | 2 | E2 All NEQ Savings (or negative usage) | 0.48766 | 0.4821 | 0.48766 | 0.48766 | 0.4821
Gas Boiler - Steam Trap Replacement_Education_Existing_E2 All NEQ Savings (or negative usage) | Gas Boiler - Steam Trap Replacement_Education_Existing | Gas Boiler - Steam Trap Replacement_Existing_E2 All NEQ Savings (or negative usage) | Gas Boiler - Steam Trap Replacement_Existing | NEQ | Existing | Education | Gas Boiler - Steam Trap Replacement | 2 | E2 All NEQ Savings (or negative usage) | 10.3491 | 10.4452 | 10.3491 | 10.3491 | 10.4452
Gas Boiler - Thermostatic Radiator Valves_Education_Existing_E2 All NEQ Savings (or negative usage) | Gas Boiler - Thermostatic Radiator Valves_Education_Existing | Gas Boiler - Thermostatic Radiator Valves_Existing_E2 All NEQ Savings (or negative usage) | Gas Boiler - Thermostatic Radiator Valves_Existing | NEQ | Existing | Education | Gas Boiler - Thermostatic Radiator Valves | 2 | E2 All NEQ Savings (or negative usage) | 8.6585 | 8.5597 | 8.6585 | 8.6585 | 8.5597
Gas Furnace - Maintenance_Education_Existing_E2 All NEQ Savings (or negative usage) | Gas Furnace - Maintenance_Education_Existing | Gas Furnace - Maintenance_Existing_E2 All NEQ Savings (or negative usage) | Gas Furnace - Maintenance_Existing | NEQ | Existing | Education | Gas Furnace - Maintenance | 2 | E2 All NEQ Savings (or negative usage) | 0.043974 | 0.044733 | 0.043974 | 0.043974 | 0.044733
Gas-Fired Combination Heat Pump Conversion_Education_Existing_E2 All NEQ Savings (or negative usage) | Gas-Fired Combination Heat Pump Conversion_Education_Existing | Gas-Fired Combination Heat Pump Conversion_Existing_E2 All NEQ Savings (or negative usage) | Gas-Fired Combination Heat Pump Conversion_Existing | NEQ | Existing | Education | Gas-Fired Combination Heat Pump Conversion | 2 | E2 All NEQ Savings (or negative usage) | 0.059833 | 0.059169 | 0.059833 | 0.059833 | 0.059169
HVAC - Dedicated Outdoor Air System (DOAS)_Education_Existing_E2 All NEQ Savings (or negative usage) | HVAC - Dedicated Outdoor Air System (DOAS)_Education_Existing | HVAC - Dedicated Outdoor Air System (DOAS)_Existing_E2 All NEQ Savings (or negative usage) | HVAC - Dedicated Outdoor Air System (DOAS)_Existing | NEQ | Existing | Education | HVAC - Dedicated Outdoor Air System (DOAS) | 2 | E2 All NEQ Savings (or negative usage) | 0.042929 | 0.042399 | 0.042929 | 0.042929 | 0.042399
HVAC - Energy Recovery Ventilator_Education_Existing_E2 All NEQ Savings (or negative usage) | HVAC - Energy Recovery Ventilator_Education_Existing | HVAC - Energy Recovery Ventilator_Existing_E2 All NEQ Savings (or negative usage) | HVAC - Energy Recovery Ventilator_Existing | NEQ | Existing | Education | HVAC - Energy Recovery Ventilator | 2 | E2 All NEQ Savings (or negative usage) | 0.15166 | 0.15 | 0.15166 | 0.15166 | 0.15
HVAC - Shut Off Damper_Education_Existing_E2 All NEQ Savings (or negative usage) | HVAC - Shut Off Damper_Education_Existing | HVAC - Shut Off Damper_Existing_E2 All NEQ Savings (or negative usage) | HVAC - Shut Off Damper_Existing | NEQ | Existing | Education | HVAC - Shut Off Damper | 2 | E2 All NEQ Savings (or negative usage) | 0.038665 | 0.038235 | 0.038665 | 0.038665 | 0.038235
Industrial Air Curtains_Education_Existing_E2 All NEQ Savings (or negative usage) | Industrial Air Curtains_Education_Existing | Industrial Air Curtains_Existing_E2 All NEQ Savings (or negative usage) | Industrial Air Curtains_Existing | NEQ | Existing | Education | Industrial Air Curtains | 2 | E2 All NEQ Savings (or negative usage) | 0.90806 | 0.89812 | 0.90806 | 0.90806 | 0.89812
Infiltration Control - Loading Dock Sealing_Education_Existing_E2 All NEQ Savings (or negative usage) | Infiltration Control - Loading Dock Sealing_Education_Existing | Infiltration Control - Loading Dock Sealing_Existing_E2 All NEQ Savings (or negative usage) | Infiltration Control - Loading Dock Sealing_Existing | NEQ | Existing | Education | Infiltration Control - Loading Dock Sealing | 2 | E2 All NEQ Savings (or negative usage) | 0.60401 | 0.5974 | 0.60401 | 0.60401 | 0.5974
Insulation - Ceiling_Education_Existing_E2 All NEQ Savings (or negative usage) | Insulation - Ceiling_Education_Existing | Insulation - Ceiling_Existing_E2 All NEQ Savings (or negative usage) | Insulation - Ceiling_Existing | NEQ | Existing | Education | Insulation - Ceiling | 2 | E2 All NEQ Savings (or negative usage) | 0.057495 | 0.057023 | 0.057495 | 0.057495 | 0.057023
Insulation - Ducting_Education_Existing_E2 All NEQ Savings (or negative usage) | Insulation - Ducting_Education_Existing | Insulation - Ducting_Existing_E2 All NEQ Savings (or negative usage) | Insulation - Ducting_Existing | NEQ | Existing | Education | Insulation - Ducting | 2 | E2 All NEQ Savings (or negative usage) | 0 | 0 | 0 | 0 | 0
Insulation - Wall Cavity_Education_Existing_E2 All NEQ Savings (or negative usage) | Insulation - Wall Cavity_Education_Existing | Insulation - Wall Cavity_Existing_E2 All NEQ Savings (or negative usage) | Insulation - Wall Cavity_Existing | NEQ | Existing | Education | Insulation - Wall Cavity | 2 | E2 All NEQ Savings (or negative usage) | 0.12305 | 0.12204 | 0.12305 | 0.12305 | 0.12204
Kitchen Ventilation - Advanced Controls_Education_Existing_E2 All NEQ Savings (or negative usage) | Kitchen Ventilation - Advanced Controls_Education_Existing | Kitchen Ventilation - Advanced Controls_Existing_E2 All NEQ Savings (or negative usage) | Kitchen Ventilation - Advanced Controls_Existing | NEQ | Existing | Education | Kitchen Ventilation - Advanced Controls | 2 | E2 All NEQ Savings (or negative usage) | 0.96005 | 0.94834 | 0.96005 | 0.96005 | 0.94834
Lodging - Guest Room Controls_Education_Existing_E2 All NEQ Savings (or negative usage) | Lodging - Guest Room Controls_Education_Existing | Lodging - Guest Room Controls_Existing_E2 All NEQ Savings (or negative usage) | Lodging - Guest Room Controls_Existing | NEQ | Existing | Education | Lodging - Guest Room Controls | 2 | E2 All NEQ Savings (or negative usage) | 0 | 0 | 0 | 0 | 0
Pool Heater - Night Covers_Education_Existing_E2 All NEQ Savings (or negative usage) | Pool Heater - Night Covers_Education_Existing | Pool Heater - Night Covers_Existing_E2 All NEQ Savings (or negative usage) | Pool Heater - Night Covers_Existing | NEQ | Existing | Education | Pool Heater - Night Covers | 2 | E2 All NEQ Savings (or negative usage) | 0.089642 | 0.089746 | 0.089642 | 0.089642 | 0.089746
Refrigeration - Heat Recovery_Education_Existing_E2 All NEQ Savings (or negative usage) | Refrigeration - Heat Recovery_Education_Existing | Refrigeration - Heat Recovery_Existing_E2 All NEQ Savings (or negative usage) | Refrigeration - Heat Recovery_Existing | NEQ | Existing | Education | Refrigeration - Heat Recovery | 2 | E2 All NEQ Savings (or negative usage) | 4.7638 | 4.7369 | 4.7638 | 4.7638 | 4.7369
Retrocommissioning_Education_Existing_E2 All NEQ Savings (or negative usage) | Retrocommissioning_Education_Existing | Retrocommissioning_Existing_E2 All NEQ Savings (or negative usage) | Retrocommissioning_Existing | NEQ | Existing | Education | Retrocommissioning | 2 | E2 All NEQ Savings (or negative usage) | 6.6419 | 6.762 | 6.6419 | 6.6419 | 6.762
Strategic Energy Management_Education_Existing_E2 All NEQ Savings (or negative usage) | Strategic Energy Management_Education_Existing | Strategic Energy Management_Existing_E2 All NEQ Savings (or negative usage) | Strategic Energy Management_Existing | NEQ | Existing | Education | Strategic Energy Management | 2 | E2 All NEQ Savings (or negative usage) | 0.23944 | 0.24378 | 0.23944 | 0.23944 | 0.24378
Thermostat - Programmable_Education_Existing_E2 All NEQ Savings (or negative usage) | Thermostat - Programmable_Education_Existing | Thermostat - Programmable_Existing_E2 All NEQ Savings (or negative usage) | Thermostat - Programmable_Existing | NEQ | Existing | Education | Thermostat - Programmable | 2 | E2 All NEQ Savings (or negative usage) | 113.9239 | 112.3706 | 113.9239 | 113.9239 | 112.3706
Ventilation - Demand Controlled_Education_Existing_E2 All NEQ Savings (or negative usage) | Ventilation - Demand Controlled_Education_Existing | Ventilation - Demand Controlled_Existing_E2 All NEQ Savings (or negative usage) | Ventilation - Demand Controlled_Existing | NEQ | Existing | Education | Ventilation - Demand Controlled | 2 | E2 All NEQ Savings (or negative usage) | 0.21042 | 0.20911 | 0.21042 | 0.21042 | 0.20911
Water Heater - Drainwater Heat Recovery_Education_Existing_E2 All NEQ Savings (or negative usage) | Water Heater - Drainwater Heat Recovery_Education_Existing | Water Heater - Drainwater Heat Recovery_Existing_E2 All NEQ Savings (or negative usage) | Water Heater - Drainwater Heat Recovery_Existing | NEQ | Existing | Education | Water Heater - Drainwater Heat Recovery | 2 | E2 All NEQ Savings (or negative usage) | 0.022551 | 0.02242 | 0.022551 | 0.022551 | 0.02242
Water Heater - Pipe Insulation_Education_Existing_E2 All NEQ Savings (or negative usage) | Water Heater - Pipe Insulation_Education_Existing | Water Heater - Pipe Insulation_Existing_E2 All NEQ Savings (or negative usage) | Water Heater - Pipe Insulation_Existing | NEQ | Existing | Education | Water Heater - Pipe Insulation | 2 | E2 All NEQ Savings (or negative usage) | 3.8625 | 3.8407 | 3.8625 | 3.8625 | 3.8407
Water Heater - Pre-Rinse Spray Valve_Education_Existing_E2 All NEQ Savings (or negative usage) | Water Heater - Pre-Rinse Spray Valve_Education_Existing | Water Heater - Pre-Rinse Spray Valve_Existing_E2 All NEQ Savings (or negative usage) | Water Heater - Pre-Rinse Spray Valve_Existing | NEQ | Existing | Education | Water Heater - Pre-Rinse Spray Valve | 2 | E2 All NEQ Savings (or negative usage) | 2.5769 | 2.6171 | 2.5769 | 2.5769 | 2.6171
Water Heater - Solar System_Education_Existing_E2 All NEQ Savings (or negative usage) | Water Heater - Solar System_Education_Existing | Water Heater - Solar System_Existing_E2 All NEQ Savings (or negative usage) | Water Heater - Solar System_Existing | NEQ | Existing | Education | Water Heater - Solar System | 2 | E2 All NEQ Savings (or negative usage) | 0.13759 | 0.13681 | 0.13759 | 0.13759 | 0.13681
Water Heater - Thermostatic Shower Restriction Valve_Education_Existing_E2 All NEQ Savings (or negative usage) | Water Heater - Thermostatic Shower Restriction Valve_Education_Existing | Water Heater - Thermostatic Shower Restriction Valve_Existing_E2 All NEQ Savings (or negative usage) | Water Heater - Thermostatic Shower Restriction Valve_Existing | NEQ | Existing | Education | Water Heater - Thermostatic Shower Restriction Valve | 2 | E2 All NEQ Savings (or negative usage) | 0.3065 | 0.31149 | 0.3065 | 0.3065 | 0.31149
Windows - High Efficiency Glazing_Education_Existing_E2 All NEQ Savings (or negative usage) | Windows - High Efficiency Glazing_Education_Existing | Windows - High Efficiency Glazing_Existing_E2 All NEQ Savings (or negative usage) | Windows - High Efficiency Glazing_Existing | NEQ | Existing | Education | Windows - High Efficiency Glazing | 2 | E2 All NEQ Savings (or negative usage) | 0 | 0 | 0 | 0 | 0
Windows - Secondary Glazing Systems_Education_Existing_E2 All NEQ Savings (or negative usage) | Windows - Secondary Glazing Systems_Education_Existing | Windows - Secondary Glazing Systems_Existing_E2 All NEQ Savings (or negative usage) | Windows - Secondary Glazing Systems_Existing | NEQ | Existing | Education | Windows - Secondary Glazing Systems | 2 | E2 All NEQ Savings (or negative usage) | 0.056209 | 0.055645 | 0.056209 | 0.056209 | 0.055645
Advanced New Construction Designs_Grocery_Existing_E2 All NEQ Savings (or negative usage) | Advanced New Construction Designs_Grocery_Existing | Advanced New Construction Designs_Existing_E2 All NEQ Savings (or negative usage) | Advanced New Construction Designs_Existing | NEQ | Existing | Grocery | Advanced New Construction Designs | 2 | E2 All NEQ Savings (or negative usage) | 0 | 0 | 0 | 0 | 0
Building Shell - Air Sealing (Infiltration Control)_Grocery_Existing_E2 All NEQ Savings (or negative usage) | Building Shell - Air Sealing (Infiltration Control)_Grocery_Existing | Building Shell - Air Sealing (Infiltration Control)_Existing_E2 All NEQ Savings (or negative usage) | Building Shell - Air Sealing (Infiltration Control)_Existing | NEQ | Existing | Grocery | Building Shell - Air Sealing (Infiltration Control) | 2 | E2 All NEQ Savings (or negative usage) | 0.001737 | 0.0017175 | 0.001737 | 0.001737 | 0.0017175
Circulation Pump - Controls_Grocery_Existing_E2 All NEQ Savings (or negative usage) | Circulation Pump - Controls_Grocery_Existing | Circulation Pump - Controls_Existing_E2 All NEQ Savings (or negative usage) | Circulation Pump - Controls_Existing | NEQ | Existing | Grocery | Circulation Pump - Controls | 2 | E2 All NEQ Savings (or negative usage) | 0.019627 | 0.01962 | 0.019627 | 0.019627 | 0.01962
Commercial Laundry - Dryer Efficiency Retrofit_Grocery_Existing_E2 All NEQ Savings (or negative usage) | Commercial Laundry - Dryer Efficiency Retrofit_Grocery_Existing | Commercial Laundry - Dryer Efficiency Retrofit_Existing_E2 All NEQ Savings (or negative usage) | Commercial Laundry - Dryer Efficiency Retrofit_Existing | NEQ | Existing | Grocery | Commercial Laundry - Dryer Efficiency Retrofit | 2 | E2 All NEQ Savings (or negative usage) | 5.4429 | 5.4367 | 5.4429 | 5.4429 | 5.4367
Commercial Laundry - ENERGY STAR Washer (8.0)_Grocery_Existing_E2 All NEQ Savings (or negative usage) | Commercial Laundry - ENERGY STAR Washer (8.0)_Grocery_Existing | Commercial Laundry - ENERGY STAR Washer (8.0)_Existing_E2 All NEQ Savings (or negative usage) | Commercial Laundry - ENERGY STAR Washer (8.0)_Existing | NEQ | Existing | Grocery | Commercial Laundry - ENERGY STAR Washer (8.0) | 2 | E2 All NEQ Savings (or negative usage) | 0 | 0 | 0 | 0 | 0
Commercial Laundry - Ozone Treatment_Grocery_Existing_E2 All NEQ Savings (or negative usage) | Commercial Laundry - Ozone Treatment_Grocery_Existing | Commercial Laundry - Ozone Treatment_Existing_E2 All NEQ Savings (or negative usage) | Commercial Laundry - Ozone Treatment_Existing | NEQ | Existing | Grocery | Commercial Laundry - Ozone Treatment | 2 | E2 All NEQ Savings (or negative usage) | 0 | 0 | 0 | 0 | 0
Connected Thermostat - ENERGY STAR (1.0)_Grocery_Existing_E2 All NEQ Savings (or negative usage) | Connected Thermostat - ENERGY STAR (1.0)_Grocery_Existing | Connected Thermostat - ENERGY STAR (1.0)_Existing_E2 All NEQ Savings (or negative usage) | Connected Thermostat - ENERGY STAR (1.0)_Existing | NEQ | Existing | Grocery | Connected Thermostat - ENERGY STAR (1.0) | 2 | E2 All NEQ Savings (or negative usage) | 0.036467 | 0.03683 | 0.036467 | 0.036467 | 0.03683
Destratification Fans (HVLS)_Grocery_Existing_E2 All NEQ Savings (or negative usage) | Destratification Fans (HVLS)_Grocery_Existing | Destratification Fans (HVLS)_Existing_E2 All NEQ Savings (or negative usage) | Destratification Fans (HVLS)_Existing | NEQ | Existing | Grocery | Destratification Fans (HVLS) | 2 | E2 All NEQ Savings (or negative usage) | 0.10275 | 0.10222 | 0.10275 | 0.10275 | 0.10222
Ducting - Repair and Sealing_Grocery_Existing_E2 All NEQ Savings (or negative usage) | Ducting - Repair and Sealing_Grocery_Existing | Ducting - Repair and Sealing_Existing_E2 All NEQ Savings (or negative usage) | Ducting - Repair and Sealing_Existing | NEQ | Existing | Grocery | Ducting - Repair and Sealing | 2 | E2 All NEQ Savings (or negative usage) | 0 | 0 | 0 | 0 | 0
Gas Boiler - Blowdown Heat Recovery_Grocery_Existing_E2 All NEQ Savings (or negative usage) | Gas Boiler - Blowdown Heat Recovery_Grocery_Existing | Gas Boiler - Blowdown Heat Recovery_Existing_E2 All NEQ Savings (or negative usage) | Gas Boiler - Blowdown Heat Recovery_Existing | NEQ | Existing | Grocery | Gas Boiler - Blowdown Heat Recovery | 2 | E2 All NEQ Savings (or negative usage) | 1.4302 | 1.4122 | 1.4302 | 1.4302 | 1.4122
Gas Boiler - Burner Control Optimization_Grocery_Existing_E2 All NEQ Savings (or negative usage) | Gas Boiler - Burner Control Optimization_Grocery_Existing | Gas Boiler - Burner Control Optimization_Existing_E2 All NEQ Savings (or negative usage) | Gas Boiler - Burner Control Optimization_Existing | NEQ | Existing | Grocery | Gas Boiler - Burner Control Optimization | 2 | E2 All NEQ Savings (or negative usage) | 0.082749 | 0.081704 | 0.082749 | 0.082749 | 0.081704
Gas Boiler - High Turndown Burner_Grocery_Existing_E2 All NEQ Savings (or negative usage) | Gas Boiler - High Turndown Burner_Grocery_Existing | Gas Boiler - High Turndown Burner_Existing_E2 All NEQ Savings (or negative usage) | Gas Boiler - High Turndown Burner_Existing | NEQ | Existing | Grocery | Gas Boiler - High Turndown Burner | 2 | E2 All NEQ Savings (or negative usage) | 0.31851 | 0.31456 | 0.31851 | 0.31851 | 0.31456
Gas Boiler - Hot Water Reset_Grocery_Existing_E2 All NEQ Savings (or negative usage) | Gas Boiler - Hot Water Reset_Grocery_Existing | Gas Boiler - Hot Water Reset_Existing_E2 All NEQ Savings (or negative usage) | Gas Boiler - Hot Water Reset_Existing | NEQ | Existing | Grocery | Gas Boiler - Hot Water Reset | 2 | E2 All NEQ Savings (or negative usage) | 1.9665 | 1.9388 | 1.9665 | 1.9665 | 1.9388
Gas Boiler - Insulate Hot Water Lines_Grocery_Existing_E2 All NEQ Savings (or negative usage) | Gas Boiler - Insulate Hot Water Lines_Grocery_Existing | Gas Boiler - Insulate Hot Water Lines_Existing_E2 All NEQ Savings (or negative usage) | Gas Boiler - Insulate Hot Water Lines_Existing | NEQ | Existing | Grocery | Gas Boiler - Insulate Hot Water Lines | 2 | E2 All NEQ Savings (or negative usage) | 0.65074 | 0.64332 | 0.65074 | 0.65074 | 0.64332
Gas Boiler - Insulate Steam Lines/Condensate Tank_Grocery_Existing_E2 All NEQ Savings (or negative usage) | Gas Boiler - Insulate Steam Lines/Condensate Tank_Grocery_Existing | Gas Boiler - Insulate Steam Lines/Condensate Tank_Existing_E2 All NEQ Savings (or negative usage) | Gas Boiler - Insulate Steam Lines/Condensate Tank_Existing | NEQ | Existing | Grocery | Gas Boiler - Insulate Steam Lines/Condensate Tank | 2 | E2 All NEQ Savings (or negative usage) | 0.093792 | 0.092723 | 0.093792 | 0.093792 | 0.092723
Gas Boiler - Maintenance_Grocery_Existing_E2 All NEQ Savings (or negative usage) | Gas Boiler - Maintenance_Grocery_Existing | Gas Boiler - Maintenance_Existing_E2 All NEQ Savings (or negative usage) | Gas Boiler - Maintenance_Existing | NEQ | Existing | Grocery | Gas Boiler - Maintenance | 2 | E2 All NEQ Savings (or negative usage) | 0.27922 | 0.28376 | 0.27922 | 0.27922 | 0.28376
Gas Boiler - Radiator Replacement_Grocery_Existing_E2 All NEQ Savings (or negative usage) | Gas Boiler - Radiator Replacement_Grocery_Existing | Gas Boiler - Radiator Replacement_Existing_E2 All NEQ Savings (or negative usage) | Gas Boiler - Radiator Replacement_Existing | NEQ | Existing | Grocery | Gas Boiler - Radiator Replacement | 2 | E2 All NEQ Savings (or negative usage) | 1.339 | 1.3236 | 1.339 | 1.339 | 1.3236
Gas Boiler - Stack Economizer_Grocery_Existing_E2 All NEQ Savings (or negative usage) | Gas Boiler - Stack Economizer_Grocery_Existing | Gas Boiler - Stack Economizer_Existing_E2 All NEQ Savings (or negative usage) | Gas Boiler - Stack Economizer_Existing | NEQ | Existing | Grocery | Gas Boiler - Stack Economizer | 2 | E2 All NEQ Savings (or negative usage) | 0.9867 | 0.97545 | 0.9867 | 0.9867 | 0.97545
Gas Boiler - Steam Trap Replacement_Grocery_Existing_E2 All NEQ Savings (or negative usage) | Gas Boiler - Steam Trap Replacement_Grocery_Existing | Gas Boiler - Steam Trap Replacement_Existing_E2 All NEQ Savings (or negative usage) | Gas Boiler - Steam Trap Replacement_Existing | NEQ | Existing | Grocery | Gas Boiler - Steam Trap Replacement | 2 | E2 All NEQ Savings (or negative usage) | 10.3491 | 10.4451 | 10.3491 | 10.3491 | 10.4451
Gas Boiler - Thermostatic Radiator Valves_Grocery_Existing_E2 All NEQ Savings (or negative usage) | Gas Boiler - Thermostatic Radiator Valves_Grocery_Existing | Gas Boiler - Thermostatic Radiator Valves_Existing_E2 All NEQ Savings (or negative usage) | Gas Boiler - Thermostatic Radiator Valves_Existing | NEQ | Existing | Grocery | Gas Boiler - Thermostatic Radiator Valves | 2 | E2 All NEQ Savings (or negative usage) | 8.6584 | 8.5597 | 8.6584 | 8.6584 | 8.5597
Gas Furnace - Maintenance_Grocery_Existing_E2 All NEQ Savings (or negative usage) | Gas Furnace - Maintenance_Grocery_Existing | Gas Furnace - Maintenance_Existing_E2 All NEQ Savings (or negative usage) | Gas Furnace - Maintenance_Existing | NEQ | Existing | Grocery | Gas Furnace - Maintenance | 2 | E2 All NEQ Savings (or negative usage) | 0.046807 | 0.047551 | 0.046807 | 0.046807 | 0.047551
Gas-Fired Combination Heat Pump Conversion_Grocery_Existing_E2 All NEQ Savings (or negative usage) | Gas-Fired Combination Heat Pump Conversion_Grocery_Existing | Gas-Fired Combination Heat Pump Conversion_Existing_E2 All NEQ Savings (or negative usage) | Gas-Fired Combination Heat Pump Conversion_Existing | NEQ | Existing | Grocery | Gas-Fired Combination Heat Pump Conversion | 2 | E2 All NEQ Savings (or negative usage) | 0.033251 | 0.032891 | 0.033251 | 0.033251 | 0.032891
HVAC - Dedicated Outdoor Air System (DOAS)_Grocery_Existing_E2 All NEQ Savings (or negative usage) | HVAC - Dedicated Outdoor Air System (DOAS)_Grocery_Existing | HVAC - Dedicated Outdoor Air System (DOAS)_Existing_E2 All NEQ Savings (or negative usage) | HVAC - Dedicated Outdoor Air System (DOAS)_Existing | NEQ | Existing | Grocery | HVAC - Dedicated Outdoor Air System (DOAS) | 2 | E2 All NEQ Savings (or negative usage) | 0 | 0 | 0 | 0 | 0
HVAC - Energy Recovery Ventilator_Grocery_Existing_E2 All NEQ Savings (or negative usage) | HVAC - Energy Recovery Ventilator_Grocery_Existing | HVAC - Energy Recovery Ventilator_Existing_E2 All NEQ Savings (or negative usage) | HVAC - Energy Recovery Ventilator_Existing | NEQ | Existing | Grocery | HVAC - Energy Recovery Ventilator | 2 | E2 All NEQ Savings (or negative usage) | 0.29556 | 0.29261 | 0.29556 | 0.29556 | 0.29261
HVAC - Shut Off Damper_Grocery_Existing_E2 All NEQ Savings (or negative usage) | HVAC - Shut Off Damper_Grocery_Existing | HVAC - Shut Off Damper_Existing_E2 All NEQ Savings (or negative usage) | HVAC - Shut Off Damper_Existing | NEQ | Existing | Grocery | HVAC - Shut Off Damper | 2 | E2 All NEQ Savings (or negative usage) | 0.028494 | 0.028189 | 0.028494 | 0.028494 | 0.028189
Industrial Air Curtains_Grocery_Existing_E2 All NEQ Savings (or negative usage) | Industrial Air Curtains_Grocery_Existing | Industrial Air Curtains_Existing_E2 All NEQ Savings (or negative usage) | Industrial Air Curtains_Existing | NEQ | Existing | Grocery | Industrial Air Curtains | 2 | E2 All NEQ Savings (or negative usage) | 0.03642 | 0.036057 | 0.03642 | 0.03642 | 0.036057
Infiltration Control - Loading Dock Sealing_Grocery_Existing_E2 All NEQ Savings (or negative usage) | Infiltration Control - Loading Dock Sealing_Grocery_Existing | Infiltration Control - Loading Dock Sealing_Existing_E2 All NEQ Savings (or negative usage) | Infiltration Control - Loading Dock Sealing_Existing | NEQ | Existing | Grocery | Infiltration Control - Loading Dock Sealing | 2 | E2 All NEQ Savings (or negative usage) | 0.024225 | 0.023984 | 0.024225 | 0.024225 | 0.023984
Insulation - Ceiling_Grocery_Existing_E2 All NEQ Savings (or negative usage) | Insulation - Ceiling_Grocery_Existing | Insulation - Ceiling_Existing_E2 All NEQ Savings (or negative usage) | Insulation - Ceiling_Existing | NEQ | Existing | Grocery | Insulation - Ceiling | 2 | E2 All NEQ Savings (or negative usage) | 0 | 0 | 0 | 0 | 0
Insulation - Ducting_Grocery_Existing_E2 All NEQ Savings (or negative usage) | Insulation - Ducting_Grocery_Existing | Insulation - Ducting_Existing_E2 All NEQ Savings (or negative usage) | Insulation - Ducting_Existing | NEQ | Existing | Grocery | Insulation - Ducting | 2 | E2 All NEQ Savings (or negative usage) | 0 | 0 | 0 | 0 | 0
Insulation - Wall Cavity_Grocery_Existing_E2 All NEQ Savings (or negative usage) | Insulation - Wall Cavity_Grocery_Existing | Insulation - Wall Cavity_Existing_E2 All NEQ Savings (or negative usage) | Insulation - Wall Cavity_Existing | NEQ | Existing | Grocery | Insulation - Wall Cavity | 2 | E2 All NEQ Savings (or negative usage) | 0.0097796 | 0.0097066 | 0.0097796 | 0.0097796 | 0.0097066
Kitchen Ventilation - Advanced Controls_Grocery_Existing_E2 All NEQ Savings (or negative usage) | Kitchen Ventilation - Advanced Controls_Grocery_Existing | Kitchen Ventilation - Advanced Controls_Existing_E2 All NEQ Savings (or negative usage) | Kitchen Ventilation - Advanced Controls_Existing | NEQ | Existing | Grocery | Kitchen Ventilation - Advanced Controls | 2 | E2 All NEQ Savings (or negative usage) | 0.97019 | 0.95934 | 0.97019 | 0.97019 | 0.95934
Lodging - Guest Room Controls_Grocery_Existing_E2 All NEQ Savings (or negative usage) | Lodging - Guest Room Controls_Grocery_Existing | Lodging - Guest Room Controls_Existing_E2 All NEQ Savings (or negative usage) | Lodging - Guest Room Controls_Existing | NEQ | Existing | Grocery | Lodging - Guest Room Controls | 2 | E2 All NEQ Savings (or negative usage) | 0 | 0 | 0 | 0 | 0
Pool Heater - Night Covers_Grocery_Existing_E2 All NEQ Savings (or negative usage) | Pool Heater - Night Covers_Grocery_Existing | Pool Heater - Night Covers_Existing_E2 All NEQ Savings (or negative usage) | Pool Heater - Night Covers_Existing | NEQ | Existing | Grocery | Pool Heater - Night Covers | 2 | E2 All NEQ Savings (or negative usage) | 0.14373 | 0.14458 | 0.14373 | 0.14373 | 0.14458
Refrigeration - Heat Recovery_Grocery_Existing_E2 All NEQ Savings (or negative usage) | Refrigeration - Heat Recovery_Grocery_Existing | Refrigeration - Heat Recovery_Existing_E2 All NEQ Savings (or negative usage) | Refrigeration - Heat Recovery_Existing | NEQ | Existing | Grocery | Refrigeration - Heat Recovery | 2 | E2 All NEQ Savings (or negative usage) | 0.042692 | 0.04245 | 0.042692 | 0.042692 | 0.04245
Retrocommissioning_Grocery_Existing_E2 All NEQ Savings (or negative usage) | Retrocommissioning_Grocery_Existing | Retrocommissioning_Existing_E2 All NEQ Savings (or negative usage) | Retrocommissioning_Existing | NEQ | Existing | Grocery | Retrocommissioning | 2 | E2 All NEQ Savings (or negative usage) | 6.6396 | 6.7594 | 6.6396 | 6.6396 | 6.7594
Strategic Energy Management_Grocery_Existing_E2 All NEQ Savings (or negative usage) | Strategic Energy Management_Grocery_Existing | Strategic Energy Management_Existing_E2 All NEQ Savings (or negative usage) | Strategic Energy Management_Existing | NEQ | Existing | Grocery | Strategic Energy Management | 2 | E2 All NEQ Savings (or negative usage) | 0.004473 | 0.0045538 | 0.004473 | 0.004473 | 0.0045538
Thermostat - Programmable_Grocery_Existing_E2 All NEQ Savings (or negative usage) | Thermostat - Programmable_Grocery_Existing | Thermostat - Programmable_Existing_E2 All NEQ Savings (or negative usage) | Thermostat - Programmable_Existing | NEQ | Existing | Grocery | Thermostat - Programmable | 2 | E2 All NEQ Savings (or negative usage) | 27.4217 | 27.0746 | 27.4217 | 27.4217 | 27.0746
Ventilation - Demand Controlled_Grocery_Existing_E2 All NEQ Savings (or negative usage) | Ventilation - Demand Controlled_Grocery_Existing | Ventilation - Demand Controlled_Existing_E2 All NEQ Savings (or negative usage) | Ventilation - Demand Controlled_Existing | NEQ | Existing | Grocery | Ventilation - Demand Controlled | 2 | E2 All NEQ Savings (or negative usage) | 0.16595 | 0.16497 | 0.16595 | 0.16595 | 0.16497
Water Heater - Drainwater Heat Recovery_Grocery_Existing_E2 All NEQ Savings (or negative usage) | Water Heater - Drainwater Heat Recovery_Grocery_Existing | Water Heater - Drainwater Heat Recovery_Existing_E2 All NEQ Savings (or negative usage) | Water Heater - Drainwater Heat Recovery_Existing | NEQ | Existing | Grocery | Water Heater - Drainwater Heat Recovery | 2 | E2 All NEQ Savings (or negative usage) | 0.014261 | 0.014178 | 0.014261 | 0.014261 | 0.014178
Water Heater - Pipe Insulation_Grocery_Existing_E2 All NEQ Savings (or negative usage) | Water Heater - Pipe Insulation_Grocery_Existing | Water Heater - Pipe Insulation_Existing_E2 All NEQ Savings (or negative usage) | Water Heater - Pipe Insulation_Existing | NEQ | Existing | Grocery | Water Heater - Pipe Insulation | 2 | E2 All NEQ Savings (or negative usage) | 0.046969 | 0.046702 | 0.046969 | 0.046969 | 0.046702
Water Heater - Pre-Rinse Spray Valve_Grocery_Existing_E2 All NEQ Savings (or negative usage) | Water Heater - Pre-Rinse Spray Valve_Grocery_Existing | Water Heater - Pre-Rinse Spray Valve_Existing_E2 All NEQ Savings (or negative usage) | Water Heater - Pre-Rinse Spray Valve_Existing | NEQ | Existing | Grocery | Water Heater - Pre-Rinse Spray Valve | 2 | E2 All NEQ Savings (or negative usage) | 0.30845 | 0.31324 | 0.30845 | 0.30845 | 0.31324
Water Heater - Solar System_Grocery_Existing_E2 All NEQ Savings (or negative usage) | Water Heater - Solar System_Grocery_Existing | Water Heater - Solar System_Existing_E2 All NEQ Savings (or negative usage) | Water Heater - Solar System_Existing | NEQ | Existing | Grocery | Water Heater - Solar System | 2 | E2 All NEQ Savings (or negative usage) | 0.26893 | 0.26741 | 0.26893 | 0.26893 | 0.26741
Water Heater - Thermostatic Shower Restriction Valve_Grocery_Existing_E2 All NEQ Savings (or negative usage) | Water Heater - Thermostatic Shower Restriction Valve_Grocery_Existing | Water Heater - Thermostatic Shower Restriction Valve_Existing_E2 All NEQ Savings (or negative usage) | Water Heater - Thermostatic Shower Restriction Valve_Existing | NEQ | Existing | Grocery | Water Heater - Thermostatic Shower Restriction Valve | 2 | E2 All NEQ Savings (or negative usage) | 0.3064 | 0.31138 | 0.3064 | 0.3064 | 0.31138
Windows - High Efficiency Glazing_Grocery_Existing_E2 All NEQ Savings (or negative usage) | Windows - High Efficiency Glazing_Grocery_Existing | Windows - High Efficiency Glazing_Existing_E2 All NEQ Savings (or negative usage) | Windows - High Efficiency Glazing_Existing | NEQ | Existing | Grocery | Windows - High Efficiency Glazing | 2 | E2 All NEQ Savings (or negative usage) | 0.002848 | 0.0028267 | 0.002848 | 0.002848 | 0.0028267
Windows - Secondary Glazing Systems_Grocery_Existing_E2 All NEQ Savings (or negative usage) | Windows - Secondary Glazing Systems_Grocery_Existing | Windows - Secondary Glazing Systems_Existing_E2 All NEQ Savings (or negative usage) | Windows - Secondary Glazing Systems_Existing | NEQ | Existing | Grocery | Windows - Secondary Glazing Systems | 2 | E2 All NEQ Savings (or negative usage) | 0.0016402 | 0.0016252 | 0.0016402 | 0.0016402 | 0.0016252
Advanced New Construction Designs_Healthcare_Existing_E2 All NEQ Savings (or negative usage) | Advanced New Construction Designs_Healthcare_Existing | Advanced New Construction Designs_Existing_E2 All NEQ Savings (or negative usage) | Advanced New Construction Designs_Existing | NEQ | Existing | Healthcare | Advanced New Construction Designs | 2 | E2 All NEQ Savings (or negative usage) | 0 | 0 | 0 | 0 | 0
Building Shell - Air Sealing (Infiltration Control)_Healthcare_Existing_E2 All NEQ Savings (or negative usage) | Building Shell - Air Sealing (Infiltration Control)_Healthcare_Existing | Building Shell - Air Sealing (Infiltration Control)_Existing_E2 All NEQ Savings (or negative usage) | Building Shell - Air Sealing (Infiltration Control)_Existing | NEQ | Existing | Healthcare | Building Shell - Air Sealing (Infiltration Control) | 2 | E2 All NEQ Savings (or negative usage) | 0 | 0 | 0 | 0 | 0
Circulation Pump - Controls_Healthcare_Existing_E2 All NEQ Savings (or negative usage) | Circulation Pump - Controls_Healthcare_Existing | Circulation Pump - Controls_Existing_E2 All NEQ Savings (or negative usage) | Circulation Pump - Controls_Existing | NEQ | Existing | Healthcare | Circulation Pump - Controls | 2 | E2 All NEQ Savings (or negative usage) | 1.8588 | 1.8581 | 1.8588 | 1.8588 | 1.8581
Commercial Laundry - Dryer Efficiency Retrofit_Healthcare_Existing_E2 All NEQ Savings (or negative usage) | Commercial Laundry - Dryer Efficiency Retrofit_Healthcare_Existing | Commercial Laundry - Dryer Efficiency Retrofit_Existing_E2 All NEQ Savings (or negative usage) | Commercial Laundry - Dryer Efficiency Retrofit_Existing | NEQ | Existing | Healthcare | Commercial Laundry - Dryer Efficiency Retrofit | 2 | E2 All NEQ Savings (or negative usage) | 7.2236 | 7.2154 | 7.2236 | 7.2236 | 7.2154
Commercial Laundry - ENERGY STAR Washer (8.0)_Healthcare_Existing_E2 All NEQ Savings (or negative usage) | Commercial Laundry - ENERGY STAR Washer (8.0)_Healthcare_Existing | Commercial Laundry - ENERGY STAR Washer (8.0)_Existing_E2 All NEQ Savings (or negative usage) | Commercial Laundry - ENERGY STAR Washer (8.0)_Existing | NEQ | Existing | Healthcare | Commercial Laundry - ENERGY STAR Washer (8.0) | 2 | E2 All NEQ Savings (or negative usage) | 0.36563 | 0.36358 | 0.36563 | 0.36563 | 0.36358
Commercial Laundry - Ozone Treatment_Healthcare_Existing_E2 All NEQ Savings (or negative usage) | Commercial Laundry - Ozone Treatment_Healthcare_Existing | Commercial Laundry - Ozone Treatment_Existing_E2 All NEQ Savings (or negative usage) | Commercial Laundry - Ozone Treatment_Existing | NEQ | Existing | Healthcare | Commercial Laundry - Ozone Treatment | 2 | E2 All NEQ Savings (or negative usage) | 2.1345 | 2.134 | 2.1345 | 2.1345 | 2.134
Connected Thermostat - ENERGY STAR (1.0)_Healthcare_Existing_E2 All NEQ Savings (or negative usage) | Connected Thermostat - ENERGY STAR (1.0)_Healthcare_Existing | Connected Thermostat - ENERGY STAR (1.0)_Existing_E2 All NEQ Savings (or negative usage) | Connected Thermostat - ENERGY STAR (1.0)_Existing | NEQ | Existing | Healthcare | Connected Thermostat - ENERGY STAR (1.0) | 2 | E2 All NEQ Savings (or negative usage) | 0.40706 | 0.41072 | 0.40706 | 0.40706 | 0.41072
Destratification Fans (HVLS)_Healthcare_Existing_E2 All NEQ Savings (or negative usage) | Destratification Fans (HVLS)_Healthcare_Existing | Destratification Fans (HVLS)_Existing_E2 All NEQ Savings (or negative usage) | Destratification Fans (HVLS)_Existing | NEQ | Existing | Healthcare | Destratification Fans (HVLS) | 2 | E2 All NEQ Savings (or negative usage) | 1.0267 | 1.0205 | 1.0267 | 1.0267 | 1.0205
Ducting - Repair and Sealing_Healthcare_Existing_E2 All NEQ Savings (or negative usage) | Ducting - Repair and Sealing_Healthcare_Existing | Ducting - Repair and Sealing_Existing_E2 All NEQ Savings (or negative usage) | Ducting - Repair and Sealing_Existing | NEQ | Existing | Healthcare | Ducting - Repair and Sealing | 2 | E2 All NEQ Savings (or negative usage) | 0 | 0 | 0 | 0 | 0
Gas Boiler - Blowdown Heat Recovery_Healthcare_Existing_E2 All NEQ Savings (or negative usage) | Gas Boiler - Blowdown Heat Recovery_Healthcare_Existing | Gas Boiler - Blowdown Heat Recovery_Existing_E2 All NEQ Savings (or negative usage) | Gas Boiler - Blowdown Heat Recovery_Existing | NEQ | Existing | Healthcare | Gas Boiler - Blowdown Heat Recovery | 2 | E2 All NEQ Savings (or negative usage) | 1.2326 | 1.2166 | 1.2326 | 1.2326 | 1.2166
Gas Boiler - Burner Control Optimization_Healthcare_Existing_E2 All NEQ Savings (or negative usage) | Gas Boiler - Burner Control Optimization_Healthcare_Existing | Gas Boiler - Burner Control Optimization_Existing_E2 All NEQ Savings (or negative usage) | Gas Boiler - Burner Control Optimization_Existing | NEQ | Existing | Healthcare | Gas Boiler - Burner Control Optimization | 2 | E2 All NEQ Savings (or negative usage) | 1.4955 | 1.4761 | 1.4955 | 1.4955 | 1.4761
Gas Boiler - High Turndown Burner_Healthcare_Existing_E2 All NEQ Savings (or negative usage) | Gas Boiler - High Turndown Burner_Healthcare_Existing | Gas Boiler - High Turndown Burner_Existing_E2 All NEQ Savings (or negative usage) | Gas Boiler - High Turndown Burner_Existing | NEQ | Existing | Healthcare | Gas Boiler - High Turndown Burner | 2 | E2 All NEQ Savings (or negative usage) | 0.95931 | 0.94707 | 0.95931 | 0.95931 | 0.94707
Gas Boiler - Hot Water Reset_Healthcare_Existing_E2 All NEQ Savings (or negative usage) | Gas Boiler - Hot Water Reset_Healthcare_Existing | Gas Boiler - Hot Water Reset_Existing_E2 All NEQ Savings (or negative usage) | Gas Boiler - Hot Water Reset_Existing | NEQ | Existing | Healthcare | Gas Boiler - Hot Water Reset | 2 | E2 All NEQ Savings (or negative usage) | 5.9264 | 5.8408 | 5.9264 | 5.9264 | 5.8408
Gas Boiler - Insulate Hot Water Lines_Healthcare_Existing_E2 All NEQ Savings (or negative usage) | Gas Boiler - Insulate Hot Water Lines_Healthcare_Existing | Gas Boiler - Insulate Hot Water Lines_Existing_E2 All NEQ Savings (or negative usage) | Gas Boiler - Insulate Hot Water Lines_Existing | NEQ | Existing | Healthcare | Gas Boiler - Insulate Hot Water Lines | 2 | E2 All NEQ Savings (or negative usage) | 0.66294 | 0.65513 | 0.66294 | 0.66294 | 0.65513
Gas Boiler - Insulate Steam Lines/Condensate Tank_Healthcare_Existing_E2 All NEQ Savings (or negative usage) | Gas Boiler - Insulate Steam Lines/Condensate Tank_Healthcare_Existing | Gas Boiler - Insulate Steam Lines/Condensate Tank_Existing_E2 All NEQ Savings (or negative usage) | Gas Boiler - Insulate Steam Lines/Condensate Tank_Existing | NEQ | Existing | Healthcare | Gas Boiler - Insulate Steam Lines/Condensate Tank | 2 | E2 All NEQ Savings (or negative usage) | 1.0438 | 1.0315 | 1.0438 | 1.0438 | 1.0315
Gas Boiler - Maintenance_Healthcare_Existing_E2 All NEQ Savings (or negative usage) | Gas Boiler - Maintenance_Healthcare_Existing | Gas Boiler - Maintenance_Existing_E2 All NEQ Savings (or negative usage) | Gas Boiler - Maintenance_Existing | NEQ | Existing | Healthcare | Gas Boiler - Maintenance | 2 | E2 All NEQ Savings (or negative usage) | 0.84351 | 0.85686 | 0.84351 | 0.84351 | 0.85686
Gas Boiler - Radiator Replacement_Healthcare_Existing_E2 All NEQ Savings (or negative usage) | Gas Boiler - Radiator Replacement_Healthcare_Existing | Gas Boiler - Radiator Replacement_Existing_E2 All NEQ Savings (or negative usage) | Gas Boiler - Radiator Replacement_Existing | NEQ | Existing | Healthcare | Gas Boiler - Radiator Replacement | 2 | E2 All NEQ Savings (or negative usage) | 1.3325 | 1.3167 | 1.3325 | 1.3325 | 1.3167
Gas Boiler - Stack Economizer_Healthcare_Existing_E2 All NEQ Savings (or negative usage) | Gas Boiler - Stack Economizer_Healthcare_Existing | Gas Boiler - Stack Economizer_Existing_E2 All NEQ Savings (or negative usage) | Gas Boiler - Stack Economizer_Existing | NEQ | Existing | Healthcare | Gas Boiler - Stack Economizer | 2 | E2 All NEQ Savings (or negative usage) | 2.9741 | 2.939 | 2.9741 | 2.9741 | 2.939
Gas Boiler - Steam Trap Replacement_Healthcare_Existing_E2 All NEQ Savings (or negative usage) | Gas Boiler - Steam Trap Replacement_Healthcare_Existing | Gas Boiler - Steam Trap Replacement_Existing_E2 All NEQ Savings (or negative usage) | Gas Boiler - Steam Trap Replacement_Existing | NEQ | Existing | Healthcare | Gas Boiler - Steam Trap Replacement | 2 | E2 All NEQ Savings (or negative usage) | 10.3284 | 10.4199 | 10.3284 | 10.3284 | 10.4199
Gas Boiler - Thermostatic Radiator Valves_Healthcare_Existing_E2 All NEQ Savings (or negative usage) | Gas Boiler - Thermostatic Radiator Valves_Healthcare_Existing | Gas Boiler - Thermostatic Radiator Valves_Existing_E2 All NEQ Savings (or negative usage) | Gas Boiler - Thermostatic Radiator Valves_Existing | NEQ | Existing | Healthcare | Gas Boiler - Thermostatic Radiator Valves | 2 | E2 All NEQ Savings (or negative usage) | 8.6269 | 8.5253 | 8.6269 | 8.6269 | 8.5253
Gas Furnace - Maintenance_Healthcare_Existing_E2 All NEQ Savings (or negative usage) | Gas Furnace - Maintenance_Healthcare_Existing | Gas Furnace - Maintenance_Existing_E2 All NEQ Savings (or negative usage) | Gas Furnace - Maintenance_Existing | NEQ | Existing | Healthcare | Gas Furnace - Maintenance | 2 | E2 All NEQ Savings (or negative usage) | 0.25478 | 0.2588 | 0.25478 | 0.25478 | 0.2588
Gas-Fired Combination Heat Pump Conversion_Healthcare_Existing_E2 All NEQ Savings (or negative usage) | Gas-Fired Combination Heat Pump Conversion_Healthcare_Existing | Gas-Fired Combination Heat Pump Conversion_Existing_E2 All NEQ Savings (or negative usage) | Gas-Fired Combination Heat Pump Conversion_Existing | NEQ | Existing | Healthcare | Gas-Fired Combination Heat Pump Conversion | 2 | E2 All NEQ Savings (or negative usage) | 0.33012 | 0.32664 | 0.33012 | 0.33012 | 0.32664
HVAC - Dedicated Outdoor Air System (DOAS)_Healthcare_Existing_E2 All NEQ Savings (or negative usage) | HVAC - Dedicated Outdoor Air System (DOAS)_Healthcare_Existing | HVAC - Dedicated Outdoor Air System (DOAS)_Existing_E2 All NEQ Savings (or negative usage) | HVAC - Dedicated Outdoor Air System (DOAS)_Existing | NEQ | Existing | Healthcare | HVAC - Dedicated Outdoor Air System (DOAS) | 2 | E2 All NEQ Savings (or negative usage) | 0 | 0 | 0 | 0 | 0
HVAC - Energy Recovery Ventilator_Healthcare_Existing_E2 All NEQ Savings (or negative usage) | HVAC - Energy Recovery Ventilator_Healthcare_Existing | HVAC - Energy Recovery Ventilator_Existing_E2 All NEQ Savings (or negative usage) | HVAC - Energy Recovery Ventilator_Existing | NEQ | Existing | Healthcare | HVAC - Energy Recovery Ventilator | 2 | E2 All NEQ Savings (or negative usage) | 1.3971 | 1.382 | 1.3971 | 1.3971 | 1.382
HVAC - Shut Off Damper_Healthcare_Existing_E2 All NEQ Savings (or negative usage) | HVAC - Shut Off Damper_Healthcare_Existing | HVAC - Shut Off Damper_Existing_E2 All NEQ Savings (or negative usage) | HVAC - Shut Off Damper_Existing | NEQ | Existing | Healthcare | HVAC - Shut Off Damper | 2 | E2 All NEQ Savings (or negative usage) | 0.18465 | 0.18262 | 0.18465 | 0.18465 | 0.18262
Industrial Air Curtains_Healthcare_Existing_E2 All NEQ Savings (or negative usage) | Industrial Air Curtains_Healthcare_Existing | Industrial Air Curtains_Existing_E2 All NEQ Savings (or negative usage) | Industrial Air Curtains_Existing | NEQ | Existing | Healthcare | Industrial Air Curtains | 2 | E2 All NEQ Savings (or negative usage) | 0.90802 | 0.89819 | 0.90802 | 0.90802 | 0.89819
Infiltration Control - Loading Dock Sealing_Healthcare_Existing_E2 All NEQ Savings (or negative usage) | Infiltration Control - Loading Dock Sealing_Healthcare_Existing | Infiltration Control - Loading Dock Sealing_Existing_E2 All NEQ Savings (or negative usage) | Infiltration Control - Loading Dock Sealing_Existing | NEQ | Existing | Healthcare | Infiltration Control - Loading Dock Sealing | 2 | E2 All NEQ Savings (or negative usage) | 0.60399 | 0.59744 | 0.60399 | 0.60399 | 0.59744
Insulation - Ceiling_Healthcare_Existing_E2 All NEQ Savings (or negative usage) | Insulation - Ceiling_Healthcare_Existing | Insulation - Ceiling_Existing_E2 All NEQ Savings (or negative usage) | Insulation - Ceiling_Existing | NEQ | Existing | Healthcare | Insulation - Ceiling | 2 | E2 All NEQ Savings (or negative usage) | 0.8461 | 0.83927 | 0.8461 | 0.8461 | 0.83927
Insulation - Ducting_Healthcare_Existing_E2 All NEQ Savings (or negative usage) | Insulation - Ducting_Healthcare_Existing | Insulation - Ducting_Existing_E2 All NEQ Savings (or negative usage) | Insulation - Ducting_Existing | NEQ | Existing | Healthcare | Insulation - Ducting | 2 | E2 All NEQ Savings (or negative usage) | 0 | 0 | 0 | 0 | 0
Insulation - Wall Cavity_Healthcare_Existing_E2 All NEQ Savings (or negative usage) | Insulation - Wall Cavity_Healthcare_Existing | Insulation - Wall Cavity_Existing_E2 All NEQ Savings (or negative usage) | Insulation - Wall Cavity_Existing | NEQ | Existing | Healthcare | Insulation - Wall Cavity | 2 | E2 All NEQ Savings (or negative usage) | 1.0524 | 1.0439 | 1.0524 | 1.0524 | 1.0439
Kitchen Ventilation - Advanced Controls_Healthcare_Existing_E2 All NEQ Savings (or negative usage) | Kitchen Ventilation - Advanced Controls_Healthcare_Existing | Kitchen Ventilation - Advanced Controls_Existing_E2 All NEQ Savings (or negative usage) | Kitchen Ventilation - Advanced Controls_Existing | NEQ | Existing | Healthcare | Kitchen Ventilation - Advanced Controls | 2 | E2 All NEQ Savings (or negative usage) | 0.96046 | 0.94891 | 0.96046 | 0.96046 | 0.94891
Lodging - Guest Room Controls_Healthcare_Existing_E2 All NEQ Savings (or negative usage) | Lodging - Guest Room Controls_Healthcare_Existing | Lodging - Guest Room Controls_Existing_E2 All NEQ Savings (or negative usage) | Lodging - Guest Room Controls_Existing | NEQ | Existing | Healthcare | Lodging - Guest Room Controls | 2 | E2 All NEQ Savings (or negative usage) | 0 | 0 | 0 | 0 | 0
Pool Heater - Night Covers_Healthcare_Existing_E2 All NEQ Savings (or negative usage) | Pool Heater - Night Covers_Healthcare_Existing | Pool Heater - Night Covers_Existing_E2 All NEQ Savings (or negative usage) | Pool Heater - Night Covers_Existing | NEQ | Existing | Healthcare | Pool Heater - Night Covers | 2 | E2 All NEQ Savings (or negative usage) | 0.25948 | 0.26193 | 0.25948 | 0.25948 | 0.26193
Refrigeration - Heat Recovery_Healthcare_Existing_E2 All NEQ Savings (or negative usage) | Refrigeration - Heat Recovery_Healthcare_Existing | Refrigeration - Heat Recovery_Existing_E2 All NEQ Savings (or negative usage) | Refrigeration - Heat Recovery_Existing | NEQ | Existing | Healthcare | Refrigeration - Heat Recovery | 2 | E2 All NEQ Savings (or negative usage) | 4.7615 | 4.7345 | 4.7615 | 4.7615 | 4.7345
Retrocommissioning_Healthcare_Existing_E2 All NEQ Savings (or negative usage) | Retrocommissioning_Healthcare_Existing | Retrocommissioning_Existing_E2 All NEQ Savings (or negative usage) | Retrocommissioning_Existing | NEQ | Existing | Healthcare | Retrocommissioning | 2 | E2 All NEQ Savings (or negative usage) | 6.6543 | 6.7783 | 6.6543 | 6.6543 | 6.7783
Strategic Energy Management_Healthcare_Existing_E2 All NEQ Savings (or negative usage) | Strategic Energy Management_Healthcare_Existing | Strategic Energy Management_Existing_E2 All NEQ Savings (or negative usage) | Strategic Energy Management_Existing | NEQ | Existing | Healthcare | Strategic Energy Management | 2 | E2 All NEQ Savings (or negative usage) | 0.1671 | 0.17022 | 0.1671 | 0.1671 | 0.17022
Thermostat - Programmable_Healthcare_Existing_E2 All NEQ Savings (or negative usage) | Thermostat - Programmable_Healthcare_Existing | Thermostat - Programmable_Existing_E2 All NEQ Savings (or negative usage) | Thermostat - Programmable_Existing | NEQ | Existing | Healthcare | Thermostat - Programmable | 2 | E2 All NEQ Savings (or negative usage) | 1229.0632 | 1212.4551 | 1229.0632 | 1229.0632 | 1212.4551
Ventilation - Demand Controlled_Healthcare_Existing_E2 All NEQ Savings (or negative usage) | Ventilation - Demand Controlled_Healthcare_Existing | Ventilation - Demand Controlled_Existing_E2 All NEQ Savings (or negative usage) | Ventilation - Demand Controlled_Existing | NEQ | Existing | Healthcare | Ventilation - Demand Controlled | 2 | E2 All NEQ Savings (or negative usage) | 0.78631 | 0.78142 | 0.78631 | 0.78631 | 0.78142
Water Heater - Drainwater Heat Recovery_Healthcare_Existing_E2 All NEQ Savings (or negative usage) | Water Heater - Drainwater Heat Recovery_Healthcare_Existing | Water Heater - Drainwater Heat Recovery_Existing_E2 All NEQ Savings (or negative usage) | Water Heater - Drainwater Heat Recovery_Existing | NEQ | Existing | Healthcare | Water Heater - Drainwater Heat Recovery | 2 | E2 All NEQ Savings (or negative usage) | 0.026976 | 0.026818 | 0.026976 | 0.026976 | 0.026818
Water Heater - Pipe Insulation_Healthcare_Existing_E2 All NEQ Savings (or negative usage) | Water Heater - Pipe Insulation_Healthcare_Existing | Water Heater - Pipe Insulation_Existing_E2 All NEQ Savings (or negative usage) | Water Heater - Pipe Insulation_Existing | NEQ | Existing | Healthcare | Water Heater - Pipe Insulation | 2 | E2 All NEQ Savings (or negative usage) | 1.6242 | 1.615 | 1.6242 | 1.6242 | 1.615
Water Heater - Pre-Rinse Spray Valve_Healthcare_Existing_E2 All NEQ Savings (or negative usage) | Water Heater - Pre-Rinse Spray Valve_Healthcare_Existing | Water Heater - Pre-Rinse Spray Valve_Existing_E2 All NEQ Savings (or negative usage) | Water Heater - Pre-Rinse Spray Valve_Existing | NEQ | Existing | Healthcare | Water Heater - Pre-Rinse Spray Valve | 2 | E2 All NEQ Savings (or negative usage) | 2.5761 | 2.6161 | 2.5761 | 2.5761 | 2.6161
Water Heater - Solar System_Healthcare_Existing_E2 All NEQ Savings (or negative usage) | Water Heater - Solar System_Healthcare_Existing | Water Heater - Solar System_Existing_E2 All NEQ Savings (or negative usage) | Water Heater - Solar System_Existing | NEQ | Existing | Healthcare | Water Heater - Solar System | 2 | E2 All NEQ Savings (or negative usage) | 0.32143 | 0.31961 | 0.32143 | 0.32143 | 0.31961
Water Heater - Thermostatic Shower Restriction Valve_Healthcare_Existing_E2 All NEQ Savings (or negative usage) | Water Heater - Thermostatic Shower Restriction Valve_Healthcare_Existing | Water Heater - Thermostatic Shower Restriction Valve_Existing_E2 All NEQ Savings (or negative usage) | Water Heater - Thermostatic Shower Restriction Valve_Existing | NEQ | Existing | Healthcare | Water Heater - Thermostatic Shower Restriction Valve | 2 | E2 All NEQ Savings (or negative usage) | 0.30639 | 0.31137 | 0.30639 | 0.30639 | 0.31137
Windows - High Efficiency Glazing_Healthcare_Existing_E2 All NEQ Savings (or negative usage) | Windows - High Efficiency Glazing_Healthcare_Existing | Windows - High Efficiency Glazing_Existing_E2 All NEQ Savings (or negative usage) | Windows - High Efficiency Glazing_Existing | NEQ | Existing | Healthcare | Windows - High Efficiency Glazing | 2 | E2 All NEQ Savings (or negative usage) | 2.5114 | 2.4911 | 2.5114 | 2.5114 | 2.4911
Windows - Secondary Glazing Systems_Healthcare_Existing_E2 All NEQ Savings (or negative usage) | Windows - Secondary Glazing Systems_Healthcare_Existing | Windows - Secondary Glazing Systems_Existing_E2 All NEQ Savings (or negative usage) | Windows - Secondary Glazing Systems_Existing | NEQ | Existing | Healthcare | Windows - Secondary Glazing Systems | 2 | E2 All NEQ Savings (or negative usage) | 0.11011 | 0.10902 | 0.11011 | 0.11011 | 0.10902
Advanced New Construction Designs_Lodging_Existing_E2 All NEQ Savings (or negative usage) | Advanced New Construction Designs_Lodging_Existing | Advanced New Construction Designs_Existing_E2 All NEQ Savings (or negative usage) | Advanced New Construction Designs_Existing | NEQ | Existing | Lodging | Advanced New Construction Designs | 2 | E2 All NEQ Savings (or negative usage) | 0 | 0 | 0 | 0 | 0
Building Shell - Air Sealing (Infiltration Control)_Lodging_Existing_E2 All NEQ Savings (or negative usage) | Building Shell - Air Sealing (Infiltration Control)_Lodging_Existing | Building Shell - Air Sealing (Infiltration Control)_Existing_E2 All NEQ Savings (or negative usage) | Building Shell - Air Sealing (Infiltration Control)_Existing | NEQ | Existing | Lodging | Building Shell - Air Sealing (Infiltration Control) | 2 | E2 All NEQ Savings (or negative usage) | 1.1838 | 1.1697 | 1.1838 | 1.1838 | 1.1697
Circulation Pump - Controls_Lodging_Existing_E2 All NEQ Savings (or negative usage) | Circulation Pump - Controls_Lodging_Existing | Circulation Pump - Controls_Existing_E2 All NEQ Savings (or negative usage) | Circulation Pump - Controls_Existing | NEQ | Existing | Lodging | Circulation Pump - Controls | 2 | E2 All NEQ Savings (or negative usage) | 1.8587 | 1.8579 | 1.8587 | 1.8587 | 1.8579
Commercial Laundry - Dryer Efficiency Retrofit_Lodging_Existing_E2 All NEQ Savings (or negative usage) | Commercial Laundry - Dryer Efficiency Retrofit_Lodging_Existing | Commercial Laundry - Dryer Efficiency Retrofit_Existing_E2 All NEQ Savings (or negative usage) | Commercial Laundry - Dryer Efficiency Retrofit_Existing | NEQ | Existing | Lodging | Commercial Laundry - Dryer Efficiency Retrofit | 2 | E2 All NEQ Savings (or negative usage) | 0.074176 | 0.074092 | 0.074176 | 0.074176 | 0.074092
Commercial Laundry - ENERGY STAR Washer (8.0)_Lodging_Existing_E2 All NEQ Savings (or negative usage) | Commercial Laundry - ENERGY STAR Washer (8.0)_Lodging_Existing | Commercial Laundry - ENERGY STAR Washer (8.0)_Existing_E2 All NEQ Savings (or negative usage) | Commercial Laundry - ENERGY STAR Washer (8.0)_Existing | NEQ | Existing | Lodging | Commercial Laundry - ENERGY STAR Washer (8.0) | 2 | E2 All NEQ Savings (or negative usage) | 0.3656 | 0.36355 | 0.3656 | 0.3656 | 0.36355
Commercial Laundry - Ozone Treatment_Lodging_Existing_E2 All NEQ Savings (or negative usage) | Commercial Laundry - Ozone Treatment_Lodging_Existing | Commercial Laundry - Ozone Treatment_Existing_E2 All NEQ Savings (or negative usage) | Commercial Laundry - Ozone Treatment_Existing | NEQ | Existing | Lodging | Commercial Laundry - Ozone Treatment | 2 | E2 All NEQ Savings (or negative usage) | 2.1344 | 2.1338 | 2.1344 | 2.1344 | 2.1338
Connected Thermostat - ENERGY STAR (1.0)_Lodging_Existing_E2 All NEQ Savings (or negative usage) | Connected Thermostat - ENERGY STAR (1.0)_Lodging_Existing | Connected Thermostat - ENERGY STAR (1.0)_Existing_E2 All NEQ Savings (or negative usage) | Connected Thermostat - ENERGY STAR (1.0)_Existing | NEQ | Existing | Lodging | Connected Thermostat - ENERGY STAR (1.0) | 2 | E2 All NEQ Savings (or negative usage) | 0.13711 | 0.13837 | 0.13711 | 0.13711 | 0.13837
Destratification Fans (HVLS)_Lodging_Existing_E2 All NEQ Savings (or negative usage) | Destratification Fans (HVLS)_Lodging_Existing | Destratification Fans (HVLS)_Existing_E2 All NEQ Savings (or negative usage) | Destratification Fans (HVLS)_Existing | NEQ | Existing | Lodging | Destratification Fans (HVLS) | 2 | E2 All NEQ Savings (or negative usage) | 1.0282 | 1.0222 | 1.0282 | 1.0282 | 1.0222
Ducting - Repair and Sealing_Lodging_Existing_E2 All NEQ Savings (or negative usage) | Ducting - Repair and Sealing_Lodging_Existing | Ducting - Repair and Sealing_Existing_E2 All NEQ Savings (or negative usage) | Ducting - Repair and Sealing_Existing | NEQ | Existing | Lodging | Ducting - Repair and Sealing | 2 | E2 All NEQ Savings (or negative usage) | 0 | 0 | 0 | 0 | 0
Gas Boiler - Blowdown Heat Recovery_Lodging_Existing_E2 All NEQ Savings (or negative usage) | Gas Boiler - Blowdown Heat Recovery_Lodging_Existing | Gas Boiler - Blowdown Heat Recovery_Existing_E2 All NEQ Savings (or negative usage) | Gas Boiler - Blowdown Heat Recovery_Existing | NEQ | Existing | Lodging | Gas Boiler - Blowdown Heat Recovery | 2 | E2 All NEQ Savings (or negative usage) | 1.5269 | 1.5076 | 1.5269 | 1.5269 | 1.5076
Gas Boiler - Burner Control Optimization_Lodging_Existing_E2 All NEQ Savings (or negative usage) | Gas Boiler - Burner Control Optimization_Lodging_Existing | Gas Boiler - Burner Control Optimization_Existing_E2 All NEQ Savings (or negative usage) | Gas Boiler - Burner Control Optimization_Existing | NEQ | Existing | Lodging | Gas Boiler - Burner Control Optimization | 2 | E2 All NEQ Savings (or negative usage) | 0.2929 | 0.2892 | 0.2929 | 0.2929 | 0.2892
Gas Boiler - High Turndown Burner_Lodging_Existing_E2 All NEQ Savings (or negative usage) | Gas Boiler - High Turndown Burner_Lodging_Existing | Gas Boiler - High Turndown Burner_Existing_E2 All NEQ Savings (or negative usage) | Gas Boiler - High Turndown Burner_Existing | NEQ | Existing | Lodging | Gas Boiler - High Turndown Burner | 2 | E2 All NEQ Savings (or negative usage) | 0.25836 | 0.25516 | 0.25836 | 0.25836 | 0.25516
Gas Boiler - Hot Water Reset_Lodging_Existing_E2 All NEQ Savings (or negative usage) | Gas Boiler - Hot Water Reset_Lodging_Existing | Gas Boiler - Hot Water Reset_Existing_E2 All NEQ Savings (or negative usage) | Gas Boiler - Hot Water Reset_Existing | NEQ | Existing | Lodging | Gas Boiler - Hot Water Reset | 2 | E2 All NEQ Savings (or negative usage) | 1.5951 | 1.5727 | 1.5951 | 1.5951 | 1.5727
Gas Boiler - Insulate Hot Water Lines_Lodging_Existing_E2 All NEQ Savings (or negative usage) | Gas Boiler - Insulate Hot Water Lines_Lodging_Existing | Gas Boiler - Insulate Hot Water Lines_Existing_E2 All NEQ Savings (or negative usage) | Gas Boiler - Insulate Hot Water Lines_Existing | NEQ | Existing | Lodging | Gas Boiler - Insulate Hot Water Lines | 2 | E2 All NEQ Savings (or negative usage) | 0.73118 | 0.72284 | 0.73118 | 0.73118 | 0.72284
Gas Boiler - Insulate Steam Lines/Condensate Tank_Lodging_Existing_E2 All NEQ Savings (or negative usage) | Gas Boiler - Insulate Steam Lines/Condensate Tank_Lodging_Existing | Gas Boiler - Insulate Steam Lines/Condensate Tank_Existing_E2 All NEQ Savings (or negative usage) | Gas Boiler - Insulate Steam Lines/Condensate Tank_Existing | NEQ | Existing | Lodging | Gas Boiler - Insulate Steam Lines/Condensate Tank | 2 | E2 All NEQ Savings (or negative usage) | 0.22841 | 0.22581 | 0.22841 | 0.22841 | 0.22581
Gas Boiler - Maintenance_Lodging_Existing_E2 All NEQ Savings (or negative usage) | Gas Boiler - Maintenance_Lodging_Existing | Gas Boiler - Maintenance_Existing_E2 All NEQ Savings (or negative usage) | Gas Boiler - Maintenance_Existing | NEQ | Existing | Lodging | Gas Boiler - Maintenance | 2 | E2 All NEQ Savings (or negative usage) | 0.22649 | 0.23017 | 0.22649 | 0.22649 | 0.23017
Gas Boiler - Radiator Replacement_Lodging_Existing_E2 All NEQ Savings (or negative usage) | Gas Boiler - Radiator Replacement_Lodging_Existing | Gas Boiler - Radiator Replacement_Existing_E2 All NEQ Savings (or negative usage) | Gas Boiler - Radiator Replacement_Existing | NEQ | Existing | Lodging | Gas Boiler - Radiator Replacement | 2 | E2 All NEQ Savings (or negative usage) | 1.339 | 1.3236 | 1.339 | 1.339 | 1.3236
Gas Boiler - Stack Economizer_Lodging_Existing_E2 All NEQ Savings (or negative usage) | Gas Boiler - Stack Economizer_Lodging_Existing | Gas Boiler - Stack Economizer_Existing_E2 All NEQ Savings (or negative usage) | Gas Boiler - Stack Economizer_Existing | NEQ | Existing | Lodging | Gas Boiler - Stack Economizer | 2 | E2 All NEQ Savings (or negative usage) | 0.80037 | 0.79125 | 0.80037 | 0.80037 | 0.79125
Gas Boiler - Steam Trap Replacement_Lodging_Existing_E2 All NEQ Savings (or negative usage) | Gas Boiler - Steam Trap Replacement_Lodging_Existing | Gas Boiler - Steam Trap Replacement_Existing_E2 All NEQ Savings (or negative usage) | Gas Boiler - Steam Trap Replacement_Existing | NEQ | Existing | Lodging | Gas Boiler - Steam Trap Replacement | 2 | E2 All NEQ Savings (or negative usage) | 10.3491 | 10.4452 | 10.3491 | 10.3491 | 10.4452
Gas Boiler - Thermostatic Radiator Valves_Lodging_Existing_E2 All NEQ Savings (or negative usage) | Gas Boiler - Thermostatic Radiator Valves_Lodging_Existing | Gas Boiler - Thermostatic Radiator Valves_Existing_E2 All NEQ Savings (or negative usage) | Gas Boiler - Thermostatic Radiator Valves_Existing | NEQ | Existing | Lodging | Gas Boiler - Thermostatic Radiator Valves | 2 | E2 All NEQ Savings (or negative usage) | 8.6585 | 8.5598 | 8.6585 | 8.6585 | 8.5598
Gas Furnace - Maintenance_Lodging_Existing_E2 All NEQ Savings (or negative usage) | Gas Furnace - Maintenance_Lodging_Existing | Gas Furnace - Maintenance_Existing_E2 All NEQ Savings (or negative usage) | Gas Furnace - Maintenance_Existing | NEQ | Existing | Lodging | Gas Furnace - Maintenance | 2 | E2 All NEQ Savings (or negative usage) | 0.073231 | 0.074424 | 0.073231 | 0.073231 | 0.074424
Gas-Fired Combination Heat Pump Conversion_Lodging_Existing_E2 All NEQ Savings (or negative usage) | Gas-Fired Combination Heat Pump Conversion_Lodging_Existing | Gas-Fired Combination Heat Pump Conversion_Existing_E2 All NEQ Savings (or negative usage) | Gas-Fired Combination Heat Pump Conversion_Existing | NEQ | Existing | Lodging | Gas-Fired Combination Heat Pump Conversion | 2 | E2 All NEQ Savings (or negative usage) | 0.1362 | 0.13492 | 0.1362 | 0.1362 | 0.13492
HVAC - Dedicated Outdoor Air System (DOAS)_Lodging_Existing_E2 All NEQ Savings (or negative usage) | HVAC - Dedicated Outdoor Air System (DOAS)_Lodging_Existing | HVAC - Dedicated Outdoor Air System (DOAS)_Existing_E2 All NEQ Savings (or negative usage) | HVAC - Dedicated Outdoor Air System (DOAS)_Existing | NEQ | Existing | Lodging | HVAC - Dedicated Outdoor Air System (DOAS) | 2 | E2 All NEQ Savings (or negative usage) | 0 | 0 | 0 | 0 | 0
HVAC - Energy Recovery Ventilator_Lodging_Existing_E2 All NEQ Savings (or negative usage) | HVAC - Energy Recovery Ventilator_Lodging_Existing | HVAC - Energy Recovery Ventilator_Existing_E2 All NEQ Savings (or negative usage) | HVAC - Energy Recovery Ventilator_Existing | NEQ | Existing | Lodging | HVAC - Energy Recovery Ventilator | 2 | E2 All NEQ Savings (or negative usage) | 0.54053 | 0.53475 | 0.54053 | 0.54053 | 0.53475
HVAC - Shut Off Damper_Lodging_Existing_E2 All NEQ Savings (or negative usage) | HVAC - Shut Off Damper_Lodging_Existing | HVAC - Shut Off Damper_Existing_E2 All NEQ Savings (or negative usage) | HVAC - Shut Off Damper_Existing | NEQ | Existing | Lodging | HVAC - Shut Off Damper | 2 | E2 All NEQ Savings (or negative usage) | 0.049451 | 0.048914 | 0.049451 | 0.049451 | 0.048914
Industrial Air Curtains_Lodging_Existing_E2 All NEQ Savings (or negative usage) | Industrial Air Curtains_Lodging_Existing | Industrial Air Curtains_Existing_E2 All NEQ Savings (or negative usage) | Industrial Air Curtains_Existing | NEQ | Existing | Lodging | Industrial Air Curtains | 2 | E2 All NEQ Savings (or negative usage) | 0.90964 | 0.89991 | 0.90964 | 0.90964 | 0.89991
Infiltration Control - Loading Dock Sealing_Lodging_Existing_E2 All NEQ Savings (or negative usage) | Infiltration Control - Loading Dock Sealing_Lodging_Existing | Infiltration Control - Loading Dock Sealing_Existing_E2 All NEQ Savings (or negative usage) | Infiltration Control - Loading Dock Sealing_Existing | NEQ | Existing | Lodging | Infiltration Control - Loading Dock Sealing | 2 | E2 All NEQ Savings (or negative usage) | 0.60506 | 0.59859 | 0.60506 | 0.60506 | 0.59859
Insulation - Ceiling_Lodging_Existing_E2 All NEQ Savings (or negative usage) | Insulation - Ceiling_Lodging_Existing | Insulation - Ceiling_Existing_E2 All NEQ Savings (or negative usage) | Insulation - Ceiling_Existing | NEQ | Existing | Lodging | Insulation - Ceiling | 2 | E2 All NEQ Savings (or negative usage) | 0.3871 | 0.384 | 0.3871 | 0.3871 | 0.384
Insulation - Ducting_Lodging_Existing_E2 All NEQ Savings (or negative usage) | Insulation - Ducting_Lodging_Existing | Insulation - Ducting_Existing_E2 All NEQ Savings (or negative usage) | Insulation - Ducting_Existing | NEQ | Existing | Lodging | Insulation - Ducting | 2 | E2 All NEQ Savings (or negative usage) | 0 | 0 | 0 | 0 | 0
Insulation - Wall Cavity_Lodging_Existing_E2 All NEQ Savings (or negative usage) | Insulation - Wall Cavity_Lodging_Existing | Insulation - Wall Cavity_Existing_E2 All NEQ Savings (or negative usage) | Insulation - Wall Cavity_Existing | NEQ | Existing | Lodging | Insulation - Wall Cavity | 2 | E2 All NEQ Savings (or negative usage) | 0.31681 | 0.31427 | 0.31681 | 0.31681 | 0.31427
Kitchen Ventilation - Advanced Controls_Lodging_Existing_E2 All NEQ Savings (or negative usage) | Kitchen Ventilation - Advanced Controls_Lodging_Existing | Kitchen Ventilation - Advanced Controls_Existing_E2 All NEQ Savings (or negative usage) | Kitchen Ventilation - Advanced Controls_Existing | NEQ | Existing | Lodging | Kitchen Ventilation - Advanced Controls | 2 | E2 All NEQ Savings (or negative usage) | 0.96232 | 0.95085 | 0.96232 | 0.96232 | 0.95085
Lodging - Guest Room Controls_Lodging_Existing_E2 All NEQ Savings (or negative usage) | Lodging - Guest Room Controls_Lodging_Existing | Lodging - Guest Room Controls_Existing_E2 All NEQ Savings (or negative usage) | Lodging - Guest Room Controls_Existing | NEQ | Existing | Lodging | Lodging - Guest Room Controls | 2 | E2 All NEQ Savings (or negative usage) | 0.47742 | 0.47232 | 0.47742 | 0.47742 | 0.47232
Pool Heater - Night Covers_Lodging_Existing_E2 All NEQ Savings (or negative usage) | Pool Heater - Night Covers_Lodging_Existing | Pool Heater - Night Covers_Existing_E2 All NEQ Savings (or negative usage) | Pool Heater - Night Covers_Existing | NEQ | Existing | Lodging | Pool Heater - Night Covers | 2 | E2 All NEQ Savings (or negative usage) | 0.10004 | 0.10029 | 0.10004 | 0.10004 | 0.10029
Refrigeration - Heat Recovery_Lodging_Existing_E2 All NEQ Savings (or negative usage) | Refrigeration - Heat Recovery_Lodging_Existing | Refrigeration - Heat Recovery_Existing_E2 All NEQ Savings (or negative usage) | Refrigeration - Heat Recovery_Existing | NEQ | Existing | Lodging | Refrigeration - Heat Recovery | 2 | E2 All NEQ Savings (or negative usage) | 4.7611 | 4.7341 | 4.7611 | 4.7611 | 4.7341
Retrocommissioning_Lodging_Existing_E2 All NEQ Savings (or negative usage) | Retrocommissioning_Lodging_Existing | Retrocommissioning_Existing_E2 All NEQ Savings (or negative usage) | Retrocommissioning_Existing | NEQ | Existing | Lodging | Retrocommissioning | 2 | E2 All NEQ Savings (or negative usage) | 6.6949 | 6.8307 | 6.6949 | 6.6949 | 6.8307
Strategic Energy Management_Lodging_Existing_E2 All NEQ Savings (or negative usage) | Strategic Energy Management_Lodging_Existing | Strategic Energy Management_Existing_E2 All NEQ Savings (or negative usage) | Strategic Energy Management_Existing | NEQ | Existing | Lodging | Strategic Energy Management | 2 | E2 All NEQ Savings (or negative usage) | 0.36457 | 0.37197 | 0.36457 | 0.36457 | 0.37197
Thermostat - Programmable_Lodging_Existing_E2 All NEQ Savings (or negative usage) | Thermostat - Programmable_Lodging_Existing | Thermostat - Programmable_Existing_E2 All NEQ Savings (or negative usage) | Thermostat - Programmable_Existing | NEQ | Existing | Lodging | Thermostat - Programmable | 2 | E2 All NEQ Savings (or negative usage) | 240.6465 | 237.4264 | 240.6465 | 240.6465 | 237.4264
Ventilation - Demand Controlled_Lodging_Existing_E2 All NEQ Savings (or negative usage) | Ventilation - Demand Controlled_Lodging_Existing | Ventilation - Demand Controlled_Existing_E2 All NEQ Savings (or negative usage) | Ventilation - Demand Controlled_Existing | NEQ | Existing | Lodging | Ventilation - Demand Controlled | 2 | E2 All NEQ Savings (or negative usage) | 0.35667 | 0.35452 | 0.35667 | 0.35667 | 0.35452
Water Heater - Drainwater Heat Recovery_Lodging_Existing_E2 All NEQ Savings (or negative usage) | Water Heater - Drainwater Heat Recovery_Lodging_Existing | Water Heater - Drainwater Heat Recovery_Existing_E2 All NEQ Savings (or negative usage) | Water Heater - Drainwater Heat Recovery_Existing | NEQ | Existing | Lodging | Water Heater - Drainwater Heat Recovery | 2 | E2 All NEQ Savings (or negative usage) | 0.037439 | 0.037219 | 0.037439 | 0.037439 | 0.037219
Water Heater - Pipe Insulation_Lodging_Existing_E2 All NEQ Savings (or negative usage) | Water Heater - Pipe Insulation_Lodging_Existing | Water Heater - Pipe Insulation_Existing_E2 All NEQ Savings (or negative usage) | Water Heater - Pipe Insulation_Existing | NEQ | Existing | Lodging | Water Heater - Pipe Insulation | 2 | E2 All NEQ Savings (or negative usage) | 1.6241 | 1.6149 | 1.6241 | 1.6241 | 1.6149
Water Heater - Pre-Rinse Spray Valve_Lodging_Existing_E2 All NEQ Savings (or negative usage) | Water Heater - Pre-Rinse Spray Valve_Lodging_Existing | Water Heater - Pre-Rinse Spray Valve_Existing_E2 All NEQ Savings (or negative usage) | Water Heater - Pre-Rinse Spray Valve_Existing | NEQ | Existing | Lodging | Water Heater - Pre-Rinse Spray Valve | 2 | E2 All NEQ Savings (or negative usage) | 2.5759 | 2.6159 | 2.5759 | 2.5759 | 2.6159
Water Heater - Solar System_Lodging_Existing_E2 All NEQ Savings (or negative usage) | Water Heater - Solar System_Lodging_Existing | Water Heater - Solar System_Existing_E2 All NEQ Savings (or negative usage) | Water Heater - Solar System_Existing | NEQ | Existing | Lodging | Water Heater - Solar System | 2 | E2 All NEQ Savings (or negative usage) | 0.17596 | 0.17496 | 0.17596 | 0.17596 | 0.17496
Water Heater - Thermostatic Shower Restriction Valve_Lodging_Existing_E2 All NEQ Savings (or negative usage) | Water Heater - Thermostatic Shower Restriction Valve_Lodging_Existing | Water Heater - Thermostatic Shower Restriction Valve_Existing_E2 All NEQ Savings (or negative usage) | Water Heater - Thermostatic Shower Restriction Valve_Existing | NEQ | Existing | Lodging | Water Heater - Thermostatic Shower Restriction Valve | 2 | E2 All NEQ Savings (or negative usage) | 0.30637 | 0.31134 | 0.30637 | 0.30637 | 0.31134
Windows - High Efficiency Glazing_Lodging_Existing_E2 All NEQ Savings (or negative usage) | Windows - High Efficiency Glazing_Lodging_Existing | Windows - High Efficiency Glazing_Existing_E2 All NEQ Savings (or negative usage) | Windows - High Efficiency Glazing_Existing | NEQ | Existing | Lodging | Windows - High Efficiency Glazing | 2 | E2 All NEQ Savings (or negative usage) | 0.002184 | 0.0021666 | 0.002184 | 0.002184 | 0.0021666
Windows - Secondary Glazing Systems_Lodging_Existing_E2 All NEQ Savings (or negative usage) | Windows - Secondary Glazing Systems_Lodging_Existing | Windows - Secondary Glazing Systems_Existing_E2 All NEQ Savings (or negative usage) | Windows - Secondary Glazing Systems_Existing | NEQ | Existing | Lodging | Windows - Secondary Glazing Systems | 2 | E2 All NEQ Savings (or negative usage) | 0.024197 | 0.02396 | 0.024197 | 0.024197 | 0.02396
Advanced New Construction Designs_Miscellaneous_Existing_E2 All NEQ Savings (or negative usage) | Advanced New Construction Designs_Miscellaneous_Existing | Advanced New Construction Designs_Existing_E2 All NEQ Savings (or negative usage) | Advanced New Construction Designs_Existing | NEQ | Existing | Miscellaneous | Advanced New Construction Designs | 2 | E2 All NEQ Savings (or negative usage) | 0 | 0 | 0 | 0 | 0
Building Shell - Air Sealing (Infiltration Control)_Miscellaneous_Existing_E2 All NEQ Savings (or negative usage) | Building Shell - Air Sealing (Infiltration Control)_Miscellaneous_Existing | Building Shell - Air Sealing (Infiltration Control)_Existing_E2 All NEQ Savings (or negative usage) | Building Shell - Air Sealing (Infiltration Control)_Existing | NEQ | Existing | Miscellaneous | Building Shell - Air Sealing (Infiltration Control) | 2 | E2 All NEQ Savings (or negative usage) | 0.19772 | 0.19536 | 0.19772 | 0.19772 | 0.19536
Circulation Pump - Controls_Miscellaneous_Existing_E2 All NEQ Savings (or negative usage) | Circulation Pump - Controls_Miscellaneous_Existing | Circulation Pump - Controls_Existing_E2 All NEQ Savings (or negative usage) | Circulation Pump - Controls_Existing | NEQ | Existing | Miscellaneous | Circulation Pump - Controls | 2 | E2 All NEQ Savings (or negative usage) | 0.15173 | 0.15167 | 0.15173 | 0.15173 | 0.15167
Commercial Laundry - Dryer Efficiency Retrofit_Miscellaneous_Existing_E2 All NEQ Savings (or negative usage) | Commercial Laundry - Dryer Efficiency Retrofit_Miscellaneous_Existing | Commercial Laundry - Dryer Efficiency Retrofit_Existing_E2 All NEQ Savings (or negative usage) | Commercial Laundry - Dryer Efficiency Retrofit_Existing | NEQ | Existing | Miscellaneous | Commercial Laundry - Dryer Efficiency Retrofit | 2 | E2 All NEQ Savings (or negative usage) | 213.1182 | 212.8764 | 213.1182 | 213.1182 | 212.8764
Commercial Laundry - ENERGY STAR Washer (8.0)_Miscellaneous_Existing_E2 All NEQ Savings (or negative usage) | Commercial Laundry - ENERGY STAR Washer (8.0)_Miscellaneous_Existing | Commercial Laundry - ENERGY STAR Washer (8.0)_Existing_E2 All NEQ Savings (or negative usage) | Commercial Laundry - ENERGY STAR Washer (8.0)_Existing | NEQ | Existing | Miscellaneous | Commercial Laundry - ENERGY STAR Washer (8.0) | 2 | E2 All NEQ Savings (or negative usage) | 0.33197 | 0.33709 | 0.33197 | 0.33197 | 0.33709
Commercial Laundry - Ozone Treatment_Miscellaneous_Existing_E2 All NEQ Savings (or negative usage) | Commercial Laundry - Ozone Treatment_Miscellaneous_Existing | Commercial Laundry - Ozone Treatment_Existing_E2 All NEQ Savings (or negative usage) | Commercial Laundry - Ozone Treatment_Existing | NEQ | Existing | Miscellaneous | Commercial Laundry - Ozone Treatment | 2 | E2 All NEQ Savings (or negative usage) | 4.2802 | 4.2787 | 4.2802 | 4.2802 | 4.2787
Connected Thermostat - ENERGY STAR (1.0)_Miscellaneous_Existing_E2 All NEQ Savings (or negative usage) | Connected Thermostat - ENERGY STAR (1.0)_Miscellaneous_Existing | Connected Thermostat - ENERGY STAR (1.0)_Existing_E2 All NEQ Savings (or negative usage) | Connected Thermostat - ENERGY STAR (1.0)_Existing | NEQ | Existing | Miscellaneous | Connected Thermostat - ENERGY STAR (1.0) | 2 | E2 All NEQ Savings (or negative usage) | 0.2676 | 0.2701 | 0.2676 | 0.2676 | 0.2701
Destratification Fans (HVLS)_Miscellaneous_Existing_E2 All NEQ Savings (or negative usage) | Destratification Fans (HVLS)_Miscellaneous_Existing | Destratification Fans (HVLS)_Existing_E2 All NEQ Savings (or negative usage) | Destratification Fans (HVLS)_Existing | NEQ | Existing | Miscellaneous | Destratification Fans (HVLS) | 2 | E2 All NEQ Savings (or negative usage) | 0.30365 | 0.30189 | 0.30365 | 0.30365 | 0.30189
Ducting - Repair and Sealing_Miscellaneous_Existing_E2 All NEQ Savings (or negative usage) | Ducting - Repair and Sealing_Miscellaneous_Existing | Ducting - Repair and Sealing_Existing_E2 All NEQ Savings (or negative usage) | Ducting - Repair and Sealing_Existing | NEQ | Existing | Miscellaneous | Ducting - Repair and Sealing | 2 | E2 All NEQ Savings (or negative usage) | 0 | 0 | 0 | 0 | 0
Gas Boiler - Blowdown Heat Recovery_Miscellaneous_Existing_E2 All NEQ Savings (or negative usage) | Gas Boiler - Blowdown Heat Recovery_Miscellaneous_Existing | Gas Boiler - Blowdown Heat Recovery_Existing_E2 All NEQ Savings (or negative usage) | Gas Boiler - Blowdown Heat Recovery_Existing | NEQ | Existing | Miscellaneous | Gas Boiler - Blowdown Heat Recovery | 2 | E2 All NEQ Savings (or negative usage) | 1.5199 | 1.5007 | 1.5199 | 1.5199 | 1.5007
Gas Boiler - Burner Control Optimization_Miscellaneous_Existing_E2 All NEQ Savings (or negative usage) | Gas Boiler - Burner Control Optimization_Miscellaneous_Existing | Gas Boiler - Burner Control Optimization_Existing_E2 All NEQ Savings (or negative usage) | Gas Boiler - Burner Control Optimization_Existing | NEQ | Existing | Miscellaneous | Gas Boiler - Burner Control Optimization | 2 | E2 All NEQ Savings (or negative usage) | 0.060481 | 0.059717 | 0.060481 | 0.060481 | 0.059717
Gas Boiler - High Turndown Burner_Miscellaneous_Existing_E2 All NEQ Savings (or negative usage) | Gas Boiler - High Turndown Burner_Miscellaneous_Existing | Gas Boiler - High Turndown Burner_Existing_E2 All NEQ Savings (or negative usage) | Gas Boiler - High Turndown Burner_Existing | NEQ | Existing | Miscellaneous | Gas Boiler - High Turndown Burner | 2 | E2 All NEQ Savings (or negative usage) | 1.1938 | 1.179 | 1.1938 | 1.1938 | 1.179
Gas Boiler - Hot Water Reset_Miscellaneous_Existing_E2 All NEQ Savings (or negative usage) | Gas Boiler - Hot Water Reset_Miscellaneous_Existing | Gas Boiler - Hot Water Reset_Existing_E2 All NEQ Savings (or negative usage) | Gas Boiler - Hot Water Reset_Existing | NEQ | Existing | Miscellaneous | Gas Boiler - Hot Water Reset | 2 | E2 All NEQ Savings (or negative usage) | 7.3707 | 7.267 | 7.3707 | 7.3707 | 7.267
Gas Boiler - Insulate Hot Water Lines_Miscellaneous_Existing_E2 All NEQ Savings (or negative usage) | Gas Boiler - Insulate Hot Water Lines_Miscellaneous_Existing | Gas Boiler - Insulate Hot Water Lines_Existing_E2 All NEQ Savings (or negative usage) | Gas Boiler - Insulate Hot Water Lines_Existing | NEQ | Existing | Miscellaneous | Gas Boiler - Insulate Hot Water Lines | 2 | E2 All NEQ Savings (or negative usage) | 0.65623 | 0.64874 | 0.65623 | 0.65623 | 0.64874
Gas Boiler - Insulate Steam Lines/Condensate Tank_Miscellaneous_Existing_E2 All NEQ Savings (or negative usage) | Gas Boiler - Insulate Steam Lines/Condensate Tank_Miscellaneous_Existing | Gas Boiler - Insulate Steam Lines/Condensate Tank_Existing_E2 All NEQ Savings (or negative usage) | Gas Boiler - Insulate Steam Lines/Condensate Tank_Existing | NEQ | Existing | Miscellaneous | Gas Boiler - Insulate Steam Lines/Condensate Tank | 2 | E2 All NEQ Savings (or negative usage) | 0.12025 | 0.11888 | 0.12025 | 0.12025 | 0.11888
Gas Boiler - Maintenance_Miscellaneous_Existing_E2 All NEQ Savings (or negative usage) | Gas Boiler - Maintenance_Miscellaneous_Existing | Gas Boiler - Maintenance_Existing_E2 All NEQ Savings (or negative usage) | Gas Boiler - Maintenance_Existing | NEQ | Existing | Miscellaneous | Gas Boiler - Maintenance | 2 | E2 All NEQ Savings (or negative usage) | 1.0466 | 1.0636 | 1.0466 | 1.0466 | 1.0636
Gas Boiler - Radiator Replacement_Miscellaneous_Existing_E2 All NEQ Savings (or negative usage) | Gas Boiler - Radiator Replacement_Miscellaneous_Existing | Gas Boiler - Radiator Replacement_Existing_E2 All NEQ Savings (or negative usage) | Gas Boiler - Radiator Replacement_Existing | NEQ | Existing | Miscellaneous | Gas Boiler - Radiator Replacement | 2 | E2 All NEQ Savings (or negative usage) | 1.339 | 1.3236 | 1.339 | 1.339 | 1.3236
Gas Boiler - Stack Economizer_Miscellaneous_Existing_E2 All NEQ Savings (or negative usage) | Gas Boiler - Stack Economizer_Miscellaneous_Existing | Gas Boiler - Stack Economizer_Existing_E2 All NEQ Savings (or negative usage) | Gas Boiler - Stack Economizer_Existing | NEQ | Existing | Miscellaneous | Gas Boiler - Stack Economizer | 2 | E2 All NEQ Savings (or negative usage) | 3.6984 | 3.6562 | 3.6984 | 3.6984 | 3.6562
Gas Boiler - Steam Trap Replacement_Miscellaneous_Existing_E2 All NEQ Savings (or negative usage) | Gas Boiler - Steam Trap Replacement_Miscellaneous_Existing | Gas Boiler - Steam Trap Replacement_Existing_E2 All NEQ Savings (or negative usage) | Gas Boiler - Steam Trap Replacement_Existing | NEQ | Existing | Miscellaneous | Gas Boiler - Steam Trap Replacement | 2 | E2 All NEQ Savings (or negative usage) | 10.3491 | 10.4451 | 10.3491 | 10.3491 | 10.4451
Gas Boiler - Thermostatic Radiator Valves_Miscellaneous_Existing_E2 All NEQ Savings (or negative usage) | Gas Boiler - Thermostatic Radiator Valves_Miscellaneous_Existing | Gas Boiler - Thermostatic Radiator Valves_Existing_E2 All NEQ Savings (or negative usage) | Gas Boiler - Thermostatic Radiator Valves_Existing | NEQ | Existing | Miscellaneous | Gas Boiler - Thermostatic Radiator Valves | 2 | E2 All NEQ Savings (or negative usage) | 8.6584 | 8.5597 | 8.6584 | 8.6584 | 8.5597
Gas Furnace - Maintenance_Miscellaneous_Existing_E2 All NEQ Savings (or negative usage) | Gas Furnace - Maintenance_Miscellaneous_Existing | Gas Furnace - Maintenance_Existing_E2 All NEQ Savings (or negative usage) | Gas Furnace - Maintenance_Existing | NEQ | Existing | Miscellaneous | Gas Furnace - Maintenance | 2 | E2 All NEQ Savings (or negative usage) | 0.13383 | 0.13615 | 0.13383 | 0.13383 | 0.13615
Gas-Fired Combination Heat Pump Conversion_Miscellaneous_Existing_E2 All NEQ Savings (or negative usage) | Gas-Fired Combination Heat Pump Conversion_Miscellaneous_Existing | Gas-Fired Combination Heat Pump Conversion_Existing_E2 All NEQ Savings (or negative usage) | Gas-Fired Combination Heat Pump Conversion_Existing | NEQ | Existing | Miscellaneous | Gas-Fired Combination Heat Pump Conversion | 2 | E2 All NEQ Savings (or negative usage) | 0.2642 | 0.26158 | 0.2642 | 0.2642 | 0.26158
HVAC - Dedicated Outdoor Air System (DOAS)_Miscellaneous_Existing_E2 All NEQ Savings (or negative usage) | HVAC - Dedicated Outdoor Air System (DOAS)_Miscellaneous_Existing | HVAC - Dedicated Outdoor Air System (DOAS)_Existing_E2 All NEQ Savings (or negative usage) | HVAC - Dedicated Outdoor Air System (DOAS)_Existing | NEQ | Existing | Miscellaneous | HVAC - Dedicated Outdoor Air System (DOAS) | 2 | E2 All NEQ Savings (or negative usage) | 0 | 0 | 0 | 0 | 0
HVAC - Energy Recovery Ventilator_Miscellaneous_Existing_E2 All NEQ Savings (or negative usage) | HVAC - Energy Recovery Ventilator_Miscellaneous_Existing | HVAC - Energy Recovery Ventilator_Existing_E2 All NEQ Savings (or negative usage) | HVAC - Energy Recovery Ventilator_Existing | NEQ | Existing | Miscellaneous | HVAC - Energy Recovery Ventilator | 2 | E2 All NEQ Savings (or negative usage) | 1.3146 | 1.3005 | 1.3146 | 1.3146 | 1.3005
HVAC - Shut Off Damper_Miscellaneous_Existing_E2 All NEQ Savings (or negative usage) | HVAC - Shut Off Damper_Miscellaneous_Existing | HVAC - Shut Off Damper_Existing_E2 All NEQ Savings (or negative usage) | HVAC - Shut Off Damper_Existing | NEQ | Existing | Miscellaneous | HVAC - Shut Off Damper | 2 | E2 All NEQ Savings (or negative usage) | 0.13507 | 0.13359 | 0.13507 | 0.13507 | 0.13359
Industrial Air Curtains_Miscellaneous_Existing_E2 All NEQ Savings (or negative usage) | Industrial Air Curtains_Miscellaneous_Existing | Industrial Air Curtains_Existing_E2 All NEQ Savings (or negative usage) | Industrial Air Curtains_Existing | NEQ | Existing | Miscellaneous | Industrial Air Curtains | 2 | E2 All NEQ Savings (or negative usage) | 0.034923 | 0.034551 | 0.034923 | 0.034923 | 0.034551
Infiltration Control - Loading Dock Sealing_Miscellaneous_Existing_E2 All NEQ Savings (or negative usage) | Infiltration Control - Loading Dock Sealing_Miscellaneous_Existing | Infiltration Control - Loading Dock Sealing_Existing_E2 All NEQ Savings (or negative usage) | Infiltration Control - Loading Dock Sealing_Existing | NEQ | Existing | Miscellaneous | Infiltration Control - Loading Dock Sealing | 2 | E2 All NEQ Savings (or negative usage) | 0.02323 | 0.022982 | 0.02323 | 0.02323 | 0.022982
Insulation - Ceiling_Miscellaneous_Existing_E2 All NEQ Savings (or negative usage) | Insulation - Ceiling_Miscellaneous_Existing | Insulation - Ceiling_Existing_E2 All NEQ Savings (or negative usage) | Insulation - Ceiling_Existing | NEQ | Existing | Miscellaneous | Insulation - Ceiling | 2 | E2 All NEQ Savings (or negative usage) | 0.16841 | 0.16706 | 0.16841 | 0.16841 | 0.16706
Insulation - Ducting_Miscellaneous_Existing_E2 All NEQ Savings (or negative usage) | Insulation - Ducting_Miscellaneous_Existing | Insulation - Ducting_Existing_E2 All NEQ Savings (or negative usage) | Insulation - Ducting_Existing | NEQ | Existing | Miscellaneous | Insulation - Ducting | 2 | E2 All NEQ Savings (or negative usage) | 0 | 0 | 0 | 0 | 0
Insulation - Wall Cavity_Miscellaneous_Existing_E2 All NEQ Savings (or negative usage) | Insulation - Wall Cavity_Miscellaneous_Existing | Insulation - Wall Cavity_Existing_E2 All NEQ Savings (or negative usage) | Insulation - Wall Cavity_Existing | NEQ | Existing | Miscellaneous | Insulation - Wall Cavity | 2 | E2 All NEQ Savings (or negative usage) | 0.1604 | 0.15911 | 0.1604 | 0.1604 | 0.15911
Kitchen Ventilation - Advanced Controls_Miscellaneous_Existing_E2 All NEQ Savings (or negative usage) | Kitchen Ventilation - Advanced Controls_Miscellaneous_Existing | Kitchen Ventilation - Advanced Controls_Existing_E2 All NEQ Savings (or negative usage) | Kitchen Ventilation - Advanced Controls_Existing | NEQ | Existing | Miscellaneous | Kitchen Ventilation - Advanced Controls | 2 | E2 All NEQ Savings (or negative usage) | 0.036942 | 0.036501 | 0.036942 | 0.036942 | 0.036501
Lodging - Guest Room Controls_Miscellaneous_Existing_E2 All NEQ Savings (or negative usage) | Lodging - Guest Room Controls_Miscellaneous_Existing | Lodging - Guest Room Controls_Existing_E2 All NEQ Savings (or negative usage) | Lodging - Guest Room Controls_Existing | NEQ | Existing | Miscellaneous | Lodging - Guest Room Controls | 2 | E2 All NEQ Savings (or negative usage) | 0 | 0 | 0 | 0 | 0
Pool Heater - Night Covers_Miscellaneous_Existing_E2 All NEQ Savings (or negative usage) | Pool Heater - Night Covers_Miscellaneous_Existing | Pool Heater - Night Covers_Existing_E2 All NEQ Savings (or negative usage) | Pool Heater - Night Covers_Existing | NEQ | Existing | Miscellaneous | Pool Heater - Night Covers | 2 | E2 All NEQ Savings (or negative usage) | 0.13585 | 0.13659 | 0.13585 | 0.13585 | 0.13659
Refrigeration - Heat Recovery_Miscellaneous_Existing_E2 All NEQ Savings (or negative usage) | Refrigeration - Heat Recovery_Miscellaneous_Existing | Refrigeration - Heat Recovery_Existing_E2 All NEQ Savings (or negative usage) | Refrigeration - Heat Recovery_Existing | NEQ | Existing | Miscellaneous | Refrigeration - Heat Recovery | 2 | E2 All NEQ Savings (or negative usage) | 4.7609 | 4.7339 | 4.7609 | 4.7609 | 4.7339
Retrocommissioning_Miscellaneous_Existing_E2 All NEQ Savings (or negative usage) | Retrocommissioning_Miscellaneous_Existing | Retrocommissioning_Existing_E2 All NEQ Savings (or negative usage) | Retrocommissioning_Existing | NEQ | Existing | Miscellaneous | Retrocommissioning | 2 | E2 All NEQ Savings (or negative usage) | 6.6789 | 6.81 | 6.6789 | 6.6789 | 6.81
Strategic Energy Management_Miscellaneous_Existing_E2 All NEQ Savings (or negative usage) | Strategic Energy Management_Miscellaneous_Existing | Strategic Energy Management_Existing_E2 All NEQ Savings (or negative usage) | Strategic Energy Management_Existing | NEQ | Existing | Miscellaneous | Strategic Energy Management | 2 | E2 All NEQ Savings (or negative usage) | 0.16432 | 0.16755 | 0.16432 | 0.16432 | 0.16755
Thermostat - Programmable_Miscellaneous_Existing_E2 All NEQ Savings (or negative usage) | Thermostat - Programmable_Miscellaneous_Existing | Thermostat - Programmable_Existing_E2 All NEQ Savings (or negative usage) | Thermostat - Programmable_Existing | NEQ | Existing | Miscellaneous | Thermostat - Programmable | 2 | E2 All NEQ Savings (or negative usage) | 26.2865 | 25.9352 | 26.2865 | 26.2865 | 25.9352
Ventilation - Demand Controlled_Miscellaneous_Existing_E2 All NEQ Savings (or negative usage) | Ventilation - Demand Controlled_Miscellaneous_Existing | Ventilation - Demand Controlled_Existing_E2 All NEQ Savings (or negative usage) | Ventilation - Demand Controlled_Existing | NEQ | Existing | Miscellaneous | Ventilation - Demand Controlled | 2 | E2 All NEQ Savings (or negative usage) | 0.47229 | 0.46941 | 0.47229 | 0.47229 | 0.46941
Water Heater - Drainwater Heat Recovery_Miscellaneous_Existing_E2 All NEQ Savings (or negative usage) | Water Heater - Drainwater Heat Recovery_Miscellaneous_Existing | Water Heater - Drainwater Heat Recovery_Existing_E2 All NEQ Savings (or negative usage) | Water Heater - Drainwater Heat Recovery_Existing | NEQ | Existing | Miscellaneous | Water Heater - Drainwater Heat Recovery | 2 | E2 All NEQ Savings (or negative usage) | 0.031073 | 0.03089 | 0.031073 | 0.031073 | 0.03089
Water Heater - Pipe Insulation_Miscellaneous_Existing_E2 All NEQ Savings (or negative usage) | Water Heater - Pipe Insulation_Miscellaneous_Existing | Water Heater - Pipe Insulation_Existing_E2 All NEQ Savings (or negative usage) | Water Heater - Pipe Insulation_Existing | NEQ | Existing | Miscellaneous | Water Heater - Pipe Insulation | 2 | E2 All NEQ Savings (or negative usage) | 0.6369 | 0.63328 | 0.6369 | 0.6369 | 0.63328
Water Heater - Pre-Rinse Spray Valve_Miscellaneous_Existing_E2 All NEQ Savings (or negative usage) | Water Heater - Pre-Rinse Spray Valve_Miscellaneous_Existing | Water Heater - Pre-Rinse Spray Valve_Existing_E2 All NEQ Savings (or negative usage) | Water Heater - Pre-Rinse Spray Valve_Existing | NEQ | Existing | Miscellaneous | Water Heater - Pre-Rinse Spray Valve | 2 | E2 All NEQ Savings (or negative usage) | 2.5759 | 2.6159 | 2.5759 | 2.5759 | 2.6159
Water Heater - Solar System_Miscellaneous_Existing_E2 All NEQ Savings (or negative usage) | Water Heater - Solar System_Miscellaneous_Existing | Water Heater - Solar System_Existing_E2 All NEQ Savings (or negative usage) | Water Heater - Solar System_Existing | NEQ | Existing | Miscellaneous | Water Heater - Solar System | 2 | E2 All NEQ Savings (or negative usage) | 1.1125 | 1.1062 | 1.1125 | 1.1125 | 1.1062
Water Heater - Thermostatic Shower Restriction Valve_Miscellaneous_Existing_E2 All NEQ Savings (or negative usage) | Water Heater - Thermostatic Shower Restriction Valve_Miscellaneous_Existing | Water Heater - Thermostatic Shower Restriction Valve_Existing_E2 All NEQ Savings (or negative usage) | Water Heater - Thermostatic Shower Restriction Valve_Existing | NEQ | Existing | Miscellaneous | Water Heater - Thermostatic Shower Restriction Valve | 2 | E2 All NEQ Savings (or negative usage) | 0.30636 | 0.31133 | 0.30636 | 0.30636 | 0.31133
Windows - High Efficiency Glazing_Miscellaneous_Existing_E2 All NEQ Savings (or negative usage) | Windows - High Efficiency Glazing_Miscellaneous_Existing | Windows - High Efficiency Glazing_Existing_E2 All NEQ Savings (or negative usage) | Windows - High Efficiency Glazing_Existing | NEQ | Existing | Miscellaneous | Windows - High Efficiency Glazing | 2 | E2 All NEQ Savings (or negative usage) | 0 | 0 | 0 | 0 | 0
Windows - Secondary Glazing Systems_Miscellaneous_Existing_E2 All NEQ Savings (or negative usage) | Windows - Secondary Glazing Systems_Miscellaneous_Existing | Windows - Secondary Glazing Systems_Existing_E2 All NEQ Savings (or negative usage) | Windows - Secondary Glazing Systems_Existing | NEQ | Existing | Miscellaneous | Windows - Secondary Glazing Systems | 2 | E2 All NEQ Savings (or negative usage) | 0.0035709 | 0.0035359 | 0.0035709 | 0.0035709 | 0.0035359
Advanced New Construction Designs_Office_Existing_E2 All NEQ Savings (or negative usage) | Advanced New Construction Designs_Office_Existing | Advanced New Construction Designs_Existing_E2 All NEQ Savings (or negative usage) | Advanced New Construction Designs_Existing | NEQ | Existing | Office | Advanced New Construction Designs | 2 | E2 All NEQ Savings (or negative usage) | 0 | 0 | 0 | 0 | 0
Building Shell - Air Sealing (Infiltration Control)_Office_Existing_E2 All NEQ Savings (or negative usage) | Building Shell - Air Sealing (Infiltration Control)_Office_Existing | Building Shell - Air Sealing (Infiltration Control)_Existing_E2 All NEQ Savings (or negative usage) | Building Shell - Air Sealing (Infiltration Control)_Existing | NEQ | Existing | Office | Building Shell - Air Sealing (Infiltration Control) | 2 | E2 All NEQ Savings (or negative usage) | 0.78221 | 0.77277 | 0.78221 | 0.78221 | 0.77277
Circulation Pump - Controls_Office_Existing_E2 All NEQ Savings (or negative usage) | Circulation Pump - Controls_Office_Existing | Circulation Pump - Controls_Existing_E2 All NEQ Savings (or negative usage) | Circulation Pump - Controls_Existing | NEQ | Existing | Office | Circulation Pump - Controls | 2 | E2 All NEQ Savings (or negative usage) | 1.8591 | 1.8584 | 1.8591 | 1.8591 | 1.8584
Commercial Laundry - Dryer Efficiency Retrofit_Office_Existing_E2 All NEQ Savings (or negative usage) | Commercial Laundry - Dryer Efficiency Retrofit_Office_Existing | Commercial Laundry - Dryer Efficiency Retrofit_Existing_E2 All NEQ Savings (or negative usage) | Commercial Laundry - Dryer Efficiency Retrofit_Existing | NEQ | Existing | Office | Commercial Laundry - Dryer Efficiency Retrofit | 2 | E2 All NEQ Savings (or negative usage) | 0.056522 | 0.056457 | 0.056522 | 0.056522 | 0.056457
Commercial Laundry - ENERGY STAR Washer (8.0)_Office_Existing_E2 All NEQ Savings (or negative usage) | Commercial Laundry - ENERGY STAR Washer (8.0)_Office_Existing | Commercial Laundry - ENERGY STAR Washer (8.0)_Existing_E2 All NEQ Savings (or negative usage) | Commercial Laundry - ENERGY STAR Washer (8.0)_Existing | NEQ | Existing | Office | Commercial Laundry - ENERGY STAR Washer (8.0) | 2 | E2 All NEQ Savings (or negative usage) | 0 | 0 | 0 | 0 | 0
Commercial Laundry - Ozone Treatment_Office_Existing_E2 All NEQ Savings (or negative usage) | Commercial Laundry - Ozone Treatment_Office_Existing | Commercial Laundry - Ozone Treatment_Existing_E2 All NEQ Savings (or negative usage) | Commercial Laundry - Ozone Treatment_Existing | NEQ | Existing | Office | Commercial Laundry - Ozone Treatment | 2 | E2 All NEQ Savings (or negative usage) | 0 | 0 | 0 | 0 | 0
Connected Thermostat - ENERGY STAR (1.0)_Office_Existing_E2 All NEQ Savings (or negative usage) | Connected Thermostat - ENERGY STAR (1.0)_Office_Existing | Connected Thermostat - ENERGY STAR (1.0)_Existing_E2 All NEQ Savings (or negative usage) | Connected Thermostat - ENERGY STAR (1.0)_Existing | NEQ | Existing | Office | Connected Thermostat - ENERGY STAR (1.0) | 2 | E2 All NEQ Savings (or negative usage) | 0.02696 | 0.027207 | 0.02696 | 0.02696 | 0.027207
Destratification Fans (HVLS)_Office_Existing_E2 All NEQ Savings (or negative usage) | Destratification Fans (HVLS)_Office_Existing | Destratification Fans (HVLS)_Existing_E2 All NEQ Savings (or negative usage) | Destratification Fans (HVLS)_Existing | NEQ | Existing | Office | Destratification Fans (HVLS) | 2 | E2 All NEQ Savings (or negative usage) | 1.0279 | 1.0218 | 1.0279 | 1.0279 | 1.0218
Ducting - Repair and Sealing_Office_Existing_E2 All NEQ Savings (or negative usage) | Ducting - Repair and Sealing_Office_Existing | Ducting - Repair and Sealing_Existing_E2 All NEQ Savings (or negative usage) | Ducting - Repair and Sealing_Existing | NEQ | Existing | Office | Ducting - Repair and Sealing | 2 | E2 All NEQ Savings (or negative usage) | 0 | 0 | 0 | 0 | 0
Gas Boiler - Blowdown Heat Recovery_Office_Existing_E2 All NEQ Savings (or negative usage) | Gas Boiler - Blowdown Heat Recovery_Office_Existing | Gas Boiler - Blowdown Heat Recovery_Existing_E2 All NEQ Savings (or negative usage) | Gas Boiler - Blowdown Heat Recovery_Existing | NEQ | Existing | Office | Gas Boiler - Blowdown Heat Recovery | 2 | E2 All NEQ Savings (or negative usage) | 1.3157 | 1.2991 | 1.3157 | 1.3157 | 1.2991
Gas Boiler - Burner Control Optimization_Office_Existing_E2 All NEQ Savings (or negative usage) | Gas Boiler - Burner Control Optimization_Office_Existing | Gas Boiler - Burner Control Optimization_Existing_E2 All NEQ Savings (or negative usage) | Gas Boiler - Burner Control Optimization_Existing | NEQ | Existing | Office | Gas Boiler - Burner Control Optimization | 2 | E2 All NEQ Savings (or negative usage) | 0.067431 | 0.066579 | 0.067431 | 0.067431 | 0.066579
Gas Boiler - High Turndown Burner_Office_Existing_E2 All NEQ Savings (or negative usage) | Gas Boiler - High Turndown Burner_Office_Existing | Gas Boiler - High Turndown Burner_Existing_E2 All NEQ Savings (or negative usage) | Gas Boiler - High Turndown Burner_Existing | NEQ | Existing | Office | Gas Boiler - High Turndown Burner | 2 | E2 All NEQ Savings (or negative usage) | 0.75701 | 0.74762 | 0.75701 | 0.75701 | 0.74762
Gas Boiler - Hot Water Reset_Office_Existing_E2 All NEQ Savings (or negative usage) | Gas Boiler - Hot Water Reset_Office_Existing | Gas Boiler - Hot Water Reset_Existing_E2 All NEQ Savings (or negative usage) | Gas Boiler - Hot Water Reset_Existing | NEQ | Existing | Office | Gas Boiler - Hot Water Reset | 2 | E2 All NEQ Savings (or negative usage) | 4.6738 | 4.608 | 4.6738 | 4.6738 | 4.608
Gas Boiler - Insulate Hot Water Lines_Office_Existing_E2 All NEQ Savings (or negative usage) | Gas Boiler - Insulate Hot Water Lines_Office_Existing | Gas Boiler - Insulate Hot Water Lines_Existing_E2 All NEQ Savings (or negative usage) | Gas Boiler - Insulate Hot Water Lines_Existing | NEQ | Existing | Office | Gas Boiler - Insulate Hot Water Lines | 2 | E2 All NEQ Savings (or negative usage) | 0.65554 | 0.64806 | 0.65554 | 0.65554 | 0.64806
Gas Boiler - Insulate Steam Lines/Condensate Tank_Office_Existing_E2 All NEQ Savings (or negative usage) | Gas Boiler - Insulate Steam Lines/Condensate Tank_Office_Existing | Gas Boiler - Insulate Steam Lines/Condensate Tank_Existing_E2 All NEQ Savings (or negative usage) | Gas Boiler - Insulate Steam Lines/Condensate Tank_Existing | NEQ | Existing | Office | Gas Boiler - Insulate Steam Lines/Condensate Tank | 2 | E2 All NEQ Savings (or negative usage) | 1.0321 | 1.0203 | 1.0321 | 1.0321 | 1.0203
Gas Boiler - Maintenance_Office_Existing_E2 All NEQ Savings (or negative usage) | Gas Boiler - Maintenance_Office_Existing | Gas Boiler - Maintenance_Existing_E2 All NEQ Savings (or negative usage) | Gas Boiler - Maintenance_Existing | NEQ | Existing | Office | Gas Boiler - Maintenance | 2 | E2 All NEQ Savings (or negative usage) | 0.66364 | 0.67441 | 0.66364 | 0.66364 | 0.67441
Gas Boiler - Radiator Replacement_Office_Existing_E2 All NEQ Savings (or negative usage) | Gas Boiler - Radiator Replacement_Office_Existing | Gas Boiler - Radiator Replacement_Existing_E2 All NEQ Savings (or negative usage) | Gas Boiler - Radiator Replacement_Existing | NEQ | Existing | Office | Gas Boiler - Radiator Replacement | 2 | E2 All NEQ Savings (or negative usage) | 1.339 | 1.3236 | 1.339 | 1.339 | 1.3236
Gas Boiler - Stack Economizer_Office_Existing_E2 All NEQ Savings (or negative usage) | Gas Boiler - Stack Economizer_Office_Existing | Gas Boiler - Stack Economizer_Existing_E2 All NEQ Savings (or negative usage) | Gas Boiler - Stack Economizer_Existing | NEQ | Existing | Office | Gas Boiler - Stack Economizer | 2 | E2 All NEQ Savings (or negative usage) | 2.3451 | 2.3184 | 2.3451 | 2.3451 | 2.3184
Gas Boiler - Steam Trap Replacement_Office_Existing_E2 All NEQ Savings (or negative usage) | Gas Boiler - Steam Trap Replacement_Office_Existing | Gas Boiler - Steam Trap Replacement_Existing_E2 All NEQ Savings (or negative usage) | Gas Boiler - Steam Trap Replacement_Existing | NEQ | Existing | Office | Gas Boiler - Steam Trap Replacement | 2 | E2 All NEQ Savings (or negative usage) | 10.3491 | 10.4452 | 10.3491 | 10.3491 | 10.4452
Gas Boiler - Thermostatic Radiator Valves_Office_Existing_E2 All NEQ Savings (or negative usage) | Gas Boiler - Thermostatic Radiator Valves_Office_Existing | Gas Boiler - Thermostatic Radiator Valves_Existing_E2 All NEQ Savings (or negative usage) | Gas Boiler - Thermostatic Radiator Valves_Existing | NEQ | Existing | Office | Gas Boiler - Thermostatic Radiator Valves | 2 | E2 All NEQ Savings (or negative usage) | 8.6585 | 8.5597 | 8.6585 | 8.6585 | 8.5597
Gas Furnace - Maintenance_Office_Existing_E2 All NEQ Savings (or negative usage) | Gas Furnace - Maintenance_Office_Existing | Gas Furnace - Maintenance_Existing_E2 All NEQ Savings (or negative usage) | Gas Furnace - Maintenance_Existing | NEQ | Existing | Office | Gas Furnace - Maintenance | 2 | E2 All NEQ Savings (or negative usage) | 0.084859 | 0.086327 | 0.084859 | 0.084859 | 0.086327
Gas-Fired Combination Heat Pump Conversion_Office_Existing_E2 All NEQ Savings (or negative usage) | Gas-Fired Combination Heat Pump Conversion_Office_Existing | Gas-Fired Combination Heat Pump Conversion_Existing_E2 All NEQ Savings (or negative usage) | Gas-Fired Combination Heat Pump Conversion_Existing | NEQ | Existing | Office | Gas-Fired Combination Heat Pump Conversion | 2 | E2 All NEQ Savings (or negative usage) | 0.1236 | 0.1222 | 0.1236 | 0.1236 | 0.1222
HVAC - Dedicated Outdoor Air System (DOAS)_Office_Existing_E2 All NEQ Savings (or negative usage) | HVAC - Dedicated Outdoor Air System (DOAS)_Office_Existing | HVAC - Dedicated Outdoor Air System (DOAS)_Existing_E2 All NEQ Savings (or negative usage) | HVAC - Dedicated Outdoor Air System (DOAS)_Existing | NEQ | Existing | Office | HVAC - Dedicated Outdoor Air System (DOAS) | 2 | E2 All NEQ Savings (or negative usage) | 0.036181 | 0.035739 | 0.036181 | 0.036181 | 0.035739
HVAC - Energy Recovery Ventilator_Office_Existing_E2 All NEQ Savings (or negative usage) | HVAC - Energy Recovery Ventilator_Office_Existing | HVAC - Energy Recovery Ventilator_Existing_E2 All NEQ Savings (or negative usage) | HVAC - Energy Recovery Ventilator_Existing | NEQ | Existing | Office | HVAC - Energy Recovery Ventilator | 2 | E2 All NEQ Savings (or negative usage) | 0.48709 | 0.48181 | 0.48709 | 0.48709 | 0.48181
HVAC - Shut Off Damper_Office_Existing_E2 All NEQ Savings (or negative usage) | HVAC - Shut Off Damper_Office_Existing | HVAC - Shut Off Damper_Existing_E2 All NEQ Savings (or negative usage) | HVAC - Shut Off Damper_Existing | NEQ | Existing | Office | HVAC - Shut Off Damper | 2 | E2 All NEQ Savings (or negative usage) | 0.089678 | 0.088692 | 0.089678 | 0.089678 | 0.088692
Industrial Air Curtains_Office_Existing_E2 All NEQ Savings (or negative usage) | Industrial Air Curtains_Office_Existing | Industrial Air Curtains_Existing_E2 All NEQ Savings (or negative usage) | Industrial Air Curtains_Existing | NEQ | Existing | Office | Industrial Air Curtains | 2 | E2 All NEQ Savings (or negative usage) | 0.26003 | 0.25721 | 0.26003 | 0.26003 | 0.25721
Infiltration Control - Loading Dock Sealing_Office_Existing_E2 All NEQ Savings (or negative usage) | Infiltration Control - Loading Dock Sealing_Office_Existing | Infiltration Control - Loading Dock Sealing_Existing_E2 All NEQ Savings (or negative usage) | Infiltration Control - Loading Dock Sealing_Existing | NEQ | Existing | Office | Infiltration Control - Loading Dock Sealing | 2 | E2 All NEQ Savings (or negative usage) | 0.60471 | 0.59816 | 0.60471 | 0.60471 | 0.59816
Insulation - Ceiling_Office_Existing_E2 All NEQ Savings (or negative usage) | Insulation - Ceiling_Office_Existing | Insulation - Ceiling_Existing_E2 All NEQ Savings (or negative usage) | Insulation - Ceiling_Existing | NEQ | Existing | Office | Insulation - Ceiling | 2 | E2 All NEQ Savings (or negative usage) | 0.33692 | 0.33419 | 0.33692 | 0.33692 | 0.33419
Insulation - Ducting_Office_Existing_E2 All NEQ Savings (or negative usage) | Insulation - Ducting_Office_Existing | Insulation - Ducting_Existing_E2 All NEQ Savings (or negative usage) | Insulation - Ducting_Existing | NEQ | Existing | Office | Insulation - Ducting | 2 | E2 All NEQ Savings (or negative usage) | 0 | 0 | 0 | 0 | 0
Insulation - Wall Cavity_Office_Existing_E2 All NEQ Savings (or negative usage) | Insulation - Wall Cavity_Office_Existing | Insulation - Wall Cavity_Existing_E2 All NEQ Savings (or negative usage) | Insulation - Wall Cavity_Existing | NEQ | Existing | Office | Insulation - Wall Cavity | 2 | E2 All NEQ Savings (or negative usage) | 0.8631 | 0.85608 | 0.8631 | 0.8631 | 0.85608
Kitchen Ventilation - Advanced Controls_Office_Existing_E2 All NEQ Savings (or negative usage) | Kitchen Ventilation - Advanced Controls_Office_Existing | Kitchen Ventilation - Advanced Controls_Existing_E2 All NEQ Savings (or negative usage) | Kitchen Ventilation - Advanced Controls_Existing | NEQ | Existing | Office | Kitchen Ventilation - Advanced Controls | 2 | E2 All NEQ Savings (or negative usage) | 0.96138 | 0.94978 | 0.96138 | 0.96138 | 0.94978
Lodging - Guest Room Controls_Office_Existing_E2 All NEQ Savings (or negative usage) | Lodging - Guest Room Controls_Office_Existing | Lodging - Guest Room Controls_Existing_E2 All NEQ Savings (or negative usage) | Lodging - Guest Room Controls_Existing | NEQ | Existing | Office | Lodging - Guest Room Controls | 2 | E2 All NEQ Savings (or negative usage) | 0 | 0 | 0 | 0 | 0
Pool Heater - Night Covers_Office_Existing_E2 All NEQ Savings (or negative usage) | Pool Heater - Night Covers_Office_Existing | Pool Heater - Night Covers_Existing_E2 All NEQ Savings (or negative usage) | Pool Heater - Night Covers_Existing | NEQ | Existing | Office | Pool Heater - Night Covers | 2 | E2 All NEQ Savings (or negative usage) | 0.097067 | 0.097274 | 0.097067 | 0.097067 | 0.097274
Refrigeration - Heat Recovery_Office_Existing_E2 All NEQ Savings (or negative usage) | Refrigeration - Heat Recovery_Office_Existing | Refrigeration - Heat Recovery_Existing_E2 All NEQ Savings (or negative usage) | Refrigeration - Heat Recovery_Existing | NEQ | Existing | Office | Refrigeration - Heat Recovery | 2 | E2 All NEQ Savings (or negative usage) | 4.7624 | 4.7354 | 4.7624 | 4.7624 | 4.7354
Retrocommissioning_Office_Existing_E2 All NEQ Savings (or negative usage) | Retrocommissioning_Office_Existing | Retrocommissioning_Existing_E2 All NEQ Savings (or negative usage) | Retrocommissioning_Existing | NEQ | Existing | Office | Retrocommissioning | 2 | E2 All NEQ Savings (or negative usage) | 6.6332 | 6.7509 | 6.6332 | 6.6332 | 6.7509
Strategic Energy Management_Office_Existing_E2 All NEQ Savings (or negative usage) | Strategic Energy Management_Office_Existing | Strategic Energy Management_Existing_E2 All NEQ Savings (or negative usage) | Strategic Energy Management_Existing | NEQ | Existing | Office | Strategic Energy Management | 2 | E2 All NEQ Savings (or negative usage) | 0.1406 | 0.14309 | 0.1406 | 0.1406 | 0.14309
Thermostat - Programmable_Office_Existing_E2 All NEQ Savings (or negative usage) | Thermostat - Programmable_Office_Existing | Thermostat - Programmable_Existing_E2 All NEQ Savings (or negative usage) | Thermostat - Programmable_Existing | NEQ | Existing | Office | Thermostat - Programmable | 2 | E2 All NEQ Savings (or negative usage) | 32.6244 | 32.1836 | 32.6244 | 32.6244 | 32.1836
Ventilation - Demand Controlled_Office_Existing_E2 All NEQ Savings (or negative usage) | Ventilation - Demand Controlled_Office_Existing | Ventilation - Demand Controlled_Existing_E2 All NEQ Savings (or negative usage) | Ventilation - Demand Controlled_Existing | NEQ | Existing | Office | Ventilation - Demand Controlled | 2 | E2 All NEQ Savings (or negative usage) | 0.34852 | 0.34638 | 0.34852 | 0.34852 | 0.34638
Water Heater - Drainwater Heat Recovery_Office_Existing_E2 All NEQ Savings (or negative usage) | Water Heater - Drainwater Heat Recovery_Office_Existing | Water Heater - Drainwater Heat Recovery_Existing_E2 All NEQ Savings (or negative usage) | Water Heater - Drainwater Heat Recovery_Existing | NEQ | Existing | Office | Water Heater - Drainwater Heat Recovery | 2 | E2 All NEQ Savings (or negative usage) | 0.014264 | 0.01418 | 0.014264 | 0.014264 | 0.01418
Water Heater - Pipe Insulation_Office_Existing_E2 All NEQ Savings (or negative usage) | Water Heater - Pipe Insulation_Office_Existing | Water Heater - Pipe Insulation_Existing_E2 All NEQ Savings (or negative usage) | Water Heater - Pipe Insulation_Existing | NEQ | Existing | Office | Water Heater - Pipe Insulation | 2 | E2 All NEQ Savings (or negative usage) | 1.6245 | 1.6153 | 1.6245 | 1.6245 | 1.6153
Water Heater - Pre-Rinse Spray Valve_Office_Existing_E2 All NEQ Savings (or negative usage) | Water Heater - Pre-Rinse Spray Valve_Office_Existing | Water Heater - Pre-Rinse Spray Valve_Existing_E2 All NEQ Savings (or negative usage) | Water Heater - Pre-Rinse Spray Valve_Existing | NEQ | Existing | Office | Water Heater - Pre-Rinse Spray Valve | 2 | E2 All NEQ Savings (or negative usage) | 2.5764 | 2.6165 | 2.5764 | 2.5764 | 2.6165
Water Heater - Solar System_Office_Existing_E2 All NEQ Savings (or negative usage) | Water Heater - Solar System_Office_Existing | Water Heater - Solar System_Existing_E2 All NEQ Savings (or negative usage) | Water Heater - Solar System_Existing | NEQ | Existing | Office | Water Heater - Solar System | 2 | E2 All NEQ Savings (or negative usage) | 0.59551 | 0.59213 | 0.59551 | 0.59551 | 0.59213
Water Heater - Thermostatic Shower Restriction Valve_Office_Existing_E2 All NEQ Savings (or negative usage) | Water Heater - Thermostatic Shower Restriction Valve_Office_Existing | Water Heater - Thermostatic Shower Restriction Valve_Existing_E2 All NEQ Savings (or negative usage) | Water Heater - Thermostatic Shower Restriction Valve_Existing | NEQ | Existing | Office | Water Heater - Thermostatic Shower Restriction Valve | 2 | E2 All NEQ Savings (or negative usage) | 0.30643 | 0.31141 | 0.30643 | 0.30643 | 0.31141
Windows - High Efficiency Glazing_Office_Existing_E2 All NEQ Savings (or negative usage) | Windows - High Efficiency Glazing_Office_Existing | Windows - High Efficiency Glazing_Existing_E2 All NEQ Savings (or negative usage) | Windows - High Efficiency Glazing_Existing | NEQ | Existing | Office | Windows - High Efficiency Glazing | 2 | E2 All NEQ Savings (or negative usage) | 0.38297 | 0.37986 | 0.38297 | 0.38297 | 0.37986
Windows - Secondary Glazing Systems_Office_Existing_E2 All NEQ Savings (or negative usage) | Windows - Secondary Glazing Systems_Office_Existing | Windows - Secondary Glazing Systems_Existing_E2 All NEQ Savings (or negative usage) | Windows - Secondary Glazing Systems_Existing | NEQ | Existing | Office | Windows - Secondary Glazing Systems | 2 | E2 All NEQ Savings (or negative usage) | 0.046711 | 0.046247 | 0.046711 | 0.046711 | 0.046247
Advanced New Construction Designs_Restaurant_Existing_E2 All NEQ Savings (or negative usage) | Advanced New Construction Designs_Restaurant_Existing | Advanced New Construction Designs_Existing_E2 All NEQ Savings (or negative usage) | Advanced New Construction Designs_Existing | NEQ | Existing | Restaurant | Advanced New Construction Designs | 2 | E2 All NEQ Savings (or negative usage) | 0 | 0 | 0 | 0 | 0
Building Shell - Air Sealing (Infiltration Control)_Restaurant_Existing_E2 All NEQ Savings (or negative usage) | Building Shell - Air Sealing (Infiltration Control)_Restaurant_Existing | Building Shell - Air Sealing (Infiltration Control)_Existing_E2 All NEQ Savings (or negative usage) | Building Shell - Air Sealing (Infiltration Control)_Existing | NEQ | Existing | Restaurant | Building Shell - Air Sealing (Infiltration Control) | 2 | E2 All NEQ Savings (or negative usage) | 0.040132 | 0.039669 | 0.040132 | 0.040132 | 0.039669
Circulation Pump - Controls_Restaurant_Existing_E2 All NEQ Savings (or negative usage) | Circulation Pump - Controls_Restaurant_Existing | Circulation Pump - Controls_Existing_E2 All NEQ Savings (or negative usage) | Circulation Pump - Controls_Existing | NEQ | Existing | Restaurant | Circulation Pump - Controls | 2 | E2 All NEQ Savings (or negative usage) | 0.16388 | 0.16382 | 0.16388 | 0.16388 | 0.16382
Commercial Laundry - Dryer Efficiency Retrofit_Restaurant_Existing_E2 All NEQ Savings (or negative usage) | Commercial Laundry - Dryer Efficiency Retrofit_Restaurant_Existing | Commercial Laundry - Dryer Efficiency Retrofit_Existing_E2 All NEQ Savings (or negative usage) | Commercial Laundry - Dryer Efficiency Retrofit_Existing | NEQ | Existing | Restaurant | Commercial Laundry - Dryer Efficiency Retrofit | 2 | E2 All NEQ Savings (or negative usage) | 2.5604 | 2.5575 | 2.5604 | 2.5604 | 2.5575
Commercial Laundry - ENERGY STAR Washer (8.0)_Restaurant_Existing_E2 All NEQ Savings (or negative usage) | Commercial Laundry - ENERGY STAR Washer (8.0)_Restaurant_Existing | Commercial Laundry - ENERGY STAR Washer (8.0)_Existing_E2 All NEQ Savings (or negative usage) | Commercial Laundry - ENERGY STAR Washer (8.0)_Existing | NEQ | Existing | Restaurant | Commercial Laundry - ENERGY STAR Washer (8.0) | 2 | E2 All NEQ Savings (or negative usage) | 0 | 0 | 0 | 0 | 0
Commercial Laundry - Ozone Treatment_Restaurant_Existing_E2 All NEQ Savings (or negative usage) | Commercial Laundry - Ozone Treatment_Restaurant_Existing | Commercial Laundry - Ozone Treatment_Existing_E2 All NEQ Savings (or negative usage) | Commercial Laundry - Ozone Treatment_Existing | NEQ | Existing | Restaurant | Commercial Laundry - Ozone Treatment | 2 | E2 All NEQ Savings (or negative usage) | 0 | 0 | 0 | 0 | 0
Connected Thermostat - ENERGY STAR (1.0)_Restaurant_Existing_E2 All NEQ Savings (or negative usage) | Connected Thermostat - ENERGY STAR (1.0)_Restaurant_Existing | Connected Thermostat - ENERGY STAR (1.0)_Existing_E2 All NEQ Savings (or negative usage) | Connected Thermostat - ENERGY STAR (1.0)_Existing | NEQ | Existing | Restaurant | Connected Thermostat - ENERGY STAR (1.0) | 2 | E2 All NEQ Savings (or negative usage) | 0.065735 | 0.066375 | 0.065735 | 0.065735 | 0.066375
Destratification Fans (HVLS)_Restaurant_Existing_E2 All NEQ Savings (or negative usage) | Destratification Fans (HVLS)_Restaurant_Existing | Destratification Fans (HVLS)_Existing_E2 All NEQ Savings (or negative usage) | Destratification Fans (HVLS)_Existing | NEQ | Existing | Restaurant | Destratification Fans (HVLS) | 2 | E2 All NEQ Savings (or negative usage) | 0.32846 | 0.32668 | 0.32846 | 0.32846 | 0.32668
Ducting - Repair and Sealing_Restaurant_Existing_E2 All NEQ Savings (or negative usage) | Ducting - Repair and Sealing_Restaurant_Existing | Ducting - Repair and Sealing_Existing_E2 All NEQ Savings (or negative usage) | Ducting - Repair and Sealing_Existing | NEQ | Existing | Restaurant | Ducting - Repair and Sealing | 2 | E2 All NEQ Savings (or negative usage) | 0 | 0 | 0 | 0 | 0
Gas Boiler - Blowdown Heat Recovery_Restaurant_Existing_E2 All NEQ Savings (or negative usage) | Gas Boiler - Blowdown Heat Recovery_Restaurant_Existing | Gas Boiler - Blowdown Heat Recovery_Existing_E2 All NEQ Savings (or negative usage) | Gas Boiler - Blowdown Heat Recovery_Existing | NEQ | Existing | Restaurant | Gas Boiler - Blowdown Heat Recovery | 2 | E2 All NEQ Savings (or negative usage) | 1.2112 | 1.1959 | 1.2112 | 1.2112 | 1.1959
Gas Boiler - Burner Control Optimization_Restaurant_Existing_E2 All NEQ Savings (or negative usage) | Gas Boiler - Burner Control Optimization_Restaurant_Existing | Gas Boiler - Burner Control Optimization_Existing_E2 All NEQ Savings (or negative usage) | Gas Boiler - Burner Control Optimization_Existing | NEQ | Existing | Restaurant | Gas Boiler - Burner Control Optimization | 2 | E2 All NEQ Savings (or negative usage) | 0.070099 | 0.069214 | 0.070099 | 0.070099 | 0.069214
Gas Boiler - High Turndown Burner_Restaurant_Existing_E2 All NEQ Savings (or negative usage) | Gas Boiler - High Turndown Burner_Restaurant_Existing | Gas Boiler - High Turndown Burner_Existing_E2 All NEQ Savings (or negative usage) | Gas Boiler - High Turndown Burner_Existing | NEQ | Existing | Restaurant | Gas Boiler - High Turndown Burner | 2 | E2 All NEQ Savings (or negative usage) | 0.69953 | 0.69085 | 0.69953 | 0.69953 | 0.69085
Gas Boiler - Hot Water Reset_Restaurant_Existing_E2 All NEQ Savings (or negative usage) | Gas Boiler - Hot Water Reset_Restaurant_Existing | Gas Boiler - Hot Water Reset_Existing_E2 All NEQ Savings (or negative usage) | Gas Boiler - Hot Water Reset_Existing | NEQ | Existing | Restaurant | Gas Boiler - Hot Water Reset | 2 | E2 All NEQ Savings (or negative usage) | 4.3189 | 4.2581 | 4.3189 | 4.3189 | 4.2581
Gas Boiler - Insulate Hot Water Lines_Restaurant_Existing_E2 All NEQ Savings (or negative usage) | Gas Boiler - Insulate Hot Water Lines_Restaurant_Existing | Gas Boiler - Insulate Hot Water Lines_Existing_E2 All NEQ Savings (or negative usage) | Gas Boiler - Insulate Hot Water Lines_Existing | NEQ | Existing | Restaurant | Gas Boiler - Insulate Hot Water Lines | 2 | E2 All NEQ Savings (or negative usage) | 0.59407 | 0.58729 | 0.59407 | 0.59407 | 0.58729
Gas Boiler - Insulate Steam Lines/Condensate Tank_Restaurant_Existing_E2 All NEQ Savings (or negative usage) | Gas Boiler - Insulate Steam Lines/Condensate Tank_Restaurant_Existing | Gas Boiler - Insulate Steam Lines/Condensate Tank_Existing_E2 All NEQ Savings (or negative usage) | Gas Boiler - Insulate Steam Lines/Condensate Tank_Existing | NEQ | Existing | Restaurant | Gas Boiler - Insulate Steam Lines/Condensate Tank | 2 | E2 All NEQ Savings (or negative usage) | 0.1675 | 0.16559 | 0.1675 | 0.1675 | 0.16559
Gas Boiler - Maintenance_Restaurant_Existing_E2 All NEQ Savings (or negative usage) | Gas Boiler - Maintenance_Restaurant_Existing | Gas Boiler - Maintenance_Existing_E2 All NEQ Savings (or negative usage) | Gas Boiler - Maintenance_Existing | NEQ | Existing | Restaurant | Gas Boiler - Maintenance | 2 | E2 All NEQ Savings (or negative usage) | 0.61326 | 0.62321 | 0.61326 | 0.61326 | 0.62321
Gas Boiler - Radiator Replacement_Restaurant_Existing_E2 All NEQ Savings (or negative usage) | Gas Boiler - Radiator Replacement_Restaurant_Existing | Gas Boiler - Radiator Replacement_Existing_E2 All NEQ Savings (or negative usage) | Gas Boiler - Radiator Replacement_Existing | NEQ | Existing | Restaurant | Gas Boiler - Radiator Replacement | 2 | E2 All NEQ Savings (or negative usage) | 1.3389 | 1.3235 | 1.3389 | 1.3389 | 1.3235
Gas Boiler - Stack Economizer_Restaurant_Existing_E2 All NEQ Savings (or negative usage) | Gas Boiler - Stack Economizer_Restaurant_Existing | Gas Boiler - Stack Economizer_Existing_E2 All NEQ Savings (or negative usage) | Gas Boiler - Stack Economizer_Existing | NEQ | Existing | Restaurant | Gas Boiler - Stack Economizer | 2 | E2 All NEQ Savings (or negative usage) | 2.1671 | 2.1424 | 2.1671 | 2.1671 | 2.1424
Gas Boiler - Steam Trap Replacement_Restaurant_Existing_E2 All NEQ Savings (or negative usage) | Gas Boiler - Steam Trap Replacement_Restaurant_Existing | Gas Boiler - Steam Trap Replacement_Existing_E2 All NEQ Savings (or negative usage) | Gas Boiler - Steam Trap Replacement_Existing | NEQ | Existing | Restaurant | Gas Boiler - Steam Trap Replacement | 2 | E2 All NEQ Savings (or negative usage) | 10.349 | 10.445 | 10.349 | 10.349 | 10.445
Gas Boiler - Thermostatic Radiator Valves_Restaurant_Existing_E2 All NEQ Savings (or negative usage) | Gas Boiler - Thermostatic Radiator Valves_Restaurant_Existing | Gas Boiler - Thermostatic Radiator Valves_Existing_E2 All NEQ Savings (or negative usage) | Gas Boiler - Thermostatic Radiator Valves_Existing | NEQ | Existing | Restaurant | Gas Boiler - Thermostatic Radiator Valves | 2 | E2 All NEQ Savings (or negative usage) | 8.6583 | 8.5596 | 8.6583 | 8.6583 | 8.5596
Gas Furnace - Maintenance_Restaurant_Existing_E2 All NEQ Savings (or negative usage) | Gas Furnace - Maintenance_Restaurant_Existing | Gas Furnace - Maintenance_Existing_E2 All NEQ Savings (or negative usage) | Gas Furnace - Maintenance_Existing | NEQ | Existing | Restaurant | Gas Furnace - Maintenance | 2 | E2 All NEQ Savings (or negative usage) | 0.07841 | 0.079764 | 0.07841 | 0.07841 | 0.079764
Gas-Fired Combination Heat Pump Conversion_Restaurant_Existing_E2 All NEQ Savings (or negative usage) | Gas-Fired Combination Heat Pump Conversion_Restaurant_Existing | Gas-Fired Combination Heat Pump Conversion_Existing_E2 All NEQ Savings (or negative usage) | Gas-Fired Combination Heat Pump Conversion_Existing | NEQ | Existing | Restaurant | Gas-Fired Combination Heat Pump Conversion | 2 | E2 All NEQ Savings (or negative usage) | 0.11941 | 0.1183 | 0.11941 | 0.11941 | 0.1183
HVAC - Dedicated Outdoor Air System (DOAS)_Restaurant_Existing_E2 All NEQ Savings (or negative usage) | HVAC - Dedicated Outdoor Air System (DOAS)_Restaurant_Existing | HVAC - Dedicated Outdoor Air System (DOAS)_Existing_E2 All NEQ Savings (or negative usage) | HVAC - Dedicated Outdoor Air System (DOAS)_Existing | NEQ | Existing | Restaurant | HVAC - Dedicated Outdoor Air System (DOAS) | 2 | E2 All NEQ Savings (or negative usage) | 0.037444 | 0.037004 | 0.037444 | 0.037444 | 0.037004
HVAC - Energy Recovery Ventilator_Restaurant_Existing_E2 All NEQ Savings (or negative usage) | HVAC - Energy Recovery Ventilator_Restaurant_Existing | HVAC - Energy Recovery Ventilator_Existing_E2 All NEQ Savings (or negative usage) | HVAC - Energy Recovery Ventilator_Existing | NEQ | Existing | Restaurant | HVAC - Energy Recovery Ventilator | 2 | E2 All NEQ Savings (or negative usage) | 0.60079 | 0.59462 | 0.60079 | 0.60079 | 0.59462
HVAC - Shut Off Damper_Restaurant_Existing_E2 All NEQ Savings (or negative usage) | HVAC - Shut Off Damper_Restaurant_Existing | HVAC - Shut Off Damper_Existing_E2 All NEQ Savings (or negative usage) | HVAC - Shut Off Damper_Existing | NEQ | Existing | Restaurant | HVAC - Shut Off Damper | 2 | E2 All NEQ Savings (or negative usage) | 0.046359 | 0.045872 | 0.046359 | 0.046359 | 0.045872
Industrial Air Curtains_Restaurant_Existing_E2 All NEQ Savings (or negative usage) | Industrial Air Curtains_Restaurant_Existing | Industrial Air Curtains_Existing_E2 All NEQ Savings (or negative usage) | Industrial Air Curtains_Existing | NEQ | Existing | Restaurant | Industrial Air Curtains | 2 | E2 All NEQ Savings (or negative usage) | 0.026176 | 0.025907 | 0.026176 | 0.026176 | 0.025907
Infiltration Control - Loading Dock Sealing_Restaurant_Existing_E2 All NEQ Savings (or negative usage) | Infiltration Control - Loading Dock Sealing_Restaurant_Existing | Infiltration Control - Loading Dock Sealing_Existing_E2 All NEQ Savings (or negative usage) | Infiltration Control - Loading Dock Sealing_Existing | NEQ | Existing | Restaurant | Infiltration Control - Loading Dock Sealing | 2 | E2 All NEQ Savings (or negative usage) | 0.017411 | 0.017232 | 0.017411 | 0.017411 | 0.017232
Insulation - Ceiling_Restaurant_Existing_E2 All NEQ Savings (or negative usage) | Insulation - Ceiling_Restaurant_Existing | Insulation - Ceiling_Existing_E2 All NEQ Savings (or negative usage) | Insulation - Ceiling_Existing | NEQ | Existing | Restaurant | Insulation - Ceiling | 2 | E2 All NEQ Savings (or negative usage) | 0.18135 | 0.17995 | 0.18135 | 0.18135 | 0.17995
Insulation - Ducting_Restaurant_Existing_E2 All NEQ Savings (or negative usage) | Insulation - Ducting_Restaurant_Existing | Insulation - Ducting_Existing_E2 All NEQ Savings (or negative usage) | Insulation - Ducting_Existing | NEQ | Existing | Restaurant | Insulation - Ducting | 2 | E2 All NEQ Savings (or negative usage) | 0 | 0 | 0 | 0 | 0
Insulation - Wall Cavity_Restaurant_Existing_E2 All NEQ Savings (or negative usage) | Insulation - Wall Cavity_Restaurant_Existing | Insulation - Wall Cavity_Existing_E2 All NEQ Savings (or negative usage) | Insulation - Wall Cavity_Existing | NEQ | Existing | Restaurant | Insulation - Wall Cavity | 2 | E2 All NEQ Savings (or negative usage) | 0.10552 | 0.1047 | 0.10552 | 0.10552 | 0.1047
Kitchen Ventilation - Advanced Controls_Restaurant_Existing_E2 All NEQ Savings (or negative usage) | Kitchen Ventilation - Advanced Controls_Restaurant_Existing | Kitchen Ventilation - Advanced Controls_Existing_E2 All NEQ Savings (or negative usage) | Kitchen Ventilation - Advanced Controls_Existing | NEQ | Existing | Restaurant | Kitchen Ventilation - Advanced Controls | 2 | E2 All NEQ Savings (or negative usage) | 0.96725 | 0.9561 | 0.96725 | 0.96725 | 0.9561
Lodging - Guest Room Controls_Restaurant_Existing_E2 All NEQ Savings (or negative usage) | Lodging - Guest Room Controls_Restaurant_Existing | Lodging - Guest Room Controls_Existing_E2 All NEQ Savings (or negative usage) | Lodging - Guest Room Controls_Existing | NEQ | Existing | Restaurant | Lodging - Guest Room Controls | 2 | E2 All NEQ Savings (or negative usage) | 0 | 0 | 0 | 0 | 0
Pool Heater - Night Covers_Restaurant_Existing_E2 All NEQ Savings (or negative usage) | Pool Heater - Night Covers_Restaurant_Existing | Pool Heater - Night Covers_Existing_E2 All NEQ Savings (or negative usage) | Pool Heater - Night Covers_Existing | NEQ | Existing | Restaurant | Pool Heater - Night Covers | 2 | E2 All NEQ Savings (or negative usage) | 0.18727 | 0.18873 | 0.18727 | 0.18727 | 0.18873
Refrigeration - Heat Recovery_Restaurant_Existing_E2 All NEQ Savings (or negative usage) | Refrigeration - Heat Recovery_Restaurant_Existing | Refrigeration - Heat Recovery_Existing_E2 All NEQ Savings (or negative usage) | Refrigeration - Heat Recovery_Existing | NEQ | Existing | Restaurant | Refrigeration - Heat Recovery | 2 | E2 All NEQ Savings (or negative usage) | 4.7602 | 4.7331 | 4.7602 | 4.7602 | 4.7331
Retrocommissioning_Restaurant_Existing_E2 All NEQ Savings (or negative usage) | Retrocommissioning_Restaurant_Existing | Retrocommissioning_Existing_E2 All NEQ Savings (or negative usage) | Retrocommissioning_Existing | NEQ | Existing | Restaurant | Retrocommissioning | 2 | E2 All NEQ Savings (or negative usage) | 6.6968 | 6.8331 | 6.6968 | 6.6968 | 6.8331
Strategic Energy Management_Restaurant_Existing_E2 All NEQ Savings (or negative usage) | Strategic Energy Management_Restaurant_Existing | Strategic Energy Management_Existing_E2 All NEQ Savings (or negative usage) | Strategic Energy Management_Existing | NEQ | Existing | Restaurant | Strategic Energy Management | 2 | E2 All NEQ Savings (or negative usage) | 0.040083 | 0.040899 | 0.040083 | 0.040083 | 0.040899
Thermostat - Programmable_Restaurant_Existing_E2 All NEQ Savings (or negative usage) | Thermostat - Programmable_Restaurant_Existing | Thermostat - Programmable_Existing_E2 All NEQ Savings (or negative usage) | Thermostat - Programmable_Existing | NEQ | Existing | Restaurant | Thermostat - Programmable | 2 | E2 All NEQ Savings (or negative usage) | 19.7055 | 19.4498 | 19.7055 | 19.7055 | 19.4498
Ventilation - Demand Controlled_Restaurant_Existing_E2 All NEQ Savings (or negative usage) | Ventilation - Demand Controlled_Restaurant_Existing | Ventilation - Demand Controlled_Existing_E2 All NEQ Savings (or negative usage) | Ventilation - Demand Controlled_Existing | NEQ | Existing | Restaurant | Ventilation - Demand Controlled | 2 | E2 All NEQ Savings (or negative usage) | 0.46268 | 0.46006 | 0.46268 | 0.46268 | 0.46006
Water Heater - Drainwater Heat Recovery_Restaurant_Existing_E2 All NEQ Savings (or negative usage) | Water Heater - Drainwater Heat Recovery_Restaurant_Existing | Water Heater - Drainwater Heat Recovery_Existing_E2 All NEQ Savings (or negative usage) | Water Heater - Drainwater Heat Recovery_Existing | NEQ | Existing | Restaurant | Water Heater - Drainwater Heat Recovery | 2 | E2 All NEQ Savings (or negative usage) | 0.014256 | 0.014173 | 0.014256 | 0.014256 | 0.014173
Water Heater - Pipe Insulation_Restaurant_Existing_E2 All NEQ Savings (or negative usage) | Water Heater - Pipe Insulation_Restaurant_Existing | Water Heater - Pipe Insulation_Existing_E2 All NEQ Savings (or negative usage) | Water Heater - Pipe Insulation_Existing | NEQ | Existing | Restaurant | Water Heater - Pipe Insulation | 2 | E2 All NEQ Savings (or negative usage) | 0.82674 | 0.82204 | 0.82674 | 0.82674 | 0.82204
Water Heater - Pre-Rinse Spray Valve_Restaurant_Existing_E2 All NEQ Savings (or negative usage) | Water Heater - Pre-Rinse Spray Valve_Restaurant_Existing | Water Heater - Pre-Rinse Spray Valve_Existing_E2 All NEQ Savings (or negative usage) | Water Heater - Pre-Rinse Spray Valve_Existing | NEQ | Existing | Restaurant | Water Heater - Pre-Rinse Spray Valve | 2 | E2 All NEQ Savings (or negative usage) | 2.5756 | 2.6156 | 2.5756 | 2.5756 | 2.6156
Water Heater - Solar System_Restaurant_Existing_E2 All NEQ Savings (or negative usage) | Water Heater - Solar System_Restaurant_Existing | Water Heater - Solar System_Existing_E2 All NEQ Savings (or negative usage) | Water Heater - Solar System_Existing | NEQ | Existing | Restaurant | Water Heater - Solar System | 2 | E2 All NEQ Savings (or negative usage) | 0.15373 | 0.15286 | 0.15373 | 0.15373 | 0.15286
Water Heater - Thermostatic Shower Restriction Valve_Restaurant_Existing_E2 All NEQ Savings (or negative usage) | Water Heater - Thermostatic Shower Restriction Valve_Restaurant_Existing | Water Heater - Thermostatic Shower Restriction Valve_Existing_E2 All NEQ Savings (or negative usage) | Water Heater - Thermostatic Shower Restriction Valve_Existing | NEQ | Existing | Restaurant | Water Heater - Thermostatic Shower Restriction Valve | 2 | E2 All NEQ Savings (or negative usage) | 0.30633 | 0.3113 | 0.30633 | 0.30633 | 0.3113
Windows - High Efficiency Glazing_Restaurant_Existing_E2 All NEQ Savings (or negative usage) | Windows - High Efficiency Glazing_Restaurant_Existing | Windows - High Efficiency Glazing_Existing_E2 All NEQ Savings (or negative usage) | Windows - High Efficiency Glazing_Existing | NEQ | Existing | Restaurant | Windows - High Efficiency Glazing | 2 | E2 All NEQ Savings (or negative usage) | 0.011607 | 0.011517 | 0.011607 | 0.011607 | 0.011517
Windows - Secondary Glazing Systems_Restaurant_Existing_E2 All NEQ Savings (or negative usage) | Windows - Secondary Glazing Systems_Restaurant_Existing | Windows - Secondary Glazing Systems_Existing_E2 All NEQ Savings (or negative usage) | Windows - Secondary Glazing Systems_Existing | NEQ | Existing | Restaurant | Windows - Secondary Glazing Systems | 2 | E2 All NEQ Savings (or negative usage) | 0.0061001 | 0.0060424 | 0.0061001 | 0.0061001 | 0.0060424
Advanced New Construction Designs_Retail_Existing_E2 All NEQ Savings (or negative usage) | Advanced New Construction Designs_Retail_Existing | Advanced New Construction Designs_Existing_E2 All NEQ Savings (or negative usage) | Advanced New Construction Designs_Existing | NEQ | Existing | Retail | Advanced New Construction Designs | 2 | E2 All NEQ Savings (or negative usage) | 0 | 0 | 0 | 0 | 0
Building Shell - Air Sealing (Infiltration Control)_Retail_Existing_E2 All NEQ Savings (or negative usage) | Building Shell - Air Sealing (Infiltration Control)_Retail_Existing | Building Shell - Air Sealing (Infiltration Control)_Existing_E2 All NEQ Savings (or negative usage) | Building Shell - Air Sealing (Infiltration Control)_Existing | NEQ | Existing | Retail | Building Shell - Air Sealing (Infiltration Control) | 2 | E2 All NEQ Savings (or negative usage) | 0.54509 | 0.53899 | 0.54509 | 0.54509 | 0.53899
Circulation Pump - Controls_Retail_Existing_E2 All NEQ Savings (or negative usage) | Circulation Pump - Controls_Retail_Existing | Circulation Pump - Controls_Existing_E2 All NEQ Savings (or negative usage) | Circulation Pump - Controls_Existing | NEQ | Existing | Retail | Circulation Pump - Controls | 2 | E2 All NEQ Savings (or negative usage) | 1.8589 | 1.8582 | 1.8589 | 1.8589 | 1.8582
Commercial Laundry - Dryer Efficiency Retrofit_Retail_Existing_E2 All NEQ Savings (or negative usage) | Commercial Laundry - Dryer Efficiency Retrofit_Retail_Existing | Commercial Laundry - Dryer Efficiency Retrofit_Existing_E2 All NEQ Savings (or negative usage) | Commercial Laundry - Dryer Efficiency Retrofit_Existing | NEQ | Existing | Retail | Commercial Laundry - Dryer Efficiency Retrofit | 2 | E2 All NEQ Savings (or negative usage) | 2.5604 | 2.5575 | 2.5604 | 2.5604 | 2.5575
Commercial Laundry - ENERGY STAR Washer (8.0)_Retail_Existing_E2 All NEQ Savings (or negative usage) | Commercial Laundry - ENERGY STAR Washer (8.0)_Retail_Existing | Commercial Laundry - ENERGY STAR Washer (8.0)_Existing_E2 All NEQ Savings (or negative usage) | Commercial Laundry - ENERGY STAR Washer (8.0)_Existing | NEQ | Existing | Retail | Commercial Laundry - ENERGY STAR Washer (8.0) | 2 | E2 All NEQ Savings (or negative usage) | 0 | 0 | 0 | 0 | 0
Commercial Laundry - Ozone Treatment_Retail_Existing_E2 All NEQ Savings (or negative usage) | Commercial Laundry - Ozone Treatment_Retail_Existing | Commercial Laundry - Ozone Treatment_Existing_E2 All NEQ Savings (or negative usage) | Commercial Laundry - Ozone Treatment_Existing | NEQ | Existing | Retail | Commercial Laundry - Ozone Treatment | 2 | E2 All NEQ Savings (or negative usage) | 0 | 0 | 0 | 0 | 0
Connected Thermostat - ENERGY STAR (1.0)_Retail_Existing_E2 All NEQ Savings (or negative usage) | Connected Thermostat - ENERGY STAR (1.0)_Retail_Existing | Connected Thermostat - ENERGY STAR (1.0)_Existing_E2 All NEQ Savings (or negative usage) | Connected Thermostat - ENERGY STAR (1.0)_Existing | NEQ | Existing | Retail | Connected Thermostat - ENERGY STAR (1.0) | 2 | E2 All NEQ Savings (or negative usage) | 0.071514 | 0.07224 | 0.071514 | 0.071514 | 0.07224
Destratification Fans (HVLS)_Retail_Existing_E2 All NEQ Savings (or negative usage) | Destratification Fans (HVLS)_Retail_Existing | Destratification Fans (HVLS)_Existing_E2 All NEQ Savings (or negative usage) | Destratification Fans (HVLS)_Existing | NEQ | Existing | Retail | Destratification Fans (HVLS) | 2 | E2 All NEQ Savings (or negative usage) | 1.0349 | 1.0297 | 1.0349 | 1.0349 | 1.0297
Ducting - Repair and Sealing_Retail_Existing_E2 All NEQ Savings (or negative usage) | Ducting - Repair and Sealing_Retail_Existing | Ducting - Repair and Sealing_Existing_E2 All NEQ Savings (or negative usage) | Ducting - Repair and Sealing_Existing | NEQ | Existing | Retail | Ducting - Repair and Sealing | 2 | E2 All NEQ Savings (or negative usage) | 0 | 0 | 0 | 0 | 0
Gas Boiler - Blowdown Heat Recovery_Retail_Existing_E2 All NEQ Savings (or negative usage) | Gas Boiler - Blowdown Heat Recovery_Retail_Existing | Gas Boiler - Blowdown Heat Recovery_Existing_E2 All NEQ Savings (or negative usage) | Gas Boiler - Blowdown Heat Recovery_Existing | NEQ | Existing | Retail | Gas Boiler - Blowdown Heat Recovery | 2 | E2 All NEQ Savings (or negative usage) | 1.2025 | 1.1873 | 1.2025 | 1.2025 | 1.1873
Gas Boiler - Burner Control Optimization_Retail_Existing_E2 All NEQ Savings (or negative usage) | Gas Boiler - Burner Control Optimization_Retail_Existing | Gas Boiler - Burner Control Optimization_Existing_E2 All NEQ Savings (or negative usage) | Gas Boiler - Burner Control Optimization_Existing | NEQ | Existing | Retail | Gas Boiler - Burner Control Optimization | 2 | E2 All NEQ Savings (or negative usage) | 2.0352 | 2.0095 | 2.0352 | 2.0352 | 2.0095
Gas Boiler - High Turndown Burner_Retail_Existing_E2 All NEQ Savings (or negative usage) | Gas Boiler - High Turndown Burner_Retail_Existing | Gas Boiler - High Turndown Burner_Existing_E2 All NEQ Savings (or negative usage) | Gas Boiler - High Turndown Burner_Existing | NEQ | Existing | Retail | Gas Boiler - High Turndown Burner | 2 | E2 All NEQ Savings (or negative usage) | 0.87042 | 0.85961 | 0.87042 | 0.87042 | 0.85961
Gas Boiler - Hot Water Reset_Retail_Existing_E2 All NEQ Savings (or negative usage) | Gas Boiler - Hot Water Reset_Retail_Existing | Gas Boiler - Hot Water Reset_Existing_E2 All NEQ Savings (or negative usage) | Gas Boiler - Hot Water Reset_Existing | NEQ | Existing | Retail | Gas Boiler - Hot Water Reset | 2 | E2 All NEQ Savings (or negative usage) | 5.3739 | 5.2983 | 5.3739 | 5.3739 | 5.2983
Gas Boiler - Insulate Hot Water Lines_Retail_Existing_E2 All NEQ Savings (or negative usage) | Gas Boiler - Insulate Hot Water Lines_Retail_Existing | Gas Boiler - Insulate Hot Water Lines_Existing_E2 All NEQ Savings (or negative usage) | Gas Boiler - Insulate Hot Water Lines_Existing | NEQ | Existing | Retail | Gas Boiler - Insulate Hot Water Lines | 2 | E2 All NEQ Savings (or negative usage) | 0.53558 | 0.52948 | 0.53558 | 0.53558 | 0.52948
Gas Boiler - Insulate Steam Lines/Condensate Tank_Retail_Existing_E2 All NEQ Savings (or negative usage) | Gas Boiler - Insulate Steam Lines/Condensate Tank_Retail_Existing | Gas Boiler - Insulate Steam Lines/Condensate Tank_Existing_E2 All NEQ Savings (or negative usage) | Gas Boiler - Insulate Steam Lines/Condensate Tank_Existing | NEQ | Existing | Retail | Gas Boiler - Insulate Steam Lines/Condensate Tank | 2 | E2 All NEQ Savings (or negative usage) | 0.84233 | 0.83272 | 0.84233 | 0.84233 | 0.83272
Gas Boiler - Maintenance_Retail_Existing_E2 All NEQ Savings (or negative usage) | Gas Boiler - Maintenance_Retail_Existing | Gas Boiler - Maintenance_Existing_E2 All NEQ Savings (or negative usage) | Gas Boiler - Maintenance_Existing | NEQ | Existing | Retail | Gas Boiler - Maintenance | 2 | E2 All NEQ Savings (or negative usage) | 0.76306 | 0.77544 | 0.76306 | 0.76306 | 0.77544
Gas Boiler - Radiator Replacement_Retail_Existing_E2 All NEQ Savings (or negative usage) | Gas Boiler - Radiator Replacement_Retail_Existing | Gas Boiler - Radiator Replacement_Existing_E2 All NEQ Savings (or negative usage) | Gas Boiler - Radiator Replacement_Existing | NEQ | Existing | Retail | Gas Boiler - Radiator Replacement | 2 | E2 All NEQ Savings (or negative usage) | 1.339 | 1.3236 | 1.339 | 1.339 | 1.3236
Gas Boiler - Stack Economizer_Retail_Existing_E2 All NEQ Savings (or negative usage) | Gas Boiler - Stack Economizer_Retail_Existing | Gas Boiler - Stack Economizer_Existing_E2 All NEQ Savings (or negative usage) | Gas Boiler - Stack Economizer_Existing | NEQ | Existing | Retail | Gas Boiler - Stack Economizer | 2 | E2 All NEQ Savings (or negative usage) | 2.6964 | 2.6657 | 2.6964 | 2.6964 | 2.6657
Gas Boiler - Steam Trap Replacement_Retail_Existing_E2 All NEQ Savings (or negative usage) | Gas Boiler - Steam Trap Replacement_Retail_Existing | Gas Boiler - Steam Trap Replacement_Existing_E2 All NEQ Savings (or negative usage) | Gas Boiler - Steam Trap Replacement_Existing | NEQ | Existing | Retail | Gas Boiler - Steam Trap Replacement | 2 | E2 All NEQ Savings (or negative usage) | 10.3491 | 10.4451 | 10.3491 | 10.3491 | 10.4451
Gas Boiler - Thermostatic Radiator Valves_Retail_Existing_E2 All NEQ Savings (or negative usage) | Gas Boiler - Thermostatic Radiator Valves_Retail_Existing | Gas Boiler - Thermostatic Radiator Valves_Existing_E2 All NEQ Savings (or negative usage) | Gas Boiler - Thermostatic Radiator Valves_Existing | NEQ | Existing | Retail | Gas Boiler - Thermostatic Radiator Valves | 2 | E2 All NEQ Savings (or negative usage) | 8.6584 | 8.5597 | 8.6584 | 8.6584 | 8.5597
Gas Furnace - Maintenance_Retail_Existing_E2 All NEQ Savings (or negative usage) | Gas Furnace - Maintenance_Retail_Existing | Gas Furnace - Maintenance_Existing_E2 All NEQ Savings (or negative usage) | Gas Furnace - Maintenance_Existing | NEQ | Existing | Retail | Gas Furnace - Maintenance | 2 | E2 All NEQ Savings (or negative usage) | 0.12853 | 0.13075 | 0.12853 | 0.12853 | 0.13075
Gas-Fired Combination Heat Pump Conversion_Retail_Existing_E2 All NEQ Savings (or negative usage) | Gas-Fired Combination Heat Pump Conversion_Retail_Existing | Gas-Fired Combination Heat Pump Conversion_Existing_E2 All NEQ Savings (or negative usage) | Gas-Fired Combination Heat Pump Conversion_Existing | NEQ | Existing | Retail | Gas-Fired Combination Heat Pump Conversion | 2 | E2 All NEQ Savings (or negative usage) | 0.11547 | 0.1143 | 0.11547 | 0.11547 | 0.1143
HVAC - Dedicated Outdoor Air System (DOAS)_Retail_Existing_E2 All NEQ Savings (or negative usage) | HVAC - Dedicated Outdoor Air System (DOAS)_Retail_Existing | HVAC - Dedicated Outdoor Air System (DOAS)_Existing_E2 All NEQ Savings (or negative usage) | HVAC - Dedicated Outdoor Air System (DOAS)_Existing | NEQ | Existing | Retail | HVAC - Dedicated Outdoor Air System (DOAS) | 2 | E2 All NEQ Savings (or negative usage) | 0 | 0 | 0 | 0 | 0
HVAC - Energy Recovery Ventilator_Retail_Existing_E2 All NEQ Savings (or negative usage) | HVAC - Energy Recovery Ventilator_Retail_Existing | HVAC - Energy Recovery Ventilator_Existing_E2 All NEQ Savings (or negative usage) | HVAC - Energy Recovery Ventilator_Existing | NEQ | Existing | Retail | HVAC - Energy Recovery Ventilator | 2 | E2 All NEQ Savings (or negative usage) | 0.69538 | 0.68849 | 0.69538 | 0.69538 | 0.68849
HVAC - Shut Off Damper_Retail_Existing_E2 All NEQ Savings (or negative usage) | HVAC - Shut Off Damper_Retail_Existing | HVAC - Shut Off Damper_Existing_E2 All NEQ Savings (or negative usage) | HVAC - Shut Off Damper_Existing | NEQ | Existing | Retail | HVAC - Shut Off Damper | 2 | E2 All NEQ Savings (or negative usage) | 0.078038 | 0.077215 | 0.078038 | 0.078038 | 0.077215
Industrial Air Curtains_Retail_Existing_E2 All NEQ Savings (or negative usage) | Industrial Air Curtains_Retail_Existing | Industrial Air Curtains_Existing_E2 All NEQ Savings (or negative usage) | Industrial Air Curtains_Existing | NEQ | Existing | Retail | Industrial Air Curtains | 2 | E2 All NEQ Savings (or negative usage) | 0.91709 | 0.908 | 0.91709 | 0.91709 | 0.908
Infiltration Control - Loading Dock Sealing_Retail_Existing_E2 All NEQ Savings (or negative usage) | Infiltration Control - Loading Dock Sealing_Retail_Existing | Infiltration Control - Loading Dock Sealing_Existing_E2 All NEQ Savings (or negative usage) | Infiltration Control - Loading Dock Sealing_Existing | NEQ | Existing | Retail | Infiltration Control - Loading Dock Sealing | 2 | E2 All NEQ Savings (or negative usage) | 0.61002 | 0.60397 | 0.61002 | 0.61002 | 0.60397
Insulation - Ceiling_Retail_Existing_E2 All NEQ Savings (or negative usage) | Insulation - Ceiling_Retail_Existing | Insulation - Ceiling_Existing_E2 All NEQ Savings (or negative usage) | Insulation - Ceiling_Existing | NEQ | Existing | Retail | Insulation - Ceiling | 2 | E2 All NEQ Savings (or negative usage) | 1.5981 | 1.5861 | 1.5981 | 1.5981 | 1.5861
Insulation - Ducting_Retail_Existing_E2 All NEQ Savings (or negative usage) | Insulation - Ducting_Retail_Existing | Insulation - Ducting_Existing_E2 All NEQ Savings (or negative usage) | Insulation - Ducting_Existing | NEQ | Existing | Retail | Insulation - Ducting | 2 | E2 All NEQ Savings (or negative usage) | 0 | 0 | 0 | 0 | 0
Insulation - Wall Cavity_Retail_Existing_E2 All NEQ Savings (or negative usage) | Insulation - Wall Cavity_Retail_Existing | Insulation - Wall Cavity_Existing_E2 All NEQ Savings (or negative usage) | Insulation - Wall Cavity_Existing | NEQ | Existing | Retail | Insulation - Wall Cavity | 2 | E2 All NEQ Savings (or negative usage) | 0.83354 | 0.82731 | 0.83354 | 0.83354 | 0.82731
Kitchen Ventilation - Advanced Controls_Retail_Existing_E2 All NEQ Savings (or negative usage) | Kitchen Ventilation - Advanced Controls_Retail_Existing | Kitchen Ventilation - Advanced Controls_Existing_E2 All NEQ Savings (or negative usage) | Kitchen Ventilation - Advanced Controls_Existing | NEQ | Existing | Retail | Kitchen Ventilation - Advanced Controls | 2 | E2 All NEQ Savings (or negative usage) | 0.97145 | 0.96058 | 0.97145 | 0.97145 | 0.96058
Lodging - Guest Room Controls_Retail_Existing_E2 All NEQ Savings (or negative usage) | Lodging - Guest Room Controls_Retail_Existing | Lodging - Guest Room Controls_Existing_E2 All NEQ Savings (or negative usage) | Lodging - Guest Room Controls_Existing | NEQ | Existing | Retail | Lodging - Guest Room Controls | 2 | E2 All NEQ Savings (or negative usage) | 0 | 0 | 0 | 0 | 0
Pool Heater - Night Covers_Retail_Existing_E2 All NEQ Savings (or negative usage) | Pool Heater - Night Covers_Retail_Existing | Pool Heater - Night Covers_Existing_E2 All NEQ Savings (or negative usage) | Pool Heater - Night Covers_Existing | NEQ | Existing | Retail | Pool Heater - Night Covers | 2 | E2 All NEQ Savings (or negative usage) | 0.87825 | 0.88924 | 0.87825 | 0.87825 | 0.88924
Refrigeration - Heat Recovery_Retail_Existing_E2 All NEQ Savings (or negative usage) | Refrigeration - Heat Recovery_Retail_Existing | Refrigeration - Heat Recovery_Existing_E2 All NEQ Savings (or negative usage) | Refrigeration - Heat Recovery_Existing | NEQ | Existing | Retail | Refrigeration - Heat Recovery | 2 | E2 All NEQ Savings (or negative usage) | 4.7618 | 4.7348 | 4.7618 | 4.7618 | 4.7348
Retrocommissioning_Retail_Existing_E2 All NEQ Savings (or negative usage) | Retrocommissioning_Retail_Existing | Retrocommissioning_Existing_E2 All NEQ Savings (or negative usage) | Retrocommissioning_Existing | NEQ | Existing | Retail | Retrocommissioning | 2 | E2 All NEQ Savings (or negative usage) | 6.6678 | 6.7957 | 6.6678 | 6.6678 | 6.7957
Strategic Energy Management_Retail_Existing_E2 All NEQ Savings (or negative usage) | Strategic Energy Management_Retail_Existing | Strategic Energy Management_Existing_E2 All NEQ Savings (or negative usage) | Strategic Energy Management_Existing | NEQ | Existing | Retail | Strategic Energy Management | 2 | E2 All NEQ Savings (or negative usage) | 0.17869 | 0.18212 | 0.17869 | 0.17869 | 0.18212
Thermostat - Programmable_Retail_Existing_E2 All NEQ Savings (or negative usage) | Thermostat - Programmable_Retail_Existing | Thermostat - Programmable_Existing_E2 All NEQ Savings (or negative usage) | Thermostat - Programmable_Existing | NEQ | Existing | Retail | Thermostat - Programmable | 2 | E2 All NEQ Savings (or negative usage) | 690.4958 | 681.7769 | 690.4958 | 690.4958 | 681.7769
Ventilation - Demand Controlled_Retail_Existing_E2 All NEQ Savings (or negative usage) | Ventilation - Demand Controlled_Retail_Existing | Ventilation - Demand Controlled_Existing_E2 All NEQ Savings (or negative usage) | Ventilation - Demand Controlled_Existing | NEQ | Existing | Retail | Ventilation - Demand Controlled | 2 | E2 All NEQ Savings (or negative usage) | 0.54525 | 0.54214 | 0.54525 | 0.54525 | 0.54214
Water Heater - Drainwater Heat Recovery_Retail_Existing_E2 All NEQ Savings (or negative usage) | Water Heater - Drainwater Heat Recovery_Retail_Existing | Water Heater - Drainwater Heat Recovery_Existing_E2 All NEQ Savings (or negative usage) | Water Heater - Drainwater Heat Recovery_Existing | NEQ | Existing | Retail | Water Heater - Drainwater Heat Recovery | 2 | E2 All NEQ Savings (or negative usage) | 0.014262 | 0.014178 | 0.014262 | 0.014262 | 0.014178
Water Heater - Pipe Insulation_Retail_Existing_E2 All NEQ Savings (or negative usage) | Water Heater - Pipe Insulation_Retail_Existing | Water Heater - Pipe Insulation_Existing_E2 All NEQ Savings (or negative usage) | Water Heater - Pipe Insulation_Existing | NEQ | Existing | Retail | Water Heater - Pipe Insulation | 2 | E2 All NEQ Savings (or negative usage) | 1.6243 | 1.6151 | 1.6243 | 1.6243 | 1.6151
Water Heater - Pre-Rinse Spray Valve_Retail_Existing_E2 All NEQ Savings (or negative usage) | Water Heater - Pre-Rinse Spray Valve_Retail_Existing | Water Heater - Pre-Rinse Spray Valve_Existing_E2 All NEQ Savings (or negative usage) | Water Heater - Pre-Rinse Spray Valve_Existing | NEQ | Existing | Retail | Water Heater - Pre-Rinse Spray Valve | 2 | E2 All NEQ Savings (or negative usage) | 2.5762 | 2.6162 | 2.5762 | 2.5762 | 2.6162
Water Heater - Solar System_Retail_Existing_E2 All NEQ Savings (or negative usage) | Water Heater - Solar System_Retail_Existing | Water Heater - Solar System_Existing_E2 All NEQ Savings (or negative usage) | Water Heater - Solar System_Existing | NEQ | Existing | Retail | Water Heater - Solar System | 2 | E2 All NEQ Savings (or negative usage) | 0.62219 | 0.61866 | 0.62219 | 0.62219 | 0.61866
Water Heater - Thermostatic Shower Restriction Valve_Retail_Existing_E2 All NEQ Savings (or negative usage) | Water Heater - Thermostatic Shower Restriction Valve_Retail_Existing | Water Heater - Thermostatic Shower Restriction Valve_Existing_E2 All NEQ Savings (or negative usage) | Water Heater - Thermostatic Shower Restriction Valve_Existing | NEQ | Existing | Retail | Water Heater - Thermostatic Shower Restriction Valve | 2 | E2 All NEQ Savings (or negative usage) | 0.3064 | 0.31138 | 0.3064 | 0.3064 | 0.31138
Windows - High Efficiency Glazing_Retail_Existing_E2 All NEQ Savings (or negative usage) | Windows - High Efficiency Glazing_Retail_Existing | Windows - High Efficiency Glazing_Existing_E2 All NEQ Savings (or negative usage) | Windows - High Efficiency Glazing_Existing | NEQ | Existing | Retail | Windows - High Efficiency Glazing | 2 | E2 All NEQ Savings (or negative usage) | 0 | 0 | 0 | 0 | 0
Windows - Secondary Glazing Systems_Retail_Existing_E2 All NEQ Savings (or negative usage) | Windows - Secondary Glazing Systems_Retail_Existing | Windows - Secondary Glazing Systems_Existing_E2 All NEQ Savings (or negative usage) | Windows - Secondary Glazing Systems_Existing | NEQ | Existing | Retail | Windows - Secondary Glazing Systems | 2 | E2 All NEQ Savings (or negative usage) | 0.11159 | 0.11057 | 0.11159 | 0.11159 | 0.11057
Advanced New Construction Designs_Warehouse_Existing_E2 All NEQ Savings (or negative usage) | Advanced New Construction Designs_Warehouse_Existing | Advanced New Construction Designs_Existing_E2 All NEQ Savings (or negative usage) | Advanced New Construction Designs_Existing | NEQ | Existing | Warehouse | Advanced New Construction Designs | 2 | E2 All NEQ Savings (or negative usage) | 0 | 0 | 0 | 0 | 0
Building Shell - Air Sealing (Infiltration Control)_Warehouse_Existing_E2 All NEQ Savings (or negative usage) | Building Shell - Air Sealing (Infiltration Control)_Warehouse_Existing | Building Shell - Air Sealing (Infiltration Control)_Existing_E2 All NEQ Savings (or negative usage) | Building Shell - Air Sealing (Infiltration Control)_Existing | NEQ | Existing | Warehouse | Building Shell - Air Sealing (Infiltration Control) | 2 | E2 All NEQ Savings (or negative usage) | 0.28268 | 0.27936 | 0.28268 | 0.28268 | 0.27936
Circulation Pump - Controls_Warehouse_Existing_E2 All NEQ Savings (or negative usage) | Circulation Pump - Controls_Warehouse_Existing | Circulation Pump - Controls_Existing_E2 All NEQ Savings (or negative usage) | Circulation Pump - Controls_Existing | NEQ | Existing | Warehouse | Circulation Pump - Controls | 2 | E2 All NEQ Savings (or negative usage) | 0.05907 | 0.059049 | 0.05907 | 0.05907 | 0.059049
Commercial Laundry - Dryer Efficiency Retrofit_Warehouse_Existing_E2 All NEQ Savings (or negative usage) | Commercial Laundry - Dryer Efficiency Retrofit_Warehouse_Existing | Commercial Laundry - Dryer Efficiency Retrofit_Existing_E2 All NEQ Savings (or negative usage) | Commercial Laundry - Dryer Efficiency Retrofit_Existing | NEQ | Existing | Warehouse | Commercial Laundry - Dryer Efficiency Retrofit | 2 | E2 All NEQ Savings (or negative usage) | 2.5604 | 2.5575 | 2.5604 | 2.5604 | 2.5575
Commercial Laundry - ENERGY STAR Washer (8.0)_Warehouse_Existing_E2 All NEQ Savings (or negative usage) | Commercial Laundry - ENERGY STAR Washer (8.0)_Warehouse_Existing | Commercial Laundry - ENERGY STAR Washer (8.0)_Existing_E2 All NEQ Savings (or negative usage) | Commercial Laundry - ENERGY STAR Washer (8.0)_Existing | NEQ | Existing | Warehouse | Commercial Laundry - ENERGY STAR Washer (8.0) | 2 | E2 All NEQ Savings (or negative usage) | 0 | 0 | 0 | 0 | 0
Commercial Laundry - Ozone Treatment_Warehouse_Existing_E2 All NEQ Savings (or negative usage) | Commercial Laundry - Ozone Treatment_Warehouse_Existing | Commercial Laundry - Ozone Treatment_Existing_E2 All NEQ Savings (or negative usage) | Commercial Laundry - Ozone Treatment_Existing | NEQ | Existing | Warehouse | Commercial Laundry - Ozone Treatment | 2 | E2 All NEQ Savings (or negative usage) | 0 | 0 | 0 | 0 | 0
Connected Thermostat - ENERGY STAR (1.0)_Warehouse_Existing_E2 All NEQ Savings (or negative usage) | Connected Thermostat - ENERGY STAR (1.0)_Warehouse_Existing | Connected Thermostat - ENERGY STAR (1.0)_Existing_E2 All NEQ Savings (or negative usage) | Connected Thermostat - ENERGY STAR (1.0)_Existing | NEQ | Existing | Warehouse | Connected Thermostat - ENERGY STAR (1.0) | 2 | E2 All NEQ Savings (or negative usage) | 0.17023 | 0.17186 | 0.17023 | 0.17023 | 0.17186
Destratification Fans (HVLS)_Warehouse_Existing_E2 All NEQ Savings (or negative usage) | Destratification Fans (HVLS)_Warehouse_Existing | Destratification Fans (HVLS)_Existing_E2 All NEQ Savings (or negative usage) | Destratification Fans (HVLS)_Existing | NEQ | Existing | Warehouse | Destratification Fans (HVLS) | 2 | E2 All NEQ Savings (or negative usage) | 0.26657 | 0.26508 | 0.26657 | 0.26657 | 0.26508
Ducting - Repair and Sealing_Warehouse_Existing_E2 All NEQ Savings (or negative usage) | Ducting - Repair and Sealing_Warehouse_Existing | Ducting - Repair and Sealing_Existing_E2 All NEQ Savings (or negative usage) | Ducting - Repair and Sealing_Existing | NEQ | Existing | Warehouse | Ducting - Repair and Sealing | 2 | E2 All NEQ Savings (or negative usage) | 0.012293 | 0.012142 | 0.012293 | 0.012293 | 0.012142
Gas Boiler - Blowdown Heat Recovery_Warehouse_Existing_E2 All NEQ Savings (or negative usage) | Gas Boiler - Blowdown Heat Recovery_Warehouse_Existing | Gas Boiler - Blowdown Heat Recovery_Existing_E2 All NEQ Savings (or negative usage) | Gas Boiler - Blowdown Heat Recovery_Existing | NEQ | Existing | Warehouse | Gas Boiler - Blowdown Heat Recovery | 2 | E2 All NEQ Savings (or negative usage) | 1.2294 | 1.2139 | 1.2294 | 1.2294 | 1.2139
Gas Boiler - Burner Control Optimization_Warehouse_Existing_E2 All NEQ Savings (or negative usage) | Gas Boiler - Burner Control Optimization_Warehouse_Existing | Gas Boiler - Burner Control Optimization_Existing_E2 All NEQ Savings (or negative usage) | Gas Boiler - Burner Control Optimization_Existing | NEQ | Existing | Warehouse | Gas Boiler - Burner Control Optimization | 2 | E2 All NEQ Savings (or negative usage) | 0.47952 | 0.47346 | 0.47952 | 0.47952 | 0.47346
Gas Boiler - High Turndown Burner_Warehouse_Existing_E2 All NEQ Savings (or negative usage) | Gas Boiler - High Turndown Burner_Warehouse_Existing | Gas Boiler - High Turndown Burner_Existing_E2 All NEQ Savings (or negative usage) | Gas Boiler - High Turndown Burner_Existing | NEQ | Existing | Warehouse | Gas Boiler - High Turndown Burner | 2 | E2 All NEQ Savings (or negative usage) | 0.811 | 0.80093 | 0.811 | 0.811 | 0.80093
Gas Boiler - Hot Water Reset_Warehouse_Existing_E2 All NEQ Savings (or negative usage) | Gas Boiler - Hot Water Reset_Warehouse_Existing | Gas Boiler - Hot Water Reset_Existing_E2 All NEQ Savings (or negative usage) | Gas Boiler - Hot Water Reset_Existing | NEQ | Existing | Warehouse | Gas Boiler - Hot Water Reset | 2 | E2 All NEQ Savings (or negative usage) | 5.0071 | 4.9366 | 5.0071 | 5.0071 | 4.9366
Gas Boiler - Insulate Hot Water Lines_Warehouse_Existing_E2 All NEQ Savings (or negative usage) | Gas Boiler - Insulate Hot Water Lines_Warehouse_Existing | Gas Boiler - Insulate Hot Water Lines_Existing_E2 All NEQ Savings (or negative usage) | Gas Boiler - Insulate Hot Water Lines_Existing | NEQ | Existing | Warehouse | Gas Boiler - Insulate Hot Water Lines | 2 | E2 All NEQ Savings (or negative usage) | 0.61783 | 0.61079 | 0.61783 | 0.61783 | 0.61079
Gas Boiler - Insulate Steam Lines/Condensate Tank_Warehouse_Existing_E2 All NEQ Savings (or negative usage) | Gas Boiler - Insulate Steam Lines/Condensate Tank_Warehouse_Existing | Gas Boiler - Insulate Steam Lines/Condensate Tank_Existing_E2 All NEQ Savings (or negative usage) | Gas Boiler - Insulate Steam Lines/Condensate Tank_Existing | NEQ | Existing | Warehouse | Gas Boiler - Insulate Steam Lines/Condensate Tank | 2 | E2 All NEQ Savings (or negative usage) | 0.96884 | 0.95779 | 0.96884 | 0.96884 | 0.95779
Gas Boiler - Maintenance_Warehouse_Existing_E2 All NEQ Savings (or negative usage) | Gas Boiler - Maintenance_Warehouse_Existing | Gas Boiler - Maintenance_Existing_E2 All NEQ Savings (or negative usage) | Gas Boiler - Maintenance_Existing | NEQ | Existing | Warehouse | Gas Boiler - Maintenance | 2 | E2 All NEQ Savings (or negative usage) | 0.71097 | 0.72251 | 0.71097 | 0.71097 | 0.72251
Gas Boiler - Radiator Replacement_Warehouse_Existing_E2 All NEQ Savings (or negative usage) | Gas Boiler - Radiator Replacement_Warehouse_Existing | Gas Boiler - Radiator Replacement_Existing_E2 All NEQ Savings (or negative usage) | Gas Boiler - Radiator Replacement_Existing | NEQ | Existing | Warehouse | Gas Boiler - Radiator Replacement | 2 | E2 All NEQ Savings (or negative usage) | 1.3389 | 1.3235 | 1.3389 | 1.3389 | 1.3235
Gas Boiler - Stack Economizer_Warehouse_Existing_E2 All NEQ Savings (or negative usage) | Gas Boiler - Stack Economizer_Warehouse_Existing | Gas Boiler - Stack Economizer_Existing_E2 All NEQ Savings (or negative usage) | Gas Boiler - Stack Economizer_Existing | NEQ | Existing | Warehouse | Gas Boiler - Stack Economizer | 2 | E2 All NEQ Savings (or negative usage) | 2.5124 | 2.4837 | 2.5124 | 2.5124 | 2.4837
Gas Boiler - Steam Trap Replacement_Warehouse_Existing_E2 All NEQ Savings (or negative usage) | Gas Boiler - Steam Trap Replacement_Warehouse_Existing | Gas Boiler - Steam Trap Replacement_Existing_E2 All NEQ Savings (or negative usage) | Gas Boiler - Steam Trap Replacement_Existing | NEQ | Existing | Warehouse | Gas Boiler - Steam Trap Replacement | 2 | E2 All NEQ Savings (or negative usage) | 10.349 | 10.4451 | 10.349 | 10.349 | 10.4451
Gas Boiler - Thermostatic Radiator Valves_Warehouse_Existing_E2 All NEQ Savings (or negative usage) | Gas Boiler - Thermostatic Radiator Valves_Warehouse_Existing | Gas Boiler - Thermostatic Radiator Valves_Existing_E2 All NEQ Savings (or negative usage) | Gas Boiler - Thermostatic Radiator Valves_Existing | NEQ | Existing | Warehouse | Gas Boiler - Thermostatic Radiator Valves | 2 | E2 All NEQ Savings (or negative usage) | 8.6583 | 8.5596 | 8.6583 | 8.6583 | 8.5596
Gas Furnace - Maintenance_Warehouse_Existing_E2 All NEQ Savings (or negative usage) | Gas Furnace - Maintenance_Warehouse_Existing | Gas Furnace - Maintenance_Existing_E2 All NEQ Savings (or negative usage) | Gas Furnace - Maintenance_Existing | NEQ | Existing | Warehouse | Gas Furnace - Maintenance | 2 | E2 All NEQ Savings (or negative usage) | 0.090912 | 0.092486 | 0.090912 | 0.090912 | 0.092486
Gas-Fired Combination Heat Pump Conversion_Warehouse_Existing_E2 All NEQ Savings (or negative usage) | Gas-Fired Combination Heat Pump Conversion_Warehouse_Existing | Gas-Fired Combination Heat Pump Conversion_Existing_E2 All NEQ Savings (or negative usage) | Gas-Fired Combination Heat Pump Conversion_Existing | NEQ | Existing | Warehouse | Gas-Fired Combination Heat Pump Conversion | 2 | E2 All NEQ Savings (or negative usage) | 0.09874 | 0.097598 | 0.09874 | 0.09874 | 0.097598
HVAC - Dedicated Outdoor Air System (DOAS)_Warehouse_Existing_E2 All NEQ Savings (or negative usage) | HVAC - Dedicated Outdoor Air System (DOAS)_Warehouse_Existing | HVAC - Dedicated Outdoor Air System (DOAS)_Existing_E2 All NEQ Savings (or negative usage) | HVAC - Dedicated Outdoor Air System (DOAS)_Existing | NEQ | Existing | Warehouse | HVAC - Dedicated Outdoor Air System (DOAS) | 2 | E2 All NEQ Savings (or negative usage) | 0 | 0 | 0 | 0 | 0
HVAC - Energy Recovery Ventilator_Warehouse_Existing_E2 All NEQ Savings (or negative usage) | HVAC - Energy Recovery Ventilator_Warehouse_Existing | HVAC - Energy Recovery Ventilator_Existing_E2 All NEQ Savings (or negative usage) | HVAC - Energy Recovery Ventilator_Existing | NEQ | Existing | Warehouse | HVAC - Energy Recovery Ventilator | 2 | E2 All NEQ Savings (or negative usage) | 0.63797 | 0.63129 | 0.63797 | 0.63797 | 0.63129
HVAC - Shut Off Damper_Warehouse_Existing_E2 All NEQ Savings (or negative usage) | HVAC - Shut Off Damper_Warehouse_Existing | HVAC - Shut Off Damper_Existing_E2 All NEQ Savings (or negative usage) | HVAC - Shut Off Damper_Existing | NEQ | Existing | Warehouse | HVAC - Shut Off Damper | 2 | E2 All NEQ Savings (or negative usage) | 0.099413 | 0.098317 | 0.099413 | 0.099413 | 0.098317
Industrial Air Curtains_Warehouse_Existing_E2 All NEQ Savings (or negative usage) | Industrial Air Curtains_Warehouse_Existing | Industrial Air Curtains_Existing_E2 All NEQ Savings (or negative usage) | Industrial Air Curtains_Existing | NEQ | Existing | Warehouse | Industrial Air Curtains | 2 | E2 All NEQ Savings (or negative usage) | 0.91225 | 0.90269 | 0.91225 | 0.91225 | 0.90269
Infiltration Control - Loading Dock Sealing_Warehouse_Existing_E2 All NEQ Savings (or negative usage) | Infiltration Control - Loading Dock Sealing_Warehouse_Existing | Infiltration Control - Loading Dock Sealing_Existing_E2 All NEQ Savings (or negative usage) | Infiltration Control - Loading Dock Sealing_Existing | NEQ | Existing | Warehouse | Infiltration Control - Loading Dock Sealing | 2 | E2 All NEQ Savings (or negative usage) | 0.6068 | 0.60044 | 0.6068 | 0.6068 | 0.60044
Insulation - Ceiling_Warehouse_Existing_E2 All NEQ Savings (or negative usage) | Insulation - Ceiling_Warehouse_Existing | Insulation - Ceiling_Existing_E2 All NEQ Savings (or negative usage) | Insulation - Ceiling_Existing | NEQ | Existing | Warehouse | Insulation - Ceiling | 2 | E2 All NEQ Savings (or negative usage) | 0.18828 | 0.18679 | 0.18828 | 0.18828 | 0.18679
Insulation - Ducting_Warehouse_Existing_E2 All NEQ Savings (or negative usage) | Insulation - Ducting_Warehouse_Existing | Insulation - Ducting_Existing_E2 All NEQ Savings (or negative usage) | Insulation - Ducting_Existing | NEQ | Existing | Warehouse | Insulation - Ducting | 2 | E2 All NEQ Savings (or negative usage) | 0.0009073 | 0.00089618 | 0.0009073 | 0.0009073 | 0.00089618
Insulation - Wall Cavity_Warehouse_Existing_E2 All NEQ Savings (or negative usage) | Insulation - Wall Cavity_Warehouse_Existing | Insulation - Wall Cavity_Existing_E2 All NEQ Savings (or negative usage) | Insulation - Wall Cavity_Existing | NEQ | Existing | Warehouse | Insulation - Wall Cavity | 2 | E2 All NEQ Savings (or negative usage) | 0.85799 | 0.85122 | 0.85799 | 0.85799 | 0.85122
Kitchen Ventilation - Advanced Controls_Warehouse_Existing_E2 All NEQ Savings (or negative usage) | Kitchen Ventilation - Advanced Controls_Warehouse_Existing | Kitchen Ventilation - Advanced Controls_Existing_E2 All NEQ Savings (or negative usage) | Kitchen Ventilation - Advanced Controls_Existing | NEQ | Existing | Warehouse | Kitchen Ventilation - Advanced Controls | 2 | E2 All NEQ Savings (or negative usage) | 0.96529 | 0.95395 | 0.96529 | 0.96529 | 0.95395
Lodging - Guest Room Controls_Warehouse_Existing_E2 All NEQ Savings (or negative usage) | Lodging - Guest Room Controls_Warehouse_Existing | Lodging - Guest Room Controls_Existing_E2 All NEQ Savings (or negative usage) | Lodging - Guest Room Controls_Existing | NEQ | Existing | Warehouse | Lodging - Guest Room Controls | 2 | E2 All NEQ Savings (or negative usage) | 0 | 0 | 0 | 0 | 0
Pool Heater - Night Covers_Warehouse_Existing_E2 All NEQ Savings (or negative usage) | Pool Heater - Night Covers_Warehouse_Existing | Pool Heater - Night Covers_Existing_E2 All NEQ Savings (or negative usage) | Pool Heater - Night Covers_Existing | NEQ | Existing | Warehouse | Pool Heater - Night Covers | 2 | E2 All NEQ Savings (or negative usage) | 0.14042 | 0.14123 | 0.14042 | 0.14042 | 0.14123
Refrigeration - Heat Recovery_Warehouse_Existing_E2 All NEQ Savings (or negative usage) | Refrigeration - Heat Recovery_Warehouse_Existing | Refrigeration - Heat Recovery_Existing_E2 All NEQ Savings (or negative usage) | Refrigeration - Heat Recovery_Existing | NEQ | Existing | Warehouse | Refrigeration - Heat Recovery | 2 | E2 All NEQ Savings (or negative usage) | 0.22107 | 0.21982 | 0.22107 | 0.22107 | 0.21982
Retrocommissioning_Warehouse_Existing_E2 All NEQ Savings (or negative usage) | Retrocommissioning_Warehouse_Existing | Retrocommissioning_Existing_E2 All NEQ Savings (or negative usage) | Retrocommissioning_Existing | NEQ | Existing | Warehouse | Retrocommissioning | 2 | E2 All NEQ Savings (or negative usage) | 6.6258 | 6.7413 | 6.6258 | 6.6258 | 6.7413
Strategic Energy Management_Warehouse_Existing_E2 All NEQ Savings (or negative usage) | Strategic Energy Management_Warehouse_Existing | Strategic Energy Management_Existing_E2 All NEQ Savings (or negative usage) | Strategic Energy Management_Existing | NEQ | Existing | Warehouse | Strategic Energy Management | 2 | E2 All NEQ Savings (or negative usage) | 0.086221 | 0.087724 | 0.086221 | 0.086221 | 0.087724
Thermostat - Programmable_Warehouse_Existing_E2 All NEQ Savings (or negative usage) | Thermostat - Programmable_Warehouse_Existing | Thermostat - Programmable_Existing_E2 All NEQ Savings (or negative usage) | Thermostat - Programmable_Existing | NEQ | Existing | Warehouse | Thermostat - Programmable | 2 | E2 All NEQ Savings (or negative usage) | 195.3554 | 192.7809 | 195.3554 | 195.3554 | 192.7809
Ventilation - Demand Controlled_Warehouse_Existing_E2 All NEQ Savings (or negative usage) | Ventilation - Demand Controlled_Warehouse_Existing | Ventilation - Demand Controlled_Existing_E2 All NEQ Savings (or negative usage) | Ventilation - Demand Controlled_Existing | NEQ | Existing | Warehouse | Ventilation - Demand Controlled | 2 | E2 All NEQ Savings (or negative usage) | 0.47951 | 0.47656 | 0.47951 | 0.47951 | 0.47656
Water Heater - Drainwater Heat Recovery_Warehouse_Existing_E2 All NEQ Savings (or negative usage) | Water Heater - Drainwater Heat Recovery_Warehouse_Existing | Water Heater - Drainwater Heat Recovery_Existing_E2 All NEQ Savings (or negative usage) | Water Heater - Drainwater Heat Recovery_Existing | NEQ | Existing | Warehouse | Water Heater - Drainwater Heat Recovery | 2 | E2 All NEQ Savings (or negative usage) | 0.00060491 | 0.00060138 | 0.00060491 | 0.00060491 | 0.00060138
Water Heater - Pipe Insulation_Warehouse_Existing_E2 All NEQ Savings (or negative usage) | Water Heater - Pipe Insulation_Warehouse_Existing | Water Heater - Pipe Insulation_Existing_E2 All NEQ Savings (or negative usage) | Water Heater - Pipe Insulation_Existing | NEQ | Existing | Warehouse | Water Heater - Pipe Insulation | 2 | E2 All NEQ Savings (or negative usage) | 0.085243 | 0.084762 | 0.085243 | 0.085243 | 0.084762
Water Heater - Pre-Rinse Spray Valve_Warehouse_Existing_E2 All NEQ Savings (or negative usage) | Water Heater - Pre-Rinse Spray Valve_Warehouse_Existing | Water Heater - Pre-Rinse Spray Valve_Existing_E2 All NEQ Savings (or negative usage) | Water Heater - Pre-Rinse Spray Valve_Existing | NEQ | Existing | Warehouse | Water Heater - Pre-Rinse Spray Valve | 2 | E2 All NEQ Savings (or negative usage) | 1.0027 | 1.0183 | 1.0027 | 1.0027 | 1.0183
Water Heater - Solar System_Warehouse_Existing_E2 All NEQ Savings (or negative usage) | Water Heater - Solar System_Warehouse_Existing | Water Heater - Solar System_Existing_E2 All NEQ Savings (or negative usage) | Water Heater - Solar System_Existing | NEQ | Existing | Warehouse | Water Heater - Solar System | 2 | E2 All NEQ Savings (or negative usage) | 0.16054 | 0.15964 | 0.16054 | 0.16054 | 0.15964
Water Heater - Thermostatic Shower Restriction Valve_Warehouse_Existing_E2 All NEQ Savings (or negative usage) | Water Heater - Thermostatic Shower Restriction Valve_Warehouse_Existing | Water Heater - Thermostatic Shower Restriction Valve_Existing_E2 All NEQ Savings (or negative usage) | Water Heater - Thermostatic Shower Restriction Valve_Existing | NEQ | Existing | Warehouse | Water Heater - Thermostatic Shower Restriction Valve | 2 | E2 All NEQ Savings (or negative usage) | 0.0059629 | 0.00606 | 0.0059629 | 0.0059629 | 0.00606
Windows - High Efficiency Glazing_Warehouse_Existing_E2 All NEQ Savings (or negative usage) | Windows - High Efficiency Glazing_Warehouse_Existing | Windows - High Efficiency Glazing_Existing_E2 All NEQ Savings (or negative usage) | Windows - High Efficiency Glazing_Existing | NEQ | Existing | Warehouse | Windows - High Efficiency Glazing | 2 | E2 All NEQ Savings (or negative usage) | 0 | 0 | 0 | 0 | 0
Windows - Secondary Glazing Systems_Warehouse_Existing_E2 All NEQ Savings (or negative usage) | Windows - Secondary Glazing Systems_Warehouse_Existing | Windows - Secondary Glazing Systems_Existing_E2 All NEQ Savings (or negative usage) | Windows - Secondary Glazing Systems_Existing | NEQ | Existing | Warehouse | Windows - Secondary Glazing Systems | 2 | E2 All NEQ Savings (or negative usage) | 0.1107 | 0.10963 | 0.1107 | 0.1107 | 0.10963
Advanced New Construction Designs_Education_New_E2 All NEQ Savings (or negative usage) | Advanced New Construction Designs_Education_New | Advanced New Construction Designs_New_E2 All NEQ Savings (or negative usage) | Advanced New Construction Designs_New | NEQ | New | Education | Advanced New Construction Designs | 2 | E2 All NEQ Savings (or negative usage) | 0 | 0 | 0 | 0 | 0
Building Shell - Air Sealing (Infiltration Control)_Education_New_E2 All NEQ Savings (or negative usage) | Building Shell - Air Sealing (Infiltration Control)_Education_New | Building Shell - Air Sealing (Infiltration Control)_New_E2 All NEQ Savings (or negative usage) | Building Shell - Air Sealing (Infiltration Control)_New | NEQ | New | Education | Building Shell - Air Sealing (Infiltration Control) | 2 | E2 All NEQ Savings (or negative usage) | 0 | 0 | 0 | 0 | 0
Circulation Pump - Controls_Education_New_E2 All NEQ Savings (or negative usage) | Circulation Pump - Controls_Education_New | Circulation Pump - Controls_New_E2 All NEQ Savings (or negative usage) | Circulation Pump - Controls_New | NEQ | New | Education | Circulation Pump - Controls | 2 | E2 All NEQ Savings (or negative usage) | 0 | 0 | 0 | 0 | 0
Commercial Laundry - Dryer Efficiency Retrofit_Education_New_E2 All NEQ Savings (or negative usage) | Commercial Laundry - Dryer Efficiency Retrofit_Education_New | Commercial Laundry - Dryer Efficiency Retrofit_New_E2 All NEQ Savings (or negative usage) | Commercial Laundry - Dryer Efficiency Retrofit_New | NEQ | New | Education | Commercial Laundry - Dryer Efficiency Retrofit | 2 | E2 All NEQ Savings (or negative usage) | 0 | 0 | 0 | 0 | 0
Commercial Laundry - ENERGY STAR Washer (8.0)_Education_New_E2 All NEQ Savings (or negative usage) | Commercial Laundry - ENERGY STAR Washer (8.0)_Education_New | Commercial Laundry - ENERGY STAR Washer (8.0)_New_E2 All NEQ Savings (or negative usage) | Commercial Laundry - ENERGY STAR Washer (8.0)_New | NEQ | New | Education | Commercial Laundry - ENERGY STAR Washer (8.0) | 2 | E2 All NEQ Savings (or negative usage) | 0 | 0 | 0 | 0 | 0
Commercial Laundry - Ozone Treatment_Education_New_E2 All NEQ Savings (or negative usage) | Commercial Laundry - Ozone Treatment_Education_New | Commercial Laundry - Ozone Treatment_New_E2 All NEQ Savings (or negative usage) | Commercial Laundry - Ozone Treatment_New | NEQ | New | Education | Commercial Laundry - Ozone Treatment | 2 | E2 All NEQ Savings (or negative usage) | 0.64987 | 0.64987 | 0.64987 | 0.64987 | 0.64987
Connected Thermostat - ENERGY STAR (1.0)_Education_New_E2 All NEQ Savings (or negative usage) | Connected Thermostat - ENERGY STAR (1.0)_Education_New | Connected Thermostat - ENERGY STAR (1.0)_New_E2 All NEQ Savings (or negative usage) | Connected Thermostat - ENERGY STAR (1.0)_New | NEQ | New | Education | Connected Thermostat - ENERGY STAR (1.0) | 2 | E2 All NEQ Savings (or negative usage) | 0 | 0 | 0 | 0 | 0
Destratification Fans (HVLS)_Education_New_E2 All NEQ Savings (or negative usage) | Destratification Fans (HVLS)_Education_New | Destratification Fans (HVLS)_New_E2 All NEQ Savings (or negative usage) | Destratification Fans (HVLS)_New | NEQ | New | Education | Destratification Fans (HVLS) | 2 | E2 All NEQ Savings (or negative usage) | 0 | 0 | 0 | 0 | 0
Ducting - Repair and Sealing_Education_New_E2 All NEQ Savings (or negative usage) | Ducting - Repair and Sealing_Education_New | Ducting - Repair and Sealing_New_E2 All NEQ Savings (or negative usage) | Ducting - Repair and Sealing_New | NEQ | New | Education | Ducting - Repair and Sealing | 2 | E2 All NEQ Savings (or negative usage) | 0 | 0 | 0 | 0 | 0
Gas Boiler - Blowdown Heat Recovery_Education_New_E2 All NEQ Savings (or negative usage) | Gas Boiler - Blowdown Heat Recovery_Education_New | Gas Boiler - Blowdown Heat Recovery_New_E2 All NEQ Savings (or negative usage) | Gas Boiler - Blowdown Heat Recovery_New | NEQ | New | Education | Gas Boiler - Blowdown Heat Recovery | 2 | E2 All NEQ Savings (or negative usage) | 0 | 0 | 0 | 0 | 0
Gas Boiler - Burner Control Optimization_Education_New_E2 All NEQ Savings (or negative usage) | Gas Boiler - Burner Control Optimization_Education_New | Gas Boiler - Burner Control Optimization_New_E2 All NEQ Savings (or negative usage) | Gas Boiler - Burner Control Optimization_New | NEQ | New | Education | Gas Boiler - Burner Control Optimization | 2 | E2 All NEQ Savings (or negative usage) | 0 | 0 | 0 | 0 | 0
Gas Boiler - High Turndown Burner_Education_New_E2 All NEQ Savings (or negative usage) | Gas Boiler - High Turndown Burner_Education_New | Gas Boiler - High Turndown Burner_New_E2 All NEQ Savings (or negative usage) | Gas Boiler - High Turndown Burner_New | NEQ | New | Education | Gas Boiler - High Turndown Burner | 2 | E2 All NEQ Savings (or negative usage) | 0 | 0 | 0 | 0 | 0
Gas Boiler - Hot Water Reset_Education_New_E2 All NEQ Savings (or negative usage) | Gas Boiler - Hot Water Reset_Education_New | Gas Boiler - Hot Water Reset_New_E2 All NEQ Savings (or negative usage) | Gas Boiler - Hot Water Reset_New | NEQ | New | Education | Gas Boiler - Hot Water Reset | 2 | E2 All NEQ Savings (or negative usage) | 0 | 0 | 0 | 0 | 0
Gas Boiler - Insulate Hot Water Lines_Education_New_E2 All NEQ Savings (or negative usage) | Gas Boiler - Insulate Hot Water Lines_Education_New | Gas Boiler - Insulate Hot Water Lines_New_E2 All NEQ Savings (or negative usage) | Gas Boiler - Insulate Hot Water Lines_New | NEQ | New | Education | Gas Boiler - Insulate Hot Water Lines | 2 | E2 All NEQ Savings (or negative usage) | 0 | 0 | 0 | 0 | 0
Gas Boiler - Insulate Steam Lines/Condensate Tank_Education_New_E2 All NEQ Savings (or negative usage) | Gas Boiler - Insulate Steam Lines/Condensate Tank_Education_New | Gas Boiler - Insulate Steam Lines/Condensate Tank_New_E2 All NEQ Savings (or negative usage) | Gas Boiler - Insulate Steam Lines/Condensate Tank_New | NEQ | New | Education | Gas Boiler - Insulate Steam Lines/Condensate Tank | 2 | E2 All NEQ Savings (or negative usage) | 0 | 0 | 0 | 0 | 0
Gas Boiler - Maintenance_Education_New_E2 All NEQ Savings (or negative usage) | Gas Boiler - Maintenance_Education_New | Gas Boiler - Maintenance_New_E2 All NEQ Savings (or negative usage) | Gas Boiler - Maintenance_New | NEQ | New | Education | Gas Boiler - Maintenance | 2 | E2 All NEQ Savings (or negative usage) | 0 | 0 | 0 | 0 | 0
Gas Boiler - Radiator Replacement_Education_New_E2 All NEQ Savings (or negative usage) | Gas Boiler - Radiator Replacement_Education_New | Gas Boiler - Radiator Replacement_New_E2 All NEQ Savings (or negative usage) | Gas Boiler - Radiator Replacement_New | NEQ | New | Education | Gas Boiler - Radiator Replacement | 2 | E2 All NEQ Savings (or negative usage) | 0 | 0 | 0 | 0 | 0
Gas Boiler - Stack Economizer_Education_New_E2 All NEQ Savings (or negative usage) | Gas Boiler - Stack Economizer_Education_New | Gas Boiler - Stack Economizer_New_E2 All NEQ Savings (or negative usage) | Gas Boiler - Stack Economizer_New | NEQ | New | Education | Gas Boiler - Stack Economizer | 2 | E2 All NEQ Savings (or negative usage) | 0 | 0 | 0 | 0 | 0
Gas Boiler - Steam Trap Replacement_Education_New_E2 All NEQ Savings (or negative usage) | Gas Boiler - Steam Trap Replacement_Education_New | Gas Boiler - Steam Trap Replacement_New_E2 All NEQ Savings (or negative usage) | Gas Boiler - Steam Trap Replacement_New | NEQ | New | Education | Gas Boiler - Steam Trap Replacement | 2 | E2 All NEQ Savings (or negative usage) | 0 | 0 | 0 | 0 | 0
Gas Boiler - Thermostatic Radiator Valves_Education_New_E2 All NEQ Savings (or negative usage) | Gas Boiler - Thermostatic Radiator Valves_Education_New | Gas Boiler - Thermostatic Radiator Valves_New_E2 All NEQ Savings (or negative usage) | Gas Boiler - Thermostatic Radiator Valves_New | NEQ | New | Education | Gas Boiler - Thermostatic Radiator Valves | 2 | E2 All NEQ Savings (or negative usage) | 0 | 0 | 0 | 0 | 0
Gas Furnace - Maintenance_Education_New_E2 All NEQ Savings (or negative usage) | Gas Furnace - Maintenance_Education_New | Gas Furnace - Maintenance_New_E2 All NEQ Savings (or negative usage) | Gas Furnace - Maintenance_New | NEQ | New | Education | Gas Furnace - Maintenance | 2 | E2 All NEQ Savings (or negative usage) | 0 | 0 | 0 | 0 | 0
Gas-Fired Combination Heat Pump Conversion_Education_New_E2 All NEQ Savings (or negative usage) | Gas-Fired Combination Heat Pump Conversion_Education_New | Gas-Fired Combination Heat Pump Conversion_New_E2 All NEQ Savings (or negative usage) | Gas-Fired Combination Heat Pump Conversion_New | NEQ | New | Education | Gas-Fired Combination Heat Pump Conversion | 2 | E2 All NEQ Savings (or negative usage) | 0 | 0 | 0 | 0 | 0
HVAC - Dedicated Outdoor Air System (DOAS)_Education_New_E2 All NEQ Savings (or negative usage) | HVAC - Dedicated Outdoor Air System (DOAS)_Education_New | HVAC - Dedicated Outdoor Air System (DOAS)_New_E2 All NEQ Savings (or negative usage) | HVAC - Dedicated Outdoor Air System (DOAS)_New | NEQ | New | Education | HVAC - Dedicated Outdoor Air System (DOAS) | 2 | E2 All NEQ Savings (or negative usage) | 0 | 0 | 0 | 0 | 0
HVAC - Energy Recovery Ventilator_Education_New_E2 All NEQ Savings (or negative usage) | HVAC - Energy Recovery Ventilator_Education_New | HVAC - Energy Recovery Ventilator_New_E2 All NEQ Savings (or negative usage) | HVAC - Energy Recovery Ventilator_New | NEQ | New | Education | HVAC - Energy Recovery Ventilator | 2 | E2 All NEQ Savings (or negative usage) | 0 | 0 | 0 | 0 | 0
HVAC - Shut Off Damper_Education_New_E2 All NEQ Savings (or negative usage) | HVAC - Shut Off Damper_Education_New | HVAC - Shut Off Damper_New_E2 All NEQ Savings (or negative usage) | HVAC - Shut Off Damper_New | NEQ | New | Education | HVAC - Shut Off Damper | 2 | E2 All NEQ Savings (or negative usage) | 0 | 0 | 0 | 0 | 0
Industrial Air Curtains_Education_New_E2 All NEQ Savings (or negative usage) | Industrial Air Curtains_Education_New | Industrial Air Curtains_New_E2 All NEQ Savings (or negative usage) | Industrial Air Curtains_New | NEQ | New | Education | Industrial Air Curtains | 2 | E2 All NEQ Savings (or negative usage) | 0 | 0 | 0 | 0 | 0
Infiltration Control - Loading Dock Sealing_Education_New_E2 All NEQ Savings (or negative usage) | Infiltration Control - Loading Dock Sealing_Education_New | Infiltration Control - Loading Dock Sealing_New_E2 All NEQ Savings (or negative usage) | Infiltration Control - Loading Dock Sealing_New | NEQ | New | Education | Infiltration Control - Loading Dock Sealing | 2 | E2 All NEQ Savings (or negative usage) | 0 | 0 | 0 | 0 | 0
Insulation - Ceiling_Education_New_E2 All NEQ Savings (or negative usage) | Insulation - Ceiling_Education_New | Insulation - Ceiling_New_E2 All NEQ Savings (or negative usage) | Insulation - Ceiling_New | NEQ | New | Education | Insulation - Ceiling | 2 | E2 All NEQ Savings (or negative usage) | 0 | 0 | 0 | 0 | 0
Insulation - Ducting_Education_New_E2 All NEQ Savings (or negative usage) | Insulation - Ducting_Education_New | Insulation - Ducting_New_E2 All NEQ Savings (or negative usage) | Insulation - Ducting_New | NEQ | New | Education | Insulation - Ducting | 2 | E2 All NEQ Savings (or negative usage) | 0 | 0 | 0 | 0 | 0
Insulation - Wall Cavity_Education_New_E2 All NEQ Savings (or negative usage) | Insulation - Wall Cavity_Education_New | Insulation - Wall Cavity_New_E2 All NEQ Savings (or negative usage) | Insulation - Wall Cavity_New | NEQ | New | Education | Insulation - Wall Cavity | 2 | E2 All NEQ Savings (or negative usage) | 0 | 0 | 0 | 0 | 0
Kitchen Ventilation - Advanced Controls_Education_New_E2 All NEQ Savings (or negative usage) | Kitchen Ventilation - Advanced Controls_Education_New | Kitchen Ventilation - Advanced Controls_New_E2 All NEQ Savings (or negative usage) | Kitchen Ventilation - Advanced Controls_New | NEQ | New | Education | Kitchen Ventilation - Advanced Controls | 2 | E2 All NEQ Savings (or negative usage) | 0 | 0 | 0 | 0 | 0
Lodging - Guest Room Controls_Education_New_E2 All NEQ Savings (or negative usage) | Lodging - Guest Room Controls_Education_New | Lodging - Guest Room Controls_New_E2 All NEQ Savings (or negative usage) | Lodging - Guest Room Controls_New | NEQ | New | Education | Lodging - Guest Room Controls | 2 | E2 All NEQ Savings (or negative usage) | 0 | 0 | 0 | 0 | 0
Pool Heater - Night Covers_Education_New_E2 All NEQ Savings (or negative usage) | Pool Heater - Night Covers_Education_New | Pool Heater - Night Covers_New_E2 All NEQ Savings (or negative usage) | Pool Heater - Night Covers_New | NEQ | New | Education | Pool Heater - Night Covers | 2 | E2 All NEQ Savings (or negative usage) | 0.08208 | 0.08208 | 0.08208 | 0.08208 | 0.08208
Refrigeration - Heat Recovery_Education_New_E2 All NEQ Savings (or negative usage) | Refrigeration - Heat Recovery_Education_New | Refrigeration - Heat Recovery_New_E2 All NEQ Savings (or negative usage) | Refrigeration - Heat Recovery_New | NEQ | New | Education | Refrigeration - Heat Recovery | 2 | E2 All NEQ Savings (or negative usage) | 0 | 0 | 0 | 0 | 0
Retrocommissioning_Education_New_E2 All NEQ Savings (or negative usage) | Retrocommissioning_Education_New | Retrocommissioning_New_E2 All NEQ Savings (or negative usage) | Retrocommissioning_New | NEQ | New | Education | Retrocommissioning | 2 | E2 All NEQ Savings (or negative usage) | 0 | 0 | 0 | 0 | 0
Strategic Energy Management_Education_New_E2 All NEQ Savings (or negative usage) | Strategic Energy Management_Education_New | Strategic Energy Management_New_E2 All NEQ Savings (or negative usage) | Strategic Energy Management_New | NEQ | New | Education | Strategic Energy Management | 2 | E2 All NEQ Savings (or negative usage) | 0 | 0 | 0 | 0 | 0
Thermostat - Programmable_Education_New_E2 All NEQ Savings (or negative usage) | Thermostat - Programmable_Education_New | Thermostat - Programmable_New_E2 All NEQ Savings (or negative usage) | Thermostat - Programmable_New | NEQ | New | Education | Thermostat - Programmable | 2 | E2 All NEQ Savings (or negative usage) | 0 | 0 | 0 | 0 | 0
Ventilation - Demand Controlled_Education_New_E2 All NEQ Savings (or negative usage) | Ventilation - Demand Controlled_Education_New | Ventilation - Demand Controlled_New_E2 All NEQ Savings (or negative usage) | Ventilation - Demand Controlled_New | NEQ | New | Education | Ventilation - Demand Controlled | 2 | E2 All NEQ Savings (or negative usage) | 0 | 0 | 0 | 0 | 0
Water Heater - Drainwater Heat Recovery_Education_New_E2 All NEQ Savings (or negative usage) | Water Heater - Drainwater Heat Recovery_Education_New | Water Heater - Drainwater Heat Recovery_New_E2 All NEQ Savings (or negative usage) | Water Heater - Drainwater Heat Recovery_New | NEQ | New | Education | Water Heater - Drainwater Heat Recovery | 2 | E2 All NEQ Savings (or negative usage) | 0 | 0 | 0 | 0 | 0
Water Heater - Pipe Insulation_Education_New_E2 All NEQ Savings (or negative usage) | Water Heater - Pipe Insulation_Education_New | Water Heater - Pipe Insulation_New_E2 All NEQ Savings (or negative usage) | Water Heater - Pipe Insulation_New | NEQ | New | Education | Water Heater - Pipe Insulation | 2 | E2 All NEQ Savings (or negative usage) | 0 | 0 | 0 | 0 | 0
Water Heater - Pre-Rinse Spray Valve_Education_New_E2 All NEQ Savings (or negative usage) | Water Heater - Pre-Rinse Spray Valve_Education_New | Water Heater - Pre-Rinse Spray Valve_New_E2 All NEQ Savings (or negative usage) | Water Heater - Pre-Rinse Spray Valve_New | NEQ | New | Education | Water Heater - Pre-Rinse Spray Valve | 2 | E2 All NEQ Savings (or negative usage) | 0 | 0 | 0 | 0 | 0
Water Heater - Solar System_Education_New_E2 All NEQ Savings (or negative usage) | Water Heater - Solar System_Education_New | Water Heater - Solar System_New_E2 All NEQ Savings (or negative usage) | Water Heater - Solar System_New | NEQ | New | Education | Water Heater - Solar System | 2 | E2 All NEQ Savings (or negative usage) | 0 | 0 | 0 | 0 | 0
Water Heater - Thermostatic Shower Restriction Valve_Education_New_E2 All NEQ Savings (or negative usage) | Water Heater - Thermostatic Shower Restriction Valve_Education_New | Water Heater - Thermostatic Shower Restriction Valve_New_E2 All NEQ Savings (or negative usage) | Water Heater - Thermostatic Shower Restriction Valve_New | NEQ | New | Education | Water Heater - Thermostatic Shower Restriction Valve | 2 | E2 All NEQ Savings (or negative usage) | 0 | 0 | 0 | 0 | 0
Windows - High Efficiency Glazing_Education_New_E2 All NEQ Savings (or negative usage) | Windows - High Efficiency Glazing_Education_New | Windows - High Efficiency Glazing_New_E2 All NEQ Savings (or negative usage) | Windows - High Efficiency Glazing_New | NEQ | New | Education | Windows - High Efficiency Glazing | 2 | E2 All NEQ Savings (or negative usage) | 0 | 0 | 0 | 0 | 0
Windows - Secondary Glazing Systems_Education_New_E2 All NEQ Savings (or negative usage) | Windows - Secondary Glazing Systems_Education_New | Windows - Secondary Glazing Systems_New_E2 All NEQ Savings (or negative usage) | Windows - Secondary Glazing Systems_New | NEQ | New | Education | Windows - Secondary Glazing Systems | 2 | E2 All NEQ Savings (or negative usage) | 0 | 0 | 0 | 0 | 0
Advanced New Construction Designs_Grocery_New_E2 All NEQ Savings (or negative usage) | Advanced New Construction Designs_Grocery_New | Advanced New Construction Designs_New_E2 All NEQ Savings (or negative usage) | Advanced New Construction Designs_New | NEQ | New | Grocery | Advanced New Construction Designs | 2 | E2 All NEQ Savings (or negative usage) | 0 | 0 | 0 | 0 | 0
Building Shell - Air Sealing (Infiltration Control)_Grocery_New_E2 All NEQ Savings (or negative usage) | Building Shell - Air Sealing (Infiltration Control)_Grocery_New | Building Shell - Air Sealing (Infiltration Control)_New_E2 All NEQ Savings (or negative usage) | Building Shell - Air Sealing (Infiltration Control)_New | NEQ | New | Grocery | Building Shell - Air Sealing (Infiltration Control) | 2 | E2 All NEQ Savings (or negative usage) | 0 | 0 | 0 | 0 | 0
Circulation Pump - Controls_Grocery_New_E2 All NEQ Savings (or negative usage) | Circulation Pump - Controls_Grocery_New | Circulation Pump - Controls_New_E2 All NEQ Savings (or negative usage) | Circulation Pump - Controls_New | NEQ | New | Grocery | Circulation Pump - Controls | 2 | E2 All NEQ Savings (or negative usage) | 0 | 0 | 0 | 0 | 0
Commercial Laundry - Dryer Efficiency Retrofit_Grocery_New_E2 All NEQ Savings (or negative usage) | Commercial Laundry - Dryer Efficiency Retrofit_Grocery_New | Commercial Laundry - Dryer Efficiency Retrofit_New_E2 All NEQ Savings (or negative usage) | Commercial Laundry - Dryer Efficiency Retrofit_New | NEQ | New | Grocery | Commercial Laundry - Dryer Efficiency Retrofit | 2 | E2 All NEQ Savings (or negative usage) | 0 | 0 | 0 | 0 | 0
Commercial Laundry - ENERGY STAR Washer (8.0)_Grocery_New_E2 All NEQ Savings (or negative usage) | Commercial Laundry - ENERGY STAR Washer (8.0)_Grocery_New | Commercial Laundry - ENERGY STAR Washer (8.0)_New_E2 All NEQ Savings (or negative usage) | Commercial Laundry - ENERGY STAR Washer (8.0)_New | NEQ | New | Grocery | Commercial Laundry - ENERGY STAR Washer (8.0) | 2 | E2 All NEQ Savings (or negative usage) | 0 | 0 | 0 | 0 | 0
Commercial Laundry - Ozone Treatment_Grocery_New_E2 All NEQ Savings (or negative usage) | Commercial Laundry - Ozone Treatment_Grocery_New | Commercial Laundry - Ozone Treatment_New_E2 All NEQ Savings (or negative usage) | Commercial Laundry - Ozone Treatment_New | NEQ | New | Grocery | Commercial Laundry - Ozone Treatment | 2 | E2 All NEQ Savings (or negative usage) | 0 | 0 | 0 | 0 | 0
Connected Thermostat - ENERGY STAR (1.0)_Grocery_New_E2 All NEQ Savings (or negative usage) | Connected Thermostat - ENERGY STAR (1.0)_Grocery_New | Connected Thermostat - ENERGY STAR (1.0)_New_E2 All NEQ Savings (or negative usage) | Connected Thermostat - ENERGY STAR (1.0)_New | NEQ | New | Grocery | Connected Thermostat - ENERGY STAR (1.0) | 2 | E2 All NEQ Savings (or negative usage) | 0 | 0 | 0 | 0 | 0
Destratification Fans (HVLS)_Grocery_New_E2 All NEQ Savings (or negative usage) | Destratification Fans (HVLS)_Grocery_New | Destratification Fans (HVLS)_New_E2 All NEQ Savings (or negative usage) | Destratification Fans (HVLS)_New | NEQ | New | Grocery | Destratification Fans (HVLS) | 2 | E2 All NEQ Savings (or negative usage) | 0 | 0 | 0 | 0 | 0
Ducting - Repair and Sealing_Grocery_New_E2 All NEQ Savings (or negative usage) | Ducting - Repair and Sealing_Grocery_New | Ducting - Repair and Sealing_New_E2 All NEQ Savings (or negative usage) | Ducting - Repair and Sealing_New | NEQ | New | Grocery | Ducting - Repair and Sealing | 2 | E2 All NEQ Savings (or negative usage) | 0 | 0 | 0 | 0 | 0
Gas Boiler - Blowdown Heat Recovery_Grocery_New_E2 All NEQ Savings (or negative usage) | Gas Boiler - Blowdown Heat Recovery_Grocery_New | Gas Boiler - Blowdown Heat Recovery_New_E2 All NEQ Savings (or negative usage) | Gas Boiler - Blowdown Heat Recovery_New | NEQ | New | Grocery | Gas Boiler - Blowdown Heat Recovery | 2 | E2 All NEQ Savings (or negative usage) | 0 | 0 | 0 | 0 | 0
Gas Boiler - Burner Control Optimization_Grocery_New_E2 All NEQ Savings (or negative usage) | Gas Boiler - Burner Control Optimization_Grocery_New | Gas Boiler - Burner Control Optimization_New_E2 All NEQ Savings (or negative usage) | Gas Boiler - Burner Control Optimization_New | NEQ | New | Grocery | Gas Boiler - Burner Control Optimization | 2 | E2 All NEQ Savings (or negative usage) | 0 | 0 | 0 | 0 | 0
Gas Boiler - High Turndown Burner_Grocery_New_E2 All NEQ Savings (or negative usage) | Gas Boiler - High Turndown Burner_Grocery_New | Gas Boiler - High Turndown Burner_New_E2 All NEQ Savings (or negative usage) | Gas Boiler - High Turndown Burner_New | NEQ | New | Grocery | Gas Boiler - High Turndown Burner | 2 | E2 All NEQ Savings (or negative usage) | 0 | 0 | 0 | 0 | 0
Gas Boiler - Hot Water Reset_Grocery_New_E2 All NEQ Savings (or negative usage) | Gas Boiler - Hot Water Reset_Grocery_New | Gas Boiler - Hot Water Reset_New_E2 All NEQ Savings (or negative usage) | Gas Boiler - Hot Water Reset_New | NEQ | New | Grocery | Gas Boiler - Hot Water Reset | 2 | E2 All NEQ Savings (or negative usage) | 0 | 0 | 0 | 0 | 0
Gas Boiler - Insulate Hot Water Lines_Grocery_New_E2 All NEQ Savings (or negative usage) | Gas Boiler - Insulate Hot Water Lines_Grocery_New | Gas Boiler - Insulate Hot Water Lines_New_E2 All NEQ Savings (or negative usage) | Gas Boiler - Insulate Hot Water Lines_New | NEQ | New | Grocery | Gas Boiler - Insulate Hot Water Lines | 2 | E2 All NEQ Savings (or negative usage) | 0 | 0 | 0 | 0 | 0
Gas Boiler - Insulate Steam Lines/Condensate Tank_Grocery_New_E2 All NEQ Savings (or negative usage) | Gas Boiler - Insulate Steam Lines/Condensate Tank_Grocery_New | Gas Boiler - Insulate Steam Lines/Condensate Tank_New_E2 All NEQ Savings (or negative usage) | Gas Boiler - Insulate Steam Lines/Condensate Tank_New | NEQ | New | Grocery | Gas Boiler - Insulate Steam Lines/Condensate Tank | 2 | E2 All NEQ Savings (or negative usage) | 0 | 0 | 0 | 0 | 0
Gas Boiler - Maintenance_Grocery_New_E2 All NEQ Savings (or negative usage) | Gas Boiler - Maintenance_Grocery_New | Gas Boiler - Maintenance_New_E2 All NEQ Savings (or negative usage) | Gas Boiler - Maintenance_New | NEQ | New | Grocery | Gas Boiler - Maintenance | 2 | E2 All NEQ Savings (or negative usage) | 0 | 0 | 0 | 0 | 0
Gas Boiler - Radiator Replacement_Grocery_New_E2 All NEQ Savings (or negative usage) | Gas Boiler - Radiator Replacement_Grocery_New | Gas Boiler - Radiator Replacement_New_E2 All NEQ Savings (or negative usage) | Gas Boiler - Radiator Replacement_New | NEQ | New | Grocery | Gas Boiler - Radiator Replacement | 2 | E2 All NEQ Savings (or negative usage) | 0 | 0 | 0 | 0 | 0
Gas Boiler - Stack Economizer_Grocery_New_E2 All NEQ Savings (or negative usage) | Gas Boiler - Stack Economizer_Grocery_New | Gas Boiler - Stack Economizer_New_E2 All NEQ Savings (or negative usage) | Gas Boiler - Stack Economizer_New | NEQ | New | Grocery | Gas Boiler - Stack Economizer | 2 | E2 All NEQ Savings (or negative usage) | 0 | 0 | 0 | 0 | 0
Gas Boiler - Steam Trap Replacement_Grocery_New_E2 All NEQ Savings (or negative usage) | Gas Boiler - Steam Trap Replacement_Grocery_New | Gas Boiler - Steam Trap Replacement_New_E2 All NEQ Savings (or negative usage) | Gas Boiler - Steam Trap Replacement_New | NEQ | New | Grocery | Gas Boiler - Steam Trap Replacement | 2 | E2 All NEQ Savings (or negative usage) | 0 | 0 | 0 | 0 | 0
Gas Boiler - Thermostatic Radiator Valves_Grocery_New_E2 All NEQ Savings (or negative usage) | Gas Boiler - Thermostatic Radiator Valves_Grocery_New | Gas Boiler - Thermostatic Radiator Valves_New_E2 All NEQ Savings (or negative usage) | Gas Boiler - Thermostatic Radiator Valves_New | NEQ | New | Grocery | Gas Boiler - Thermostatic Radiator Valves | 2 | E2 All NEQ Savings (or negative usage) | 0 | 0 | 0 | 0 | 0
Gas Furnace - Maintenance_Grocery_New_E2 All NEQ Savings (or negative usage) | Gas Furnace - Maintenance_Grocery_New | Gas Furnace - Maintenance_New_E2 All NEQ Savings (or negative usage) | Gas Furnace - Maintenance_New | NEQ | New | Grocery | Gas Furnace - Maintenance | 2 | E2 All NEQ Savings (or negative usage) | 0 | 0 | 0 | 0 | 0
Gas-Fired Combination Heat Pump Conversion_Grocery_New_E2 All NEQ Savings (or negative usage) | Gas-Fired Combination Heat Pump Conversion_Grocery_New | Gas-Fired Combination Heat Pump Conversion_New_E2 All NEQ Savings (or negative usage) | Gas-Fired Combination Heat Pump Conversion_New | NEQ | New | Grocery | Gas-Fired Combination Heat Pump Conversion | 2 | E2 All NEQ Savings (or negative usage) | 0 | 0 | 0 | 0 | 0
HVAC - Dedicated Outdoor Air System (DOAS)_Grocery_New_E2 All NEQ Savings (or negative usage) | HVAC - Dedicated Outdoor Air System (DOAS)_Grocery_New | HVAC - Dedicated Outdoor Air System (DOAS)_New_E2 All NEQ Savings (or negative usage) | HVAC - Dedicated Outdoor Air System (DOAS)_New | NEQ | New | Grocery | HVAC - Dedicated Outdoor Air System (DOAS) | 2 | E2 All NEQ Savings (or negative usage) | 0 | 0 | 0 | 0 | 0
HVAC - Energy Recovery Ventilator_Grocery_New_E2 All NEQ Savings (or negative usage) | HVAC - Energy Recovery Ventilator_Grocery_New | HVAC - Energy Recovery Ventilator_New_E2 All NEQ Savings (or negative usage) | HVAC - Energy Recovery Ventilator_New | NEQ | New | Grocery | HVAC - Energy Recovery Ventilator | 2 | E2 All NEQ Savings (or negative usage) | 0 | 0 | 0 | 0 | 0
HVAC - Shut Off Damper_Grocery_New_E2 All NEQ Savings (or negative usage) | HVAC - Shut Off Damper_Grocery_New | HVAC - Shut Off Damper_New_E2 All NEQ Savings (or negative usage) | HVAC - Shut Off Damper_New | NEQ | New | Grocery | HVAC - Shut Off Damper | 2 | E2 All NEQ Savings (or negative usage) | 0 | 0 | 0 | 0 | 0
Industrial Air Curtains_Grocery_New_E2 All NEQ Savings (or negative usage) | Industrial Air Curtains_Grocery_New | Industrial Air Curtains_New_E2 All NEQ Savings (or negative usage) | Industrial Air Curtains_New | NEQ | New | Grocery | Industrial Air Curtains | 2 | E2 All NEQ Savings (or negative usage) | 0 | 0 | 0 | 0 | 0
Infiltration Control - Loading Dock Sealing_Grocery_New_E2 All NEQ Savings (or negative usage) | Infiltration Control - Loading Dock Sealing_Grocery_New | Infiltration Control - Loading Dock Sealing_New_E2 All NEQ Savings (or negative usage) | Infiltration Control - Loading Dock Sealing_New | NEQ | New | Grocery | Infiltration Control - Loading Dock Sealing | 2 | E2 All NEQ Savings (or negative usage) | 0 | 0 | 0 | 0 | 0
Insulation - Ceiling_Grocery_New_E2 All NEQ Savings (or negative usage) | Insulation - Ceiling_Grocery_New | Insulation - Ceiling_New_E2 All NEQ Savings (or negative usage) | Insulation - Ceiling_New | NEQ | New | Grocery | Insulation - Ceiling | 2 | E2 All NEQ Savings (or negative usage) | 0 | 0 | 0 | 0 | 0
Insulation - Ducting_Grocery_New_E2 All NEQ Savings (or negative usage) | Insulation - Ducting_Grocery_New | Insulation - Ducting_New_E2 All NEQ Savings (or negative usage) | Insulation - Ducting_New | NEQ | New | Grocery | Insulation - Ducting | 2 | E2 All NEQ Savings (or negative usage) | 0 | 0 | 0 | 0 | 0
Insulation - Wall Cavity_Grocery_New_E2 All NEQ Savings (or negative usage) | Insulation - Wall Cavity_Grocery_New | Insulation - Wall Cavity_New_E2 All NEQ Savings (or negative usage) | Insulation - Wall Cavity_New | NEQ | New | Grocery | Insulation - Wall Cavity | 2 | E2 All NEQ Savings (or negative usage) | 0 | 0 | 0 | 0 | 0
Kitchen Ventilation - Advanced Controls_Grocery_New_E2 All NEQ Savings (or negative usage) | Kitchen Ventilation - Advanced Controls_Grocery_New | Kitchen Ventilation - Advanced Controls_New_E2 All NEQ Savings (or negative usage) | Kitchen Ventilation - Advanced Controls_New | NEQ | New | Grocery | Kitchen Ventilation - Advanced Controls | 2 | E2 All NEQ Savings (or negative usage) | 0 | 0 | 0 | 0 | 0
Lodging - Guest Room Controls_Grocery_New_E2 All NEQ Savings (or negative usage) | Lodging - Guest Room Controls_Grocery_New | Lodging - Guest Room Controls_New_E2 All NEQ Savings (or negative usage) | Lodging - Guest Room Controls_New | NEQ | New | Grocery | Lodging - Guest Room Controls | 2 | E2 All NEQ Savings (or negative usage) | 0 | 0 | 0 | 0 | 0
Pool Heater - Night Covers_Grocery_New_E2 All NEQ Savings (or negative usage) | Pool Heater - Night Covers_Grocery_New | Pool Heater - Night Covers_New_E2 All NEQ Savings (or negative usage) | Pool Heater - Night Covers_New | NEQ | New | Grocery | Pool Heater - Night Covers | 2 | E2 All NEQ Savings (or negative usage) | 0.08208 | 0.08208 | 0.08208 | 0.08208 | 0.08208
Refrigeration - Heat Recovery_Grocery_New_E2 All NEQ Savings (or negative usage) | Refrigeration - Heat Recovery_Grocery_New | Refrigeration - Heat Recovery_New_E2 All NEQ Savings (or negative usage) | Refrigeration - Heat Recovery_New | NEQ | New | Grocery | Refrigeration - Heat Recovery | 2 | E2 All NEQ Savings (or negative usage) | 0 | 0 | 0 | 0 | 0
Retrocommissioning_Grocery_New_E2 All NEQ Savings (or negative usage) | Retrocommissioning_Grocery_New | Retrocommissioning_New_E2 All NEQ Savings (or negative usage) | Retrocommissioning_New | NEQ | New | Grocery | Retrocommissioning | 2 | E2 All NEQ Savings (or negative usage) | 0 | 0 | 0 | 0 | 0
Strategic Energy Management_Grocery_New_E2 All NEQ Savings (or negative usage) | Strategic Energy Management_Grocery_New | Strategic Energy Management_New_E2 All NEQ Savings (or negative usage) | Strategic Energy Management_New | NEQ | New | Grocery | Strategic Energy Management | 2 | E2 All NEQ Savings (or negative usage) | 0 | 0 | 0 | 0 | 0
Thermostat - Programmable_Grocery_New_E2 All NEQ Savings (or negative usage) | Thermostat - Programmable_Grocery_New | Thermostat - Programmable_New_E2 All NEQ Savings (or negative usage) | Thermostat - Programmable_New | NEQ | New | Grocery | Thermostat - Programmable | 2 | E2 All NEQ Savings (or negative usage) | 0 | 0 | 0 | 0 | 0
Ventilation - Demand Controlled_Grocery_New_E2 All NEQ Savings (or negative usage) | Ventilation - Demand Controlled_Grocery_New | Ventilation - Demand Controlled_New_E2 All NEQ Savings (or negative usage) | Ventilation - Demand Controlled_New | NEQ | New | Grocery | Ventilation - Demand Controlled | 2 | E2 All NEQ Savings (or negative usage) | 0 | 0 | 0 | 0 | 0
Water Heater - Drainwater Heat Recovery_Grocery_New_E2 All NEQ Savings (or negative usage) | Water Heater - Drainwater Heat Recovery_Grocery_New | Water Heater - Drainwater Heat Recovery_New_E2 All NEQ Savings (or negative usage) | Water Heater - Drainwater Heat Recovery_New | NEQ | New | Grocery | Water Heater - Drainwater Heat Recovery | 2 | E2 All NEQ Savings (or negative usage) | 0 | 0 | 0 | 0 | 0
Water Heater - Pipe Insulation_Grocery_New_E2 All NEQ Savings (or negative usage) | Water Heater - Pipe Insulation_Grocery_New | Water Heater - Pipe Insulation_New_E2 All NEQ Savings (or negative usage) | Water Heater - Pipe Insulation_New | NEQ | New | Grocery | Water Heater - Pipe Insulation | 2 | E2 All NEQ Savings (or negative usage) | 0 | 0 | 0 | 0 | 0
Water Heater - Pre-Rinse Spray Valve_Grocery_New_E2 All NEQ Savings (or negative usage) | Water Heater - Pre-Rinse Spray Valve_Grocery_New | Water Heater - Pre-Rinse Spray Valve_New_E2 All NEQ Savings (or negative usage) | Water Heater - Pre-Rinse Spray Valve_New | NEQ | New | Grocery | Water Heater - Pre-Rinse Spray Valve | 2 | E2 All NEQ Savings (or negative usage) | 0 | 0 | 0 | 0 | 0
Water Heater - Solar System_Grocery_New_E2 All NEQ Savings (or negative usage) | Water Heater - Solar System_Grocery_New | Water Heater - Solar System_New_E2 All NEQ Savings (or negative usage) | Water Heater - Solar System_New | NEQ | New | Grocery | Water Heater - Solar System | 2 | E2 All NEQ Savings (or negative usage) | 0 | 0 | 0 | 0 | 0
Water Heater - Thermostatic Shower Restriction Valve_Grocery_New_E2 All NEQ Savings (or negative usage) | Water Heater - Thermostatic Shower Restriction Valve_Grocery_New | Water Heater - Thermostatic Shower Restriction Valve_New_E2 All NEQ Savings (or negative usage) | Water Heater - Thermostatic Shower Restriction Valve_New | NEQ | New | Grocery | Water Heater - Thermostatic Shower Restriction Valve | 2 | E2 All NEQ Savings (or negative usage) | 0 | 0 | 0 | 0 | 0
Windows - High Efficiency Glazing_Grocery_New_E2 All NEQ Savings (or negative usage) | Windows - High Efficiency Glazing_Grocery_New | Windows - High Efficiency Glazing_New_E2 All NEQ Savings (or negative usage) | Windows - High Efficiency Glazing_New | NEQ | New | Grocery | Windows - High Efficiency Glazing | 2 | E2 All NEQ Savings (or negative usage) | 0 | 0 | 0 | 0 | 0
Windows - Secondary Glazing Systems_Grocery_New_E2 All NEQ Savings (or negative usage) | Windows - Secondary Glazing Systems_Grocery_New | Windows - Secondary Glazing Systems_New_E2 All NEQ Savings (or negative usage) | Windows - Secondary Glazing Systems_New | NEQ | New | Grocery | Windows - Secondary Glazing Systems | 2 | E2 All NEQ Savings (or negative usage) | 0 | 0 | 0 | 0 | 0
Advanced New Construction Designs_Healthcare_New_E2 All NEQ Savings (or negative usage) | Advanced New Construction Designs_Healthcare_New | Advanced New Construction Designs_New_E2 All NEQ Savings (or negative usage) | Advanced New Construction Designs_New | NEQ | New | Healthcare | Advanced New Construction Designs | 2 | E2 All NEQ Savings (or negative usage) | 0 | 0 | 0 | 0 | 0
Building Shell - Air Sealing (Infiltration Control)_Healthcare_New_E2 All NEQ Savings (or negative usage) | Building Shell - Air Sealing (Infiltration Control)_Healthcare_New | Building Shell - Air Sealing (Infiltration Control)_New_E2 All NEQ Savings (or negative usage) | Building Shell - Air Sealing (Infiltration Control)_New | NEQ | New | Healthcare | Building Shell - Air Sealing (Infiltration Control) | 2 | E2 All NEQ Savings (or negative usage) | 0 | 0 | 0 | 0 | 0
Circulation Pump - Controls_Healthcare_New_E2 All NEQ Savings (or negative usage) | Circulation Pump - Controls_Healthcare_New | Circulation Pump - Controls_New_E2 All NEQ Savings (or negative usage) | Circulation Pump - Controls_New | NEQ | New | Healthcare | Circulation Pump - Controls | 2 | E2 All NEQ Savings (or negative usage) | 0 | 0 | 0 | 0 | 0
Commercial Laundry - Dryer Efficiency Retrofit_Healthcare_New_E2 All NEQ Savings (or negative usage) | Commercial Laundry - Dryer Efficiency Retrofit_Healthcare_New | Commercial Laundry - Dryer Efficiency Retrofit_New_E2 All NEQ Savings (or negative usage) | Commercial Laundry - Dryer Efficiency Retrofit_New | NEQ | New | Healthcare | Commercial Laundry - Dryer Efficiency Retrofit | 2 | E2 All NEQ Savings (or negative usage) | 0 | 0 | 0 | 0 | 0
Commercial Laundry - ENERGY STAR Washer (8.0)_Healthcare_New_E2 All NEQ Savings (or negative usage) | Commercial Laundry - ENERGY STAR Washer (8.0)_Healthcare_New | Commercial Laundry - ENERGY STAR Washer (8.0)_New_E2 All NEQ Savings (or negative usage) | Commercial Laundry - ENERGY STAR Washer (8.0)_New | NEQ | New | Healthcare | Commercial Laundry - ENERGY STAR Washer (8.0) | 2 | E2 All NEQ Savings (or negative usage) | 0 | 0 | 0 | 0 | 0
Commercial Laundry - Ozone Treatment_Healthcare_New_E2 All NEQ Savings (or negative usage) | Commercial Laundry - Ozone Treatment_Healthcare_New | Commercial Laundry - Ozone Treatment_New_E2 All NEQ Savings (or negative usage) | Commercial Laundry - Ozone Treatment_New | NEQ | New | Healthcare | Commercial Laundry - Ozone Treatment | 2 | E2 All NEQ Savings (or negative usage) | 0.64987 | 0.64987 | 0.64987 | 0.64987 | 0.64987
Connected Thermostat - ENERGY STAR (1.0)_Healthcare_New_E2 All NEQ Savings (or negative usage) | Connected Thermostat - ENERGY STAR (1.0)_Healthcare_New | Connected Thermostat - ENERGY STAR (1.0)_New_E2 All NEQ Savings (or negative usage) | Connected Thermostat - ENERGY STAR (1.0)_New | NEQ | New | Healthcare | Connected Thermostat - ENERGY STAR (1.0) | 2 | E2 All NEQ Savings (or negative usage) | 0 | 0 | 0 | 0 | 0
Destratification Fans (HVLS)_Healthcare_New_E2 All NEQ Savings (or negative usage) | Destratification Fans (HVLS)_Healthcare_New | Destratification Fans (HVLS)_New_E2 All NEQ Savings (or negative usage) | Destratification Fans (HVLS)_New | NEQ | New | Healthcare | Destratification Fans (HVLS) | 2 | E2 All NEQ Savings (or negative usage) | 0 | 0 | 0 | 0 | 0
Ducting - Repair and Sealing_Healthcare_New_E2 All NEQ Savings (or negative usage) | Ducting - Repair and Sealing_Healthcare_New | Ducting - Repair and Sealing_New_E2 All NEQ Savings (or negative usage) | Ducting - Repair and Sealing_New | NEQ | New | Healthcare | Ducting - Repair and Sealing | 2 | E2 All NEQ Savings (or negative usage) | 0 | 0 | 0 | 0 | 0
Gas Boiler - Blowdown Heat Recovery_Healthcare_New_E2 All NEQ Savings (or negative usage) | Gas Boiler - Blowdown Heat Recovery_Healthcare_New | Gas Boiler - Blowdown Heat Recovery_New_E2 All NEQ Savings (or negative usage) | Gas Boiler - Blowdown Heat Recovery_New | NEQ | New | Healthcare | Gas Boiler - Blowdown Heat Recovery | 2 | E2 All NEQ Savings (or negative usage) | 0 | 0 | 0 | 0 | 0
Gas Boiler - Burner Control Optimization_Healthcare_New_E2 All NEQ Savings (or negative usage) | Gas Boiler - Burner Control Optimization_Healthcare_New | Gas Boiler - Burner Control Optimization_New_E2 All NEQ Savings (or negative usage) | Gas Boiler - Burner Control Optimization_New | NEQ | New | Healthcare | Gas Boiler - Burner Control Optimization | 2 | E2 All NEQ Savings (or negative usage) | 0 | 0 | 0 | 0 | 0
Gas Boiler - High Turndown Burner_Healthcare_New_E2 All NEQ Savings (or negative usage) | Gas Boiler - High Turndown Burner_Healthcare_New | Gas Boiler - High Turndown Burner_New_E2 All NEQ Savings (or negative usage) | Gas Boiler - High Turndown Burner_New | NEQ | New | Healthcare | Gas Boiler - High Turndown Burner | 2 | E2 All NEQ Savings (or negative usage) | 0 | 0 | 0 | 0 | 0
Gas Boiler - Hot Water Reset_Healthcare_New_E2 All NEQ Savings (or negative usage) | Gas Boiler - Hot Water Reset_Healthcare_New | Gas Boiler - Hot Water Reset_New_E2 All NEQ Savings (or negative usage) | Gas Boiler - Hot Water Reset_New | NEQ | New | Healthcare | Gas Boiler - Hot Water Reset | 2 | E2 All NEQ Savings (or negative usage) | 0 | 0 | 0 | 0 | 0
Gas Boiler - Insulate Hot Water Lines_Healthcare_New_E2 All NEQ Savings (or negative usage) | Gas Boiler - Insulate Hot Water Lines_Healthcare_New | Gas Boiler - Insulate Hot Water Lines_New_E2 All NEQ Savings (or negative usage) | Gas Boiler - Insulate Hot Water Lines_New | NEQ | New | Healthcare | Gas Boiler - Insulate Hot Water Lines | 2 | E2 All NEQ Savings (or negative usage) | 0 | 0 | 0 | 0 | 0
Gas Boiler - Insulate Steam Lines/Condensate Tank_Healthcare_New_E2 All NEQ Savings (or negative usage) | Gas Boiler - Insulate Steam Lines/Condensate Tank_Healthcare_New | Gas Boiler - Insulate Steam Lines/Condensate Tank_New_E2 All NEQ Savings (or negative usage) | Gas Boiler - Insulate Steam Lines/Condensate Tank_New | NEQ | New | Healthcare | Gas Boiler - Insulate Steam Lines/Condensate Tank | 2 | E2 All NEQ Savings (or negative usage) | 0 | 0 | 0 | 0 | 0
Gas Boiler - Maintenance_Healthcare_New_E2 All NEQ Savings (or negative usage) | Gas Boiler - Maintenance_Healthcare_New | Gas Boiler - Maintenance_New_E2 All NEQ Savings (or negative usage) | Gas Boiler - Maintenance_New | NEQ | New | Healthcare | Gas Boiler - Maintenance | 2 | E2 All NEQ Savings (or negative usage) | 0 | 0 | 0 | 0 | 0
Gas Boiler - Radiator Replacement_Healthcare_New_E2 All NEQ Savings (or negative usage) | Gas Boiler - Radiator Replacement_Healthcare_New | Gas Boiler - Radiator Replacement_New_E2 All NEQ Savings (or negative usage) | Gas Boiler - Radiator Replacement_New | NEQ | New | Healthcare | Gas Boiler - Radiator Replacement | 2 | E2 All NEQ Savings (or negative usage) | 0 | 0 | 0 | 0 | 0
Gas Boiler - Stack Economizer_Healthcare_New_E2 All NEQ Savings (or negative usage) | Gas Boiler - Stack Economizer_Healthcare_New | Gas Boiler - Stack Economizer_New_E2 All NEQ Savings (or negative usage) | Gas Boiler - Stack Economizer_New | NEQ | New | Healthcare | Gas Boiler - Stack Economizer | 2 | E2 All NEQ Savings (or negative usage) | 0 | 0 | 0 | 0 | 0
Gas Boiler - Steam Trap Replacement_Healthcare_New_E2 All NEQ Savings (or negative usage) | Gas Boiler - Steam Trap Replacement_Healthcare_New | Gas Boiler - Steam Trap Replacement_New_E2 All NEQ Savings (or negative usage) | Gas Boiler - Steam Trap Replacement_New | NEQ | New | Healthcare | Gas Boiler - Steam Trap Replacement | 2 | E2 All NEQ Savings (or negative usage) | 0 | 0 | 0 | 0 | 0
Gas Boiler - Thermostatic Radiator Valves_Healthcare_New_E2 All NEQ Savings (or negative usage) | Gas Boiler - Thermostatic Radiator Valves_Healthcare_New | Gas Boiler - Thermostatic Radiator Valves_New_E2 All NEQ Savings (or negative usage) | Gas Boiler - Thermostatic Radiator Valves_New | NEQ | New | Healthcare | Gas Boiler - Thermostatic Radiator Valves | 2 | E2 All NEQ Savings (or negative usage) | 0 | 0 | 0 | 0 | 0
Gas Furnace - Maintenance_Healthcare_New_E2 All NEQ Savings (or negative usage) | Gas Furnace - Maintenance_Healthcare_New | Gas Furnace - Maintenance_New_E2 All NEQ Savings (or negative usage) | Gas Furnace - Maintenance_New | NEQ | New | Healthcare | Gas Furnace - Maintenance | 2 | E2 All NEQ Savings (or negative usage) | 0 | 0 | 0 | 0 | 0
Gas-Fired Combination Heat Pump Conversion_Healthcare_New_E2 All NEQ Savings (or negative usage) | Gas-Fired Combination Heat Pump Conversion_Healthcare_New | Gas-Fired Combination Heat Pump Conversion_New_E2 All NEQ Savings (or negative usage) | Gas-Fired Combination Heat Pump Conversion_New | NEQ | New | Healthcare | Gas-Fired Combination Heat Pump Conversion | 2 | E2 All NEQ Savings (or negative usage) | 0 | 0 | 0 | 0 | 0
HVAC - Dedicated Outdoor Air System (DOAS)_Healthcare_New_E2 All NEQ Savings (or negative usage) | HVAC - Dedicated Outdoor Air System (DOAS)_Healthcare_New | HVAC - Dedicated Outdoor Air System (DOAS)_New_E2 All NEQ Savings (or negative usage) | HVAC - Dedicated Outdoor Air System (DOAS)_New | NEQ | New | Healthcare | HVAC - Dedicated Outdoor Air System (DOAS) | 2 | E2 All NEQ Savings (or negative usage) | 0 | 0 | 0 | 0 | 0
HVAC - Energy Recovery Ventilator_Healthcare_New_E2 All NEQ Savings (or negative usage) | HVAC - Energy Recovery Ventilator_Healthcare_New | HVAC - Energy Recovery Ventilator_New_E2 All NEQ Savings (or negative usage) | HVAC - Energy Recovery Ventilator_New | NEQ | New | Healthcare | HVAC - Energy Recovery Ventilator | 2 | E2 All NEQ Savings (or negative usage) | 0 | 0 | 0 | 0 | 0
HVAC - Shut Off Damper_Healthcare_New_E2 All NEQ Savings (or negative usage) | HVAC - Shut Off Damper_Healthcare_New | HVAC - Shut Off Damper_New_E2 All NEQ Savings (or negative usage) | HVAC - Shut Off Damper_New | NEQ | New | Healthcare | HVAC - Shut Off Damper | 2 | E2 All NEQ Savings (or negative usage) | 0 | 0 | 0 | 0 | 0
Industrial Air Curtains_Healthcare_New_E2 All NEQ Savings (or negative usage) | Industrial Air Curtains_Healthcare_New | Industrial Air Curtains_New_E2 All NEQ Savings (or negative usage) | Industrial Air Curtains_New | NEQ | New | Healthcare | Industrial Air Curtains | 2 | E2 All NEQ Savings (or negative usage) | 0 | 0 | 0 | 0 | 0
Infiltration Control - Loading Dock Sealing_Healthcare_New_E2 All NEQ Savings (or negative usage) | Infiltration Control - Loading Dock Sealing_Healthcare_New | Infiltration Control - Loading Dock Sealing_New_E2 All NEQ Savings (or negative usage) | Infiltration Control - Loading Dock Sealing_New | NEQ | New | Healthcare | Infiltration Control - Loading Dock Sealing | 2 | E2 All NEQ Savings (or negative usage) | 0 | 0 | 0 | 0 | 0
Insulation - Ceiling_Healthcare_New_E2 All NEQ Savings (or negative usage) | Insulation - Ceiling_Healthcare_New | Insulation - Ceiling_New_E2 All NEQ Savings (or negative usage) | Insulation - Ceiling_New | NEQ | New | Healthcare | Insulation - Ceiling | 2 | E2 All NEQ Savings (or negative usage) | 0 | 0 | 0 | 0 | 0
Insulation - Ducting_Healthcare_New_E2 All NEQ Savings (or negative usage) | Insulation - Ducting_Healthcare_New | Insulation - Ducting_New_E2 All NEQ Savings (or negative usage) | Insulation - Ducting_New | NEQ | New | Healthcare | Insulation - Ducting | 2 | E2 All NEQ Savings (or negative usage) | 0 | 0 | 0 | 0 | 0
Insulation - Wall Cavity_Healthcare_New_E2 All NEQ Savings (or negative usage) | Insulation - Wall Cavity_Healthcare_New | Insulation - Wall Cavity_New_E2 All NEQ Savings (or negative usage) | Insulation - Wall Cavity_New | NEQ | New | Healthcare | Insulation - Wall Cavity | 2 | E2 All NEQ Savings (or negative usage) | 0 | 0 | 0 | 0 | 0
Kitchen Ventilation - Advanced Controls_Healthcare_New_E2 All NEQ Savings (or negative usage) | Kitchen Ventilation - Advanced Controls_Healthcare_New | Kitchen Ventilation - Advanced Controls_New_E2 All NEQ Savings (or negative usage) | Kitchen Ventilation - Advanced Controls_New | NEQ | New | Healthcare | Kitchen Ventilation - Advanced Controls | 2 | E2 All NEQ Savings (or negative usage) | 0 | 0 | 0 | 0 | 0
Lodging - Guest Room Controls_Healthcare_New_E2 All NEQ Savings (or negative usage) | Lodging - Guest Room Controls_Healthcare_New | Lodging - Guest Room Controls_New_E2 All NEQ Savings (or negative usage) | Lodging - Guest Room Controls_New | NEQ | New | Healthcare | Lodging - Guest Room Controls | 2 | E2 All NEQ Savings (or negative usage) | 0 | 0 | 0 | 0 | 0
Pool Heater - Night Covers_Healthcare_New_E2 All NEQ Savings (or negative usage) | Pool Heater - Night Covers_Healthcare_New | Pool Heater - Night Covers_New_E2 All NEQ Savings (or negative usage) | Pool Heater - Night Covers_New | NEQ | New | Healthcare | Pool Heater - Night Covers | 2 | E2 All NEQ Savings (or negative usage) | 0.08208 | 0.08208 | 0.08208 | 0.08208 | 0.08208
Refrigeration - Heat Recovery_Healthcare_New_E2 All NEQ Savings (or negative usage) | Refrigeration - Heat Recovery_Healthcare_New | Refrigeration - Heat Recovery_New_E2 All NEQ Savings (or negative usage) | Refrigeration - Heat Recovery_New | NEQ | New | Healthcare | Refrigeration - Heat Recovery | 2 | E2 All NEQ Savings (or negative usage) | 0 | 0 | 0 | 0 | 0
Retrocommissioning_Healthcare_New_E2 All NEQ Savings (or negative usage) | Retrocommissioning_Healthcare_New | Retrocommissioning_New_E2 All NEQ Savings (or negative usage) | Retrocommissioning_New | NEQ | New | Healthcare | Retrocommissioning | 2 | E2 All NEQ Savings (or negative usage) | 0 | 0 | 0 | 0 | 0
Strategic Energy Management_Healthcare_New_E2 All NEQ Savings (or negative usage) | Strategic Energy Management_Healthcare_New | Strategic Energy Management_New_E2 All NEQ Savings (or negative usage) | Strategic Energy Management_New | NEQ | New | Healthcare | Strategic Energy Management | 2 | E2 All NEQ Savings (or negative usage) | 0 | 0 | 0 | 0 | 0
Thermostat - Programmable_Healthcare_New_E2 All NEQ Savings (or negative usage) | Thermostat - Programmable_Healthcare_New | Thermostat - Programmable_New_E2 All NEQ Savings (or negative usage) | Thermostat - Programmable_New | NEQ | New | Healthcare | Thermostat - Programmable | 2 | E2 All NEQ Savings (or negative usage) | 0 | 0 | 0 | 0 | 0
Ventilation - Demand Controlled_Healthcare_New_E2 All NEQ Savings (or negative usage) | Ventilation - Demand Controlled_Healthcare_New | Ventilation - Demand Controlled_New_E2 All NEQ Savings (or negative usage) | Ventilation - Demand Controlled_New | NEQ | New | Healthcare | Ventilation - Demand Controlled | 2 | E2 All NEQ Savings (or negative usage) | 0 | 0 | 0 | 0 | 0
Water Heater - Drainwater Heat Recovery_Healthcare_New_E2 All NEQ Savings (or negative usage) | Water Heater - Drainwater Heat Recovery_Healthcare_New | Water Heater - Drainwater Heat Recovery_New_E2 All NEQ Savings (or negative usage) | Water Heater - Drainwater Heat Recovery_New | NEQ | New | Healthcare | Water Heater - Drainwater Heat Recovery | 2 | E2 All NEQ Savings (or negative usage) | 0 | 0 | 0 | 0 | 0
Water Heater - Pipe Insulation_Healthcare_New_E2 All NEQ Savings (or negative usage) | Water Heater - Pipe Insulation_Healthcare_New | Water Heater - Pipe Insulation_New_E2 All NEQ Savings (or negative usage) | Water Heater - Pipe Insulation_New | NEQ | New | Healthcare | Water Heater - Pipe Insulation | 2 | E2 All NEQ Savings (or negative usage) | 0 | 0 | 0 | 0 | 0
Water Heater - Pre-Rinse Spray Valve_Healthcare_New_E2 All NEQ Savings (or negative usage) | Water Heater - Pre-Rinse Spray Valve_Healthcare_New | Water Heater - Pre-Rinse Spray Valve_New_E2 All NEQ Savings (or negative usage) | Water Heater - Pre-Rinse Spray Valve_New | NEQ | New | Healthcare | Water Heater - Pre-Rinse Spray Valve | 2 | E2 All NEQ Savings (or negative usage) | 0 | 0 | 0 | 0 | 0
Water Heater - Solar System_Healthcare_New_E2 All NEQ Savings (or negative usage) | Water Heater - Solar System_Healthcare_New | Water Heater - Solar System_New_E2 All NEQ Savings (or negative usage) | Water Heater - Solar System_New | NEQ | New | Healthcare | Water Heater - Solar System | 2 | E2 All NEQ Savings (or negative usage) | 0 | 0 | 0 | 0 | 0
Water Heater - Thermostatic Shower Restriction Valve_Healthcare_New_E2 All NEQ Savings (or negative usage) | Water Heater - Thermostatic Shower Restriction Valve_Healthcare_New | Water Heater - Thermostatic Shower Restriction Valve_New_E2 All NEQ Savings (or negative usage) | Water Heater - Thermostatic Shower Restriction Valve_New | NEQ | New | Healthcare | Water Heater - Thermostatic Shower Restriction Valve | 2 | E2 All NEQ Savings (or negative usage) | 0 | 0 | 0 | 0 | 0
Windows - High Efficiency Glazing_Healthcare_New_E2 All NEQ Savings (or negative usage) | Windows - High Efficiency Glazing_Healthcare_New | Windows - High Efficiency Glazing_New_E2 All NEQ Savings (or negative usage) | Windows - High Efficiency Glazing_New | NEQ | New | Healthcare | Windows - High Efficiency Glazing | 2 | E2 All NEQ Savings (or negative usage) | 0 | 0 | 0 | 0 | 0
Windows - Secondary Glazing Systems_Healthcare_New_E2 All NEQ Savings (or negative usage) | Windows - Secondary Glazing Systems_Healthcare_New | Windows - Secondary Glazing Systems_New_E2 All NEQ Savings (or negative usage) | Windows - Secondary Glazing Systems_New | NEQ | New | Healthcare | Windows - Secondary Glazing Systems | 2 | E2 All NEQ Savings (or negative usage) | 0 | 0 | 0 | 0 | 0
Advanced New Construction Designs_Lodging_New_E2 All NEQ Savings (or negative usage) | Advanced New Construction Designs_Lodging_New | Advanced New Construction Designs_New_E2 All NEQ Savings (or negative usage) | Advanced New Construction Designs_New | NEQ | New | Lodging | Advanced New Construction Designs | 2 | E2 All NEQ Savings (or negative usage) | 0 | 0 | 0 | 0 | 0
Building Shell - Air Sealing (Infiltration Control)_Lodging_New_E2 All NEQ Savings (or negative usage) | Building Shell - Air Sealing (Infiltration Control)_Lodging_New | Building Shell - Air Sealing (Infiltration Control)_New_E2 All NEQ Savings (or negative usage) | Building Shell - Air Sealing (Infiltration Control)_New | NEQ | New | Lodging | Building Shell - Air Sealing (Infiltration Control) | 2 | E2 All NEQ Savings (or negative usage) | 0 | 0 | 0 | 0 | 0
Circulation Pump - Controls_Lodging_New_E2 All NEQ Savings (or negative usage) | Circulation Pump - Controls_Lodging_New | Circulation Pump - Controls_New_E2 All NEQ Savings (or negative usage) | Circulation Pump - Controls_New | NEQ | New | Lodging | Circulation Pump - Controls | 2 | E2 All NEQ Savings (or negative usage) | 0 | 0 | 0 | 0 | 0
Commercial Laundry - Dryer Efficiency Retrofit_Lodging_New_E2 All NEQ Savings (or negative usage) | Commercial Laundry - Dryer Efficiency Retrofit_Lodging_New | Commercial Laundry - Dryer Efficiency Retrofit_New_E2 All NEQ Savings (or negative usage) | Commercial Laundry - Dryer Efficiency Retrofit_New | NEQ | New | Lodging | Commercial Laundry - Dryer Efficiency Retrofit | 2 | E2 All NEQ Savings (or negative usage) | 0 | 0 | 0 | 0 | 0
Commercial Laundry - ENERGY STAR Washer (8.0)_Lodging_New_E2 All NEQ Savings (or negative usage) | Commercial Laundry - ENERGY STAR Washer (8.0)_Lodging_New | Commercial Laundry - ENERGY STAR Washer (8.0)_New_E2 All NEQ Savings (or negative usage) | Commercial Laundry - ENERGY STAR Washer (8.0)_New | NEQ | New | Lodging | Commercial Laundry - ENERGY STAR Washer (8.0) | 2 | E2 All NEQ Savings (or negative usage) | 0 | 0 | 0 | 0 | 0
Commercial Laundry - Ozone Treatment_Lodging_New_E2 All NEQ Savings (or negative usage) | Commercial Laundry - Ozone Treatment_Lodging_New | Commercial Laundry - Ozone Treatment_New_E2 All NEQ Savings (or negative usage) | Commercial Laundry - Ozone Treatment_New | NEQ | New | Lodging | Commercial Laundry - Ozone Treatment | 2 | E2 All NEQ Savings (or negative usage) | 0.64987 | 0.64987 | 0.64987 | 0.64987 | 0.64987
Connected Thermostat - ENERGY STAR (1.0)_Lodging_New_E2 All NEQ Savings (or negative usage) | Connected Thermostat - ENERGY STAR (1.0)_Lodging_New | Connected Thermostat - ENERGY STAR (1.0)_New_E2 All NEQ Savings (or negative usage) | Connected Thermostat - ENERGY STAR (1.0)_New | NEQ | New | Lodging | Connected Thermostat - ENERGY STAR (1.0) | 2 | E2 All NEQ Savings (or negative usage) | 0 | 0 | 0 | 0 | 0
Destratification Fans (HVLS)_Lodging_New_E2 All NEQ Savings (or negative usage) | Destratification Fans (HVLS)_Lodging_New | Destratification Fans (HVLS)_New_E2 All NEQ Savings (or negative usage) | Destratification Fans (HVLS)_New | NEQ | New | Lodging | Destratification Fans (HVLS) | 2 | E2 All NEQ Savings (or negative usage) | 0 | 0 | 0 | 0 | 0
Ducting - Repair and Sealing_Lodging_New_E2 All NEQ Savings (or negative usage) | Ducting - Repair and Sealing_Lodging_New | Ducting - Repair and Sealing_New_E2 All NEQ Savings (or negative usage) | Ducting - Repair and Sealing_New | NEQ | New | Lodging | Ducting - Repair and Sealing | 2 | E2 All NEQ Savings (or negative usage) | 0 | 0 | 0 | 0 | 0
Gas Boiler - Blowdown Heat Recovery_Lodging_New_E2 All NEQ Savings (or negative usage) | Gas Boiler - Blowdown Heat Recovery_Lodging_New | Gas Boiler - Blowdown Heat Recovery_New_E2 All NEQ Savings (or negative usage) | Gas Boiler - Blowdown Heat Recovery_New | NEQ | New | Lodging | Gas Boiler - Blowdown Heat Recovery | 2 | E2 All NEQ Savings (or negative usage) | 0 | 0 | 0 | 0 | 0
Gas Boiler - Burner Control Optimization_Lodging_New_E2 All NEQ Savings (or negative usage) | Gas Boiler - Burner Control Optimization_Lodging_New | Gas Boiler - Burner Control Optimization_New_E2 All NEQ Savings (or negative usage) | Gas Boiler - Burner Control Optimization_New | NEQ | New | Lodging | Gas Boiler - Burner Control Optimization | 2 | E2 All NEQ Savings (or negative usage) | 0 | 0 | 0 | 0 | 0
Gas Boiler - High Turndown Burner_Lodging_New_E2 All NEQ Savings (or negative usage) | Gas Boiler - High Turndown Burner_Lodging_New | Gas Boiler - High Turndown Burner_New_E2 All NEQ Savings (or negative usage) | Gas Boiler - High Turndown Burner_New | NEQ | New | Lodging | Gas Boiler - High Turndown Burner | 2 | E2 All NEQ Savings (or negative usage) | 0 | 0 | 0 | 0 | 0
Gas Boiler - Hot Water Reset_Lodging_New_E2 All NEQ Savings (or negative usage) | Gas Boiler - Hot Water Reset_Lodging_New | Gas Boiler - Hot Water Reset_New_E2 All NEQ Savings (or negative usage) | Gas Boiler - Hot Water Reset_New | NEQ | New | Lodging | Gas Boiler - Hot Water Reset | 2 | E2 All NEQ Savings (or negative usage) | 0 | 0 | 0 | 0 | 0
Gas Boiler - Insulate Hot Water Lines_Lodging_New_E2 All NEQ Savings (or negative usage) | Gas Boiler - Insulate Hot Water Lines_Lodging_New | Gas Boiler - Insulate Hot Water Lines_New_E2 All NEQ Savings (or negative usage) | Gas Boiler - Insulate Hot Water Lines_New | NEQ | New | Lodging | Gas Boiler - Insulate Hot Water Lines | 2 | E2 All NEQ Savings (or negative usage) | 0 | 0 | 0 | 0 | 0
Gas Boiler - Insulate Steam Lines/Condensate Tank_Lodging_New_E2 All NEQ Savings (or negative usage) | Gas Boiler - Insulate Steam Lines/Condensate Tank_Lodging_New | Gas Boiler - Insulate Steam Lines/Condensate Tank_New_E2 All NEQ Savings (or negative usage) | Gas Boiler - Insulate Steam Lines/Condensate Tank_New | NEQ | New | Lodging | Gas Boiler - Insulate Steam Lines/Condensate Tank | 2 | E2 All NEQ Savings (or negative usage) | 0 | 0 | 0 | 0 | 0
Gas Boiler - Maintenance_Lodging_New_E2 All NEQ Savings (or negative usage) | Gas Boiler - Maintenance_Lodging_New | Gas Boiler - Maintenance_New_E2 All NEQ Savings (or negative usage) | Gas Boiler - Maintenance_New | NEQ | New | Lodging | Gas Boiler - Maintenance | 2 | E2 All NEQ Savings (or negative usage) | 0 | 0 | 0 | 0 | 0
Gas Boiler - Radiator Replacement_Lodging_New_E2 All NEQ Savings (or negative usage) | Gas Boiler - Radiator Replacement_Lodging_New | Gas Boiler - Radiator Replacement_New_E2 All NEQ Savings (or negative usage) | Gas Boiler - Radiator Replacement_New | NEQ | New | Lodging | Gas Boiler - Radiator Replacement | 2 | E2 All NEQ Savings (or negative usage) | 0 | 0 | 0 | 0 | 0
Gas Boiler - Stack Economizer_Lodging_New_E2 All NEQ Savings (or negative usage) | Gas Boiler - Stack Economizer_Lodging_New | Gas Boiler - Stack Economizer_New_E2 All NEQ Savings (or negative usage) | Gas Boiler - Stack Economizer_New | NEQ | New | Lodging | Gas Boiler - Stack Economizer | 2 | E2 All NEQ Savings (or negative usage) | 0 | 0 | 0 | 0 | 0
Gas Boiler - Steam Trap Replacement_Lodging_New_E2 All NEQ Savings (or negative usage) | Gas Boiler - Steam Trap Replacement_Lodging_New | Gas Boiler - Steam Trap Replacement_New_E2 All NEQ Savings (or negative usage) | Gas Boiler - Steam Trap Replacement_New | NEQ | New | Lodging | Gas Boiler - Steam Trap Replacement | 2 | E2 All NEQ Savings (or negative usage) | 0 | 0 | 0 | 0 | 0
Gas Boiler - Thermostatic Radiator Valves_Lodging_New_E2 All NEQ Savings (or negative usage) | Gas Boiler - Thermostatic Radiator Valves_Lodging_New | Gas Boiler - Thermostatic Radiator Valves_New_E2 All NEQ Savings (or negative usage) | Gas Boiler - Thermostatic Radiator Valves_New | NEQ | New | Lodging | Gas Boiler - Thermostatic Radiator Valves | 2 | E2 All NEQ Savings (or negative usage) | 0 | 0 | 0 | 0 | 0
Gas Furnace - Maintenance_Lodging_New_E2 All NEQ Savings (or negative usage) | Gas Furnace - Maintenance_Lodging_New | Gas Furnace - Maintenance_New_E2 All NEQ Savings (or negative usage) | Gas Furnace - Maintenance_New | NEQ | New | Lodging | Gas Furnace - Maintenance | 2 | E2 All NEQ Savings (or negative usage) | 0 | 0 | 0 | 0 | 0
Gas-Fired Combination Heat Pump Conversion_Lodging_New_E2 All NEQ Savings (or negative usage) | Gas-Fired Combination Heat Pump Conversion_Lodging_New | Gas-Fired Combination Heat Pump Conversion_New_E2 All NEQ Savings (or negative usage) | Gas-Fired Combination Heat Pump Conversion_New | NEQ | New | Lodging | Gas-Fired Combination Heat Pump Conversion | 2 | E2 All NEQ Savings (or negative usage) | 0 | 0 | 0 | 0 | 0
HVAC - Dedicated Outdoor Air System (DOAS)_Lodging_New_E2 All NEQ Savings (or negative usage) | HVAC - Dedicated Outdoor Air System (DOAS)_Lodging_New | HVAC - Dedicated Outdoor Air System (DOAS)_New_E2 All NEQ Savings (or negative usage) | HVAC - Dedicated Outdoor Air System (DOAS)_New | NEQ | New | Lodging | HVAC - Dedicated Outdoor Air System (DOAS) | 2 | E2 All NEQ Savings (or negative usage) | 0 | 0 | 0 | 0 | 0
HVAC - Energy Recovery Ventilator_Lodging_New_E2 All NEQ Savings (or negative usage) | HVAC - Energy Recovery Ventilator_Lodging_New | HVAC - Energy Recovery Ventilator_New_E2 All NEQ Savings (or negative usage) | HVAC - Energy Recovery Ventilator_New | NEQ | New | Lodging | HVAC - Energy Recovery Ventilator | 2 | E2 All NEQ Savings (or negative usage) | 0 | 0 | 0 | 0 | 0
HVAC - Shut Off Damper_Lodging_New_E2 All NEQ Savings (or negative usage) | HVAC - Shut Off Damper_Lodging_New | HVAC - Shut Off Damper_New_E2 All NEQ Savings (or negative usage) | HVAC - Shut Off Damper_New | NEQ | New | Lodging | HVAC - Shut Off Damper | 2 | E2 All NEQ Savings (or negative usage) | 0 | 0 | 0 | 0 | 0
Industrial Air Curtains_Lodging_New_E2 All NEQ Savings (or negative usage) | Industrial Air Curtains_Lodging_New | Industrial Air Curtains_New_E2 All NEQ Savings (or negative usage) | Industrial Air Curtains_New | NEQ | New | Lodging | Industrial Air Curtains | 2 | E2 All NEQ Savings (or negative usage) | 0 | 0 | 0 | 0 | 0
Infiltration Control - Loading Dock Sealing_Lodging_New_E2 All NEQ Savings (or negative usage) | Infiltration Control - Loading Dock Sealing_Lodging_New | Infiltration Control - Loading Dock Sealing_New_E2 All NEQ Savings (or negative usage) | Infiltration Control - Loading Dock Sealing_New | NEQ | New | Lodging | Infiltration Control - Loading Dock Sealing | 2 | E2 All NEQ Savings (or negative usage) | 0 | 0 | 0 | 0 | 0
Insulation - Ceiling_Lodging_New_E2 All NEQ Savings (or negative usage) | Insulation - Ceiling_Lodging_New | Insulation - Ceiling_New_E2 All NEQ Savings (or negative usage) | Insulation - Ceiling_New | NEQ | New | Lodging | Insulation - Ceiling | 2 | E2 All NEQ Savings (or negative usage) | 0 | 0 | 0 | 0 | 0
Insulation - Ducting_Lodging_New_E2 All NEQ Savings (or negative usage) | Insulation - Ducting_Lodging_New | Insulation - Ducting_New_E2 All NEQ Savings (or negative usage) | Insulation - Ducting_New | NEQ | New | Lodging | Insulation - Ducting | 2 | E2 All NEQ Savings (or negative usage) | 0 | 0 | 0 | 0 | 0
Insulation - Wall Cavity_Lodging_New_E2 All NEQ Savings (or negative usage) | Insulation - Wall Cavity_Lodging_New | Insulation - Wall Cavity_New_E2 All NEQ Savings (or negative usage) | Insulation - Wall Cavity_New | NEQ | New | Lodging | Insulation - Wall Cavity | 2 | E2 All NEQ Savings (or negative usage) | 0 | 0 | 0 | 0 | 0
Kitchen Ventilation - Advanced Controls_Lodging_New_E2 All NEQ Savings (or negative usage) | Kitchen Ventilation - Advanced Controls_Lodging_New | Kitchen Ventilation - Advanced Controls_New_E2 All NEQ Savings (or negative usage) | Kitchen Ventilation - Advanced Controls_New | NEQ | New | Lodging | Kitchen Ventilation - Advanced Controls | 2 | E2 All NEQ Savings (or negative usage) | 0 | 0 | 0 | 0 | 0
Lodging - Guest Room Controls_Lodging_New_E2 All NEQ Savings (or negative usage) | Lodging - Guest Room Controls_Lodging_New | Lodging - Guest Room Controls_New_E2 All NEQ Savings (or negative usage) | Lodging - Guest Room Controls_New | NEQ | New | Lodging | Lodging - Guest Room Controls | 2 | E2 All NEQ Savings (or negative usage) | 0 | 0 | 0 | 0 | 0
Pool Heater - Night Covers_Lodging_New_E2 All NEQ Savings (or negative usage) | Pool Heater - Night Covers_Lodging_New | Pool Heater - Night Covers_New_E2 All NEQ Savings (or negative usage) | Pool Heater - Night Covers_New | NEQ | New | Lodging | Pool Heater - Night Covers | 2 | E2 All NEQ Savings (or negative usage) | 0.08208 | 0.08208 | 0.08208 | 0.08208 | 0.08208
Refrigeration - Heat Recovery_Lodging_New_E2 All NEQ Savings (or negative usage) | Refrigeration - Heat Recovery_Lodging_New | Refrigeration - Heat Recovery_New_E2 All NEQ Savings (or negative usage) | Refrigeration - Heat Recovery_New | NEQ | New | Lodging | Refrigeration - Heat Recovery | 2 | E2 All NEQ Savings (or negative usage) | 0 | 0 | 0 | 0 | 0
Retrocommissioning_Lodging_New_E2 All NEQ Savings (or negative usage) | Retrocommissioning_Lodging_New | Retrocommissioning_New_E2 All NEQ Savings (or negative usage) | Retrocommissioning_New | NEQ | New | Lodging | Retrocommissioning | 2 | E2 All NEQ Savings (or negative usage) | 0 | 0 | 0 | 0 | 0
Strategic Energy Management_Lodging_New_E2 All NEQ Savings (or negative usage) | Strategic Energy Management_Lodging_New | Strategic Energy Management_New_E2 All NEQ Savings (or negative usage) | Strategic Energy Management_New | NEQ | New | Lodging | Strategic Energy Management | 2 | E2 All NEQ Savings (or negative usage) | 0 | 0 | 0 | 0 | 0
Thermostat - Programmable_Lodging_New_E2 All NEQ Savings (or negative usage) | Thermostat - Programmable_Lodging_New | Thermostat - Programmable_New_E2 All NEQ Savings (or negative usage) | Thermostat - Programmable_New | NEQ | New | Lodging | Thermostat - Programmable | 2 | E2 All NEQ Savings (or negative usage) | 0 | 0 | 0 | 0 | 0
Ventilation - Demand Controlled_Lodging_New_E2 All NEQ Savings (or negative usage) | Ventilation - Demand Controlled_Lodging_New | Ventilation - Demand Controlled_New_E2 All NEQ Savings (or negative usage) | Ventilation - Demand Controlled_New | NEQ | New | Lodging | Ventilation - Demand Controlled | 2 | E2 All NEQ Savings (or negative usage) | 0 | 0 | 0 | 0 | 0
Water Heater - Drainwater Heat Recovery_Lodging_New_E2 All NEQ Savings (or negative usage) | Water Heater - Drainwater Heat Recovery_Lodging_New | Water Heater - Drainwater Heat Recovery_New_E2 All NEQ Savings (or negative usage) | Water Heater - Drainwater Heat Recovery_New | NEQ | New | Lodging | Water Heater - Drainwater Heat Recovery | 2 | E2 All NEQ Savings (or negative usage) | 0 | 0 | 0 | 0 | 0
Water Heater - Pipe Insulation_Lodging_New_E2 All NEQ Savings (or negative usage) | Water Heater - Pipe Insulation_Lodging_New | Water Heater - Pipe Insulation_New_E2 All NEQ Savings (or negative usage) | Water Heater - Pipe Insulation_New | NEQ | New | Lodging | Water Heater - Pipe Insulation | 2 | E2 All NEQ Savings (or negative usage) | 0 | 0 | 0 | 0 | 0
Water Heater - Pre-Rinse Spray Valve_Lodging_New_E2 All NEQ Savings (or negative usage) | Water Heater - Pre-Rinse Spray Valve_Lodging_New | Water Heater - Pre-Rinse Spray Valve_New_E2 All NEQ Savings (or negative usage) | Water Heater - Pre-Rinse Spray Valve_New | NEQ | New | Lodging | Water Heater - Pre-Rinse Spray Valve | 2 | E2 All NEQ Savings (or negative usage) | 0 | 0 | 0 | 0 | 0
Water Heater - Solar System_Lodging_New_E2 All NEQ Savings (or negative usage) | Water Heater - Solar System_Lodging_New | Water Heater - Solar System_New_E2 All NEQ Savings (or negative usage) | Water Heater - Solar System_New | NEQ | New | Lodging | Water Heater - Solar System | 2 | E2 All NEQ Savings (or negative usage) | 0 | 0 | 0 | 0 | 0
Water Heater - Thermostatic Shower Restriction Valve_Lodging_New_E2 All NEQ Savings (or negative usage) | Water Heater - Thermostatic Shower Restriction Valve_Lodging_New | Water Heater - Thermostatic Shower Restriction Valve_New_E2 All NEQ Savings (or negative usage) | Water Heater - Thermostatic Shower Restriction Valve_New | NEQ | New | Lodging | Water Heater - Thermostatic Shower Restriction Valve | 2 | E2 All NEQ Savings (or negative usage) | 0 | 0 | 0 | 0 | 0
Windows - High Efficiency Glazing_Lodging_New_E2 All NEQ Savings (or negative usage) | Windows - High Efficiency Glazing_Lodging_New | Windows - High Efficiency Glazing_New_E2 All NEQ Savings (or negative usage) | Windows - High Efficiency Glazing_New | NEQ | New | Lodging | Windows - High Efficiency Glazing | 2 | E2 All NEQ Savings (or negative usage) | 0 | 0 | 0 | 0 | 0
Windows - Secondary Glazing Systems_Lodging_New_E2 All NEQ Savings (or negative usage) | Windows - Secondary Glazing Systems_Lodging_New | Windows - Secondary Glazing Systems_New_E2 All NEQ Savings (or negative usage) | Windows - Secondary Glazing Systems_New | NEQ | New | Lodging | Windows - Secondary Glazing Systems | 2 | E2 All NEQ Savings (or negative usage) | 0 | 0 | 0 | 0 | 0
Advanced New Construction Designs_Miscellaneous_New_E2 All NEQ Savings (or negative usage) | Advanced New Construction Designs_Miscellaneous_New | Advanced New Construction Designs_New_E2 All NEQ Savings (or negative usage) | Advanced New Construction Designs_New | NEQ | New | Miscellaneous | Advanced New Construction Designs | 2 | E2 All NEQ Savings (or negative usage) | 0 | 0 | 0 | 0 | 0
Building Shell - Air Sealing (Infiltration Control)_Miscellaneous_New_E2 All NEQ Savings (or negative usage) | Building Shell - Air Sealing (Infiltration Control)_Miscellaneous_New | Building Shell - Air Sealing (Infiltration Control)_New_E2 All NEQ Savings (or negative usage) | Building Shell - Air Sealing (Infiltration Control)_New | NEQ | New | Miscellaneous | Building Shell - Air Sealing (Infiltration Control) | 2 | E2 All NEQ Savings (or negative usage) | 0 | 0 | 0 | 0 | 0
Circulation Pump - Controls_Miscellaneous_New_E2 All NEQ Savings (or negative usage) | Circulation Pump - Controls_Miscellaneous_New | Circulation Pump - Controls_New_E2 All NEQ Savings (or negative usage) | Circulation Pump - Controls_New | NEQ | New | Miscellaneous | Circulation Pump - Controls | 2 | E2 All NEQ Savings (or negative usage) | 0 | 0 | 0 | 0 | 0
Commercial Laundry - Dryer Efficiency Retrofit_Miscellaneous_New_E2 All NEQ Savings (or negative usage) | Commercial Laundry - Dryer Efficiency Retrofit_Miscellaneous_New | Commercial Laundry - Dryer Efficiency Retrofit_New_E2 All NEQ Savings (or negative usage) | Commercial Laundry - Dryer Efficiency Retrofit_New | NEQ | New | Miscellaneous | Commercial Laundry - Dryer Efficiency Retrofit | 2 | E2 All NEQ Savings (or negative usage) | 0 | 0 | 0 | 0 | 0
Commercial Laundry - ENERGY STAR Washer (8.0)_Miscellaneous_New_E2 All NEQ Savings (or negative usage) | Commercial Laundry - ENERGY STAR Washer (8.0)_Miscellaneous_New | Commercial Laundry - ENERGY STAR Washer (8.0)_New_E2 All NEQ Savings (or negative usage) | Commercial Laundry - ENERGY STAR Washer (8.0)_New | NEQ | New | Miscellaneous | Commercial Laundry - ENERGY STAR Washer (8.0) | 2 | E2 All NEQ Savings (or negative usage) | 0 | 0 | 0 | 0 | 0
Commercial Laundry - Ozone Treatment_Miscellaneous_New_E2 All NEQ Savings (or negative usage) | Commercial Laundry - Ozone Treatment_Miscellaneous_New | Commercial Laundry - Ozone Treatment_New_E2 All NEQ Savings (or negative usage) | Commercial Laundry - Ozone Treatment_New | NEQ | New | Miscellaneous | Commercial Laundry - Ozone Treatment | 2 | E2 All NEQ Savings (or negative usage) | 0.5315 | 0.5315 | 0.5315 | 0.5315 | 0.5315
Connected Thermostat - ENERGY STAR (1.0)_Miscellaneous_New_E2 All NEQ Savings (or negative usage) | Connected Thermostat - ENERGY STAR (1.0)_Miscellaneous_New | Connected Thermostat - ENERGY STAR (1.0)_New_E2 All NEQ Savings (or negative usage) | Connected Thermostat - ENERGY STAR (1.0)_New | NEQ | New | Miscellaneous | Connected Thermostat - ENERGY STAR (1.0) | 2 | E2 All NEQ Savings (or negative usage) | 0 | 0 | 0 | 0 | 0
Destratification Fans (HVLS)_Miscellaneous_New_E2 All NEQ Savings (or negative usage) | Destratification Fans (HVLS)_Miscellaneous_New | Destratification Fans (HVLS)_New_E2 All NEQ Savings (or negative usage) | Destratification Fans (HVLS)_New | NEQ | New | Miscellaneous | Destratification Fans (HVLS) | 2 | E2 All NEQ Savings (or negative usage) | 0 | 0 | 0 | 0 | 0
Ducting - Repair and Sealing_Miscellaneous_New_E2 All NEQ Savings (or negative usage) | Ducting - Repair and Sealing_Miscellaneous_New | Ducting - Repair and Sealing_New_E2 All NEQ Savings (or negative usage) | Ducting - Repair and Sealing_New | NEQ | New | Miscellaneous | Ducting - Repair and Sealing | 2 | E2 All NEQ Savings (or negative usage) | 0 | 0 | 0 | 0 | 0
Gas Boiler - Blowdown Heat Recovery_Miscellaneous_New_E2 All NEQ Savings (or negative usage) | Gas Boiler - Blowdown Heat Recovery_Miscellaneous_New | Gas Boiler - Blowdown Heat Recovery_New_E2 All NEQ Savings (or negative usage) | Gas Boiler - Blowdown Heat Recovery_New | NEQ | New | Miscellaneous | Gas Boiler - Blowdown Heat Recovery | 2 | E2 All NEQ Savings (or negative usage) | 0 | 0 | 0 | 0 | 0
Gas Boiler - Burner Control Optimization_Miscellaneous_New_E2 All NEQ Savings (or negative usage) | Gas Boiler - Burner Control Optimization_Miscellaneous_New | Gas Boiler - Burner Control Optimization_New_E2 All NEQ Savings (or negative usage) | Gas Boiler - Burner Control Optimization_New | NEQ | New | Miscellaneous | Gas Boiler - Burner Control Optimization | 2 | E2 All NEQ Savings (or negative usage) | 0 | 0 | 0 | 0 | 0
Gas Boiler - High Turndown Burner_Miscellaneous_New_E2 All NEQ Savings (or negative usage) | Gas Boiler - High Turndown Burner_Miscellaneous_New | Gas Boiler - High Turndown Burner_New_E2 All NEQ Savings (or negative usage) | Gas Boiler - High Turndown Burner_New | NEQ | New | Miscellaneous | Gas Boiler - High Turndown Burner | 2 | E2 All NEQ Savings (or negative usage) | 0 | 0 | 0 | 0 | 0
Gas Boiler - Hot Water Reset_Miscellaneous_New_E2 All NEQ Savings (or negative usage) | Gas Boiler - Hot Water Reset_Miscellaneous_New | Gas Boiler - Hot Water Reset_New_E2 All NEQ Savings (or negative usage) | Gas Boiler - Hot Water Reset_New | NEQ | New | Miscellaneous | Gas Boiler - Hot Water Reset | 2 | E2 All NEQ Savings (or negative usage) | 0 | 0 | 0 | 0 | 0
Gas Boiler - Insulate Hot Water Lines_Miscellaneous_New_E2 All NEQ Savings (or negative usage) | Gas Boiler - Insulate Hot Water Lines_Miscellaneous_New | Gas Boiler - Insulate Hot Water Lines_New_E2 All NEQ Savings (or negative usage) | Gas Boiler - Insulate Hot Water Lines_New | NEQ | New | Miscellaneous | Gas Boiler - Insulate Hot Water Lines | 2 | E2 All NEQ Savings (or negative usage) | 0 | 0 | 0 | 0 | 0
Gas Boiler - Insulate Steam Lines/Condensate Tank_Miscellaneous_New_E2 All NEQ Savings (or negative usage) | Gas Boiler - Insulate Steam Lines/Condensate Tank_Miscellaneous_New | Gas Boiler - Insulate Steam Lines/Condensate Tank_New_E2 All NEQ Savings (or negative usage) | Gas Boiler - Insulate Steam Lines/Condensate Tank_New | NEQ | New | Miscellaneous | Gas Boiler - Insulate Steam Lines/Condensate Tank | 2 | E2 All NEQ Savings (or negative usage) | 0 | 0 | 0 | 0 | 0
Gas Boiler - Maintenance_Miscellaneous_New_E2 All NEQ Savings (or negative usage) | Gas Boiler - Maintenance_Miscellaneous_New | Gas Boiler - Maintenance_New_E2 All NEQ Savings (or negative usage) | Gas Boiler - Maintenance_New | NEQ | New | Miscellaneous | Gas Boiler - Maintenance | 2 | E2 All NEQ Savings (or negative usage) | 0 | 0 | 0 | 0 | 0
Gas Boiler - Radiator Replacement_Miscellaneous_New_E2 All NEQ Savings (or negative usage) | Gas Boiler - Radiator Replacement_Miscellaneous_New | Gas Boiler - Radiator Replacement_New_E2 All NEQ Savings (or negative usage) | Gas Boiler - Radiator Replacement_New | NEQ | New | Miscellaneous | Gas Boiler - Radiator Replacement | 2 | E2 All NEQ Savings (or negative usage) | 0 | 0 | 0 | 0 | 0
Gas Boiler - Stack Economizer_Miscellaneous_New_E2 All NEQ Savings (or negative usage) | Gas Boiler - Stack Economizer_Miscellaneous_New | Gas Boiler - Stack Economizer_New_E2 All NEQ Savings (or negative usage) | Gas Boiler - Stack Economizer_New | NEQ | New | Miscellaneous | Gas Boiler - Stack Economizer | 2 | E2 All NEQ Savings (or negative usage) | 0 | 0 | 0 | 0 | 0
Gas Boiler - Steam Trap Replacement_Miscellaneous_New_E2 All NEQ Savings (or negative usage) | Gas Boiler - Steam Trap Replacement_Miscellaneous_New | Gas Boiler - Steam Trap Replacement_New_E2 All NEQ Savings (or negative usage) | Gas Boiler - Steam Trap Replacement_New | NEQ | New | Miscellaneous | Gas Boiler - Steam Trap Replacement | 2 | E2 All NEQ Savings (or negative usage) | 0 | 0 | 0 | 0 | 0
Gas Boiler - Thermostatic Radiator Valves_Miscellaneous_New_E2 All NEQ Savings (or negative usage) | Gas Boiler - Thermostatic Radiator Valves_Miscellaneous_New | Gas Boiler - Thermostatic Radiator Valves_New_E2 All NEQ Savings (or negative usage) | Gas Boiler - Thermostatic Radiator Valves_New | NEQ | New | Miscellaneous | Gas Boiler - Thermostatic Radiator Valves | 2 | E2 All NEQ Savings (or negative usage) | 0 | 0 | 0 | 0 | 0
Gas Furnace - Maintenance_Miscellaneous_New_E2 All NEQ Savings (or negative usage) | Gas Furnace - Maintenance_Miscellaneous_New | Gas Furnace - Maintenance_New_E2 All NEQ Savings (or negative usage) | Gas Furnace - Maintenance_New | NEQ | New | Miscellaneous | Gas Furnace - Maintenance | 2 | E2 All NEQ Savings (or negative usage) | 0 | 0 | 0 | 0 | 0
Gas-Fired Combination Heat Pump Conversion_Miscellaneous_New_E2 All NEQ Savings (or negative usage) | Gas-Fired Combination Heat Pump Conversion_Miscellaneous_New | Gas-Fired Combination Heat Pump Conversion_New_E2 All NEQ Savings (or negative usage) | Gas-Fired Combination Heat Pump Conversion_New | NEQ | New | Miscellaneous | Gas-Fired Combination Heat Pump Conversion | 2 | E2 All NEQ Savings (or negative usage) | 0 | 0 | 0 | 0 | 0
HVAC - Dedicated Outdoor Air System (DOAS)_Miscellaneous_New_E2 All NEQ Savings (or negative usage) | HVAC - Dedicated Outdoor Air System (DOAS)_Miscellaneous_New | HVAC - Dedicated Outdoor Air System (DOAS)_New_E2 All NEQ Savings (or negative usage) | HVAC - Dedicated Outdoor Air System (DOAS)_New | NEQ | New | Miscellaneous | HVAC - Dedicated Outdoor Air System (DOAS) | 2 | E2 All NEQ Savings (or negative usage) | 0 | 0 | 0 | 0 | 0
HVAC - Energy Recovery Ventilator_Miscellaneous_New_E2 All NEQ Savings (or negative usage) | HVAC - Energy Recovery Ventilator_Miscellaneous_New | HVAC - Energy Recovery Ventilator_New_E2 All NEQ Savings (or negative usage) | HVAC - Energy Recovery Ventilator_New | NEQ | New | Miscellaneous | HVAC - Energy Recovery Ventilator | 2 | E2 All NEQ Savings (or negative usage) | 0 | 0 | 0 | 0 | 0
HVAC - Shut Off Damper_Miscellaneous_New_E2 All NEQ Savings (or negative usage) | HVAC - Shut Off Damper_Miscellaneous_New | HVAC - Shut Off Damper_New_E2 All NEQ Savings (or negative usage) | HVAC - Shut Off Damper_New | NEQ | New | Miscellaneous | HVAC - Shut Off Damper | 2 | E2 All NEQ Savings (or negative usage) | 0 | 0 | 0 | 0 | 0
Industrial Air Curtains_Miscellaneous_New_E2 All NEQ Savings (or negative usage) | Industrial Air Curtains_Miscellaneous_New | Industrial Air Curtains_New_E2 All NEQ Savings (or negative usage) | Industrial Air Curtains_New | NEQ | New | Miscellaneous | Industrial Air Curtains | 2 | E2 All NEQ Savings (or negative usage) | 0 | 0 | 0 | 0 | 0
Infiltration Control - Loading Dock Sealing_Miscellaneous_New_E2 All NEQ Savings (or negative usage) | Infiltration Control - Loading Dock Sealing_Miscellaneous_New | Infiltration Control - Loading Dock Sealing_New_E2 All NEQ Savings (or negative usage) | Infiltration Control - Loading Dock Sealing_New | NEQ | New | Miscellaneous | Infiltration Control - Loading Dock Sealing | 2 | E2 All NEQ Savings (or negative usage) | 0 | 0 | 0 | 0 | 0
Insulation - Ceiling_Miscellaneous_New_E2 All NEQ Savings (or negative usage) | Insulation - Ceiling_Miscellaneous_New | Insulation - Ceiling_New_E2 All NEQ Savings (or negative usage) | Insulation - Ceiling_New | NEQ | New | Miscellaneous | Insulation - Ceiling | 2 | E2 All NEQ Savings (or negative usage) | 0 | 0 | 0 | 0 | 0
Insulation - Ducting_Miscellaneous_New_E2 All NEQ Savings (or negative usage) | Insulation - Ducting_Miscellaneous_New | Insulation - Ducting_New_E2 All NEQ Savings (or negative usage) | Insulation - Ducting_New | NEQ | New | Miscellaneous | Insulation - Ducting | 2 | E2 All NEQ Savings (or negative usage) | 0 | 0 | 0 | 0 | 0
Insulation - Wall Cavity_Miscellaneous_New_E2 All NEQ Savings (or negative usage) | Insulation - Wall Cavity_Miscellaneous_New | Insulation - Wall Cavity_New_E2 All NEQ Savings (or negative usage) | Insulation - Wall Cavity_New | NEQ | New | Miscellaneous | Insulation - Wall Cavity | 2 | E2 All NEQ Savings (or negative usage) | 0 | 0 | 0 | 0 | 0
Kitchen Ventilation - Advanced Controls_Miscellaneous_New_E2 All NEQ Savings (or negative usage) | Kitchen Ventilation - Advanced Controls_Miscellaneous_New | Kitchen Ventilation - Advanced Controls_New_E2 All NEQ Savings (or negative usage) | Kitchen Ventilation - Advanced Controls_New | NEQ | New | Miscellaneous | Kitchen Ventilation - Advanced Controls | 2 | E2 All NEQ Savings (or negative usage) | 0 | 0 | 0 | 0 | 0
Lodging - Guest Room Controls_Miscellaneous_New_E2 All NEQ Savings (or negative usage) | Lodging - Guest Room Controls_Miscellaneous_New | Lodging - Guest Room Controls_New_E2 All NEQ Savings (or negative usage) | Lodging - Guest Room Controls_New | NEQ | New | Miscellaneous | Lodging - Guest Room Controls | 2 | E2 All NEQ Savings (or negative usage) | 0 | 0 | 0 | 0 | 0
Pool Heater - Night Covers_Miscellaneous_New_E2 All NEQ Savings (or negative usage) | Pool Heater - Night Covers_Miscellaneous_New | Pool Heater - Night Covers_New_E2 All NEQ Savings (or negative usage) | Pool Heater - Night Covers_New | NEQ | New | Miscellaneous | Pool Heater - Night Covers | 2 | E2 All NEQ Savings (or negative usage) | 0.08208 | 0.08208 | 0.08208 | 0.08208 | 0.08208
Refrigeration - Heat Recovery_Miscellaneous_New_E2 All NEQ Savings (or negative usage) | Refrigeration - Heat Recovery_Miscellaneous_New | Refrigeration - Heat Recovery_New_E2 All NEQ Savings (or negative usage) | Refrigeration - Heat Recovery_New | NEQ | New | Miscellaneous | Refrigeration - Heat Recovery | 2 | E2 All NEQ Savings (or negative usage) | 0 | 0 | 0 | 0 | 0
Retrocommissioning_Miscellaneous_New_E2 All NEQ Savings (or negative usage) | Retrocommissioning_Miscellaneous_New | Retrocommissioning_New_E2 All NEQ Savings (or negative usage) | Retrocommissioning_New | NEQ | New | Miscellaneous | Retrocommissioning | 2 | E2 All NEQ Savings (or negative usage) | 0 | 0 | 0 | 0 | 0
Strategic Energy Management_Miscellaneous_New_E2 All NEQ Savings (or negative usage) | Strategic Energy Management_Miscellaneous_New | Strategic Energy Management_New_E2 All NEQ Savings (or negative usage) | Strategic Energy Management_New | NEQ | New | Miscellaneous | Strategic Energy Management | 2 | E2 All NEQ Savings (or negative usage) | 0 | 0 | 0 | 0 | 0
Thermostat - Programmable_Miscellaneous_New_E2 All NEQ Savings (or negative usage) | Thermostat - Programmable_Miscellaneous_New | Thermostat - Programmable_New_E2 All NEQ Savings (or negative usage) | Thermostat - Programmable_New | NEQ | New | Miscellaneous | Thermostat - Programmable | 2 | E2 All NEQ Savings (or negative usage) | 0 | 0 | 0 | 0 | 0
Ventilation - Demand Controlled_Miscellaneous_New_E2 All NEQ Savings (or negative usage) | Ventilation - Demand Controlled_Miscellaneous_New | Ventilation - Demand Controlled_New_E2 All NEQ Savings (or negative usage) | Ventilation - Demand Controlled_New | NEQ | New | Miscellaneous | Ventilation - Demand Controlled | 2 | E2 All NEQ Savings (or negative usage) | 0 | 0 | 0 | 0 | 0
Water Heater - Drainwater Heat Recovery_Miscellaneous_New_E2 All NEQ Savings (or negative usage) | Water Heater - Drainwater Heat Recovery_Miscellaneous_New | Water Heater - Drainwater Heat Recovery_New_E2 All NEQ Savings (or negative usage) | Water Heater - Drainwater Heat Recovery_New | NEQ | New | Miscellaneous | Water Heater - Drainwater Heat Recovery | 2 | E2 All NEQ Savings (or negative usage) | 0 | 0 | 0 | 0 | 0
Water Heater - Pipe Insulation_Miscellaneous_New_E2 All NEQ Savings (or negative usage) | Water Heater - Pipe Insulation_Miscellaneous_New | Water Heater - Pipe Insulation_New_E2 All NEQ Savings (or negative usage) | Water Heater - Pipe Insulation_New | NEQ | New | Miscellaneous | Water Heater - Pipe Insulation | 2 | E2 All NEQ Savings (or negative usage) | 0 | 0 | 0 | 0 | 0
Water Heater - Pre-Rinse Spray Valve_Miscellaneous_New_E2 All NEQ Savings (or negative usage) | Water Heater - Pre-Rinse Spray Valve_Miscellaneous_New | Water Heater - Pre-Rinse Spray Valve_New_E2 All NEQ Savings (or negative usage) | Water Heater - Pre-Rinse Spray Valve_New | NEQ | New | Miscellaneous | Water Heater - Pre-Rinse Spray Valve | 2 | E2 All NEQ Savings (or negative usage) | 0 | 0 | 0 | 0 | 0
Water Heater - Solar System_Miscellaneous_New_E2 All NEQ Savings (or negative usage) | Water Heater - Solar System_Miscellaneous_New | Water Heater - Solar System_New_E2 All NEQ Savings (or negative usage) | Water Heater - Solar System_New | NEQ | New | Miscellaneous | Water Heater - Solar System | 2 | E2 All NEQ Savings (or negative usage) | 0 | 0 | 0 | 0 | 0
Water Heater - Thermostatic Shower Restriction Valve_Miscellaneous_New_E2 All NEQ Savings (or negative usage) | Water Heater - Thermostatic Shower Restriction Valve_Miscellaneous_New | Water Heater - Thermostatic Shower Restriction Valve_New_E2 All NEQ Savings (or negative usage) | Water Heater - Thermostatic Shower Restriction Valve_New | NEQ | New | Miscellaneous | Water Heater - Thermostatic Shower Restriction Valve | 2 | E2 All NEQ Savings (or negative usage) | 0 | 0 | 0 | 0 | 0
Windows - High Efficiency Glazing_Miscellaneous_New_E2 All NEQ Savings (or negative usage) | Windows - High Efficiency Glazing_Miscellaneous_New | Windows - High Efficiency Glazing_New_E2 All NEQ Savings (or negative usage) | Windows - High Efficiency Glazing_New | NEQ | New | Miscellaneous | Windows - High Efficiency Glazing | 2 | E2 All NEQ Savings (or negative usage) | 0 | 0 | 0 | 0 | 0
Windows - Secondary Glazing Systems_Miscellaneous_New_E2 All NEQ Savings (or negative usage) | Windows - Secondary Glazing Systems_Miscellaneous_New | Windows - Secondary Glazing Systems_New_E2 All NEQ Savings (or negative usage) | Windows - Secondary Glazing Systems_New | NEQ | New | Miscellaneous | Windows - Secondary Glazing Systems | 2 | E2 All NEQ Savings (or negative usage) | 0 | 0 | 0 | 0 | 0
Advanced New Construction Designs_Office_New_E2 All NEQ Savings (or negative usage) | Advanced New Construction Designs_Office_New | Advanced New Construction Designs_New_E2 All NEQ Savings (or negative usage) | Advanced New Construction Designs_New | NEQ | New | Office | Advanced New Construction Designs | 2 | E2 All NEQ Savings (or negative usage) | 0 | 0 | 0 | 0 | 0
Building Shell - Air Sealing (Infiltration Control)_Office_New_E2 All NEQ Savings (or negative usage) | Building Shell - Air Sealing (Infiltration Control)_Office_New | Building Shell - Air Sealing (Infiltration Control)_New_E2 All NEQ Savings (or negative usage) | Building Shell - Air Sealing (Infiltration Control)_New | NEQ | New | Office | Building Shell - Air Sealing (Infiltration Control) | 2 | E2 All NEQ Savings (or negative usage) | 0 | 0 | 0 | 0 | 0
Circulation Pump - Controls_Office_New_E2 All NEQ Savings (or negative usage) | Circulation Pump - Controls_Office_New | Circulation Pump - Controls_New_E2 All NEQ Savings (or negative usage) | Circulation Pump - Controls_New | NEQ | New | Office | Circulation Pump - Controls | 2 | E2 All NEQ Savings (or negative usage) | 0 | 0 | 0 | 0 | 0
Commercial Laundry - Dryer Efficiency Retrofit_Office_New_E2 All NEQ Savings (or negative usage) | Commercial Laundry - Dryer Efficiency Retrofit_Office_New | Commercial Laundry - Dryer Efficiency Retrofit_New_E2 All NEQ Savings (or negative usage) | Commercial Laundry - Dryer Efficiency Retrofit_New | NEQ | New | Office | Commercial Laundry - Dryer Efficiency Retrofit | 2 | E2 All NEQ Savings (or negative usage) | 0 | 0 | 0 | 0 | 0
Commercial Laundry - ENERGY STAR Washer (8.0)_Office_New_E2 All NEQ Savings (or negative usage) | Commercial Laundry - ENERGY STAR Washer (8.0)_Office_New | Commercial Laundry - ENERGY STAR Washer (8.0)_New_E2 All NEQ Savings (or negative usage) | Commercial Laundry - ENERGY STAR Washer (8.0)_New | NEQ | New | Office | Commercial Laundry - ENERGY STAR Washer (8.0) | 2 | E2 All NEQ Savings (or negative usage) | 0 | 0 | 0 | 0 | 0
Commercial Laundry - Ozone Treatment_Office_New_E2 All NEQ Savings (or negative usage) | Commercial Laundry - Ozone Treatment_Office_New | Commercial Laundry - Ozone Treatment_New_E2 All NEQ Savings (or negative usage) | Commercial Laundry - Ozone Treatment_New | NEQ | New | Office | Commercial Laundry - Ozone Treatment | 2 | E2 All NEQ Savings (or negative usage) | 0 | 0 | 0 | 0 | 0
Connected Thermostat - ENERGY STAR (1.0)_Office_New_E2 All NEQ Savings (or negative usage) | Connected Thermostat - ENERGY STAR (1.0)_Office_New | Connected Thermostat - ENERGY STAR (1.0)_New_E2 All NEQ Savings (or negative usage) | Connected Thermostat - ENERGY STAR (1.0)_New | NEQ | New | Office | Connected Thermostat - ENERGY STAR (1.0) | 2 | E2 All NEQ Savings (or negative usage) | 0 | 0 | 0 | 0 | 0
Destratification Fans (HVLS)_Office_New_E2 All NEQ Savings (or negative usage) | Destratification Fans (HVLS)_Office_New | Destratification Fans (HVLS)_New_E2 All NEQ Savings (or negative usage) | Destratification Fans (HVLS)_New | NEQ | New | Office | Destratification Fans (HVLS) | 2 | E2 All NEQ Savings (or negative usage) | 0 | 0 | 0 | 0 | 0
Ducting - Repair and Sealing_Office_New_E2 All NEQ Savings (or negative usage) | Ducting - Repair and Sealing_Office_New | Ducting - Repair and Sealing_New_E2 All NEQ Savings (or negative usage) | Ducting - Repair and Sealing_New | NEQ | New | Office | Ducting - Repair and Sealing | 2 | E2 All NEQ Savings (or negative usage) | 0 | 0 | 0 | 0 | 0
Gas Boiler - Blowdown Heat Recovery_Office_New_E2 All NEQ Savings (or negative usage) | Gas Boiler - Blowdown Heat Recovery_Office_New | Gas Boiler - Blowdown Heat Recovery_New_E2 All NEQ Savings (or negative usage) | Gas Boiler - Blowdown Heat Recovery_New | NEQ | New | Office | Gas Boiler - Blowdown Heat Recovery | 2 | E2 All NEQ Savings (or negative usage) | 0 | 0 | 0 | 0 | 0
Gas Boiler - Burner Control Optimization_Office_New_E2 All NEQ Savings (or negative usage) | Gas Boiler - Burner Control Optimization_Office_New | Gas Boiler - Burner Control Optimization_New_E2 All NEQ Savings (or negative usage) | Gas Boiler - Burner Control Optimization_New | NEQ | New | Office | Gas Boiler - Burner Control Optimization | 2 | E2 All NEQ Savings (or negative usage) | 0 | 0 | 0 | 0 | 0
Gas Boiler - High Turndown Burner_Office_New_E2 All NEQ Savings (or negative usage) | Gas Boiler - High Turndown Burner_Office_New | Gas Boiler - High Turndown Burner_New_E2 All NEQ Savings (or negative usage) | Gas Boiler - High Turndown Burner_New | NEQ | New | Office | Gas Boiler - High Turndown Burner | 2 | E2 All NEQ Savings (or negative usage) | 0 | 0 | 0 | 0 | 0
Gas Boiler - Hot Water Reset_Office_New_E2 All NEQ Savings (or negative usage) | Gas Boiler - Hot Water Reset_Office_New | Gas Boiler - Hot Water Reset_New_E2 All NEQ Savings (or negative usage) | Gas Boiler - Hot Water Reset_New | NEQ | New | Office | Gas Boiler - Hot Water Reset | 2 | E2 All NEQ Savings (or negative usage) | 0 | 0 | 0 | 0 | 0
Gas Boiler - Insulate Hot Water Lines_Office_New_E2 All NEQ Savings (or negative usage) | Gas Boiler - Insulate Hot Water Lines_Office_New | Gas Boiler - Insulate Hot Water Lines_New_E2 All NEQ Savings (or negative usage) | Gas Boiler - Insulate Hot Water Lines_New | NEQ | New | Office | Gas Boiler - Insulate Hot Water Lines | 2 | E2 All NEQ Savings (or negative usage) | 0 | 0 | 0 | 0 | 0
Gas Boiler - Insulate Steam Lines/Condensate Tank_Office_New_E2 All NEQ Savings (or negative usage) | Gas Boiler - Insulate Steam Lines/Condensate Tank_Office_New | Gas Boiler - Insulate Steam Lines/Condensate Tank_New_E2 All NEQ Savings (or negative usage) | Gas Boiler - Insulate Steam Lines/Condensate Tank_New | NEQ | New | Office | Gas Boiler - Insulate Steam Lines/Condensate Tank | 2 | E2 All NEQ Savings (or negative usage) | 0 | 0 | 0 | 0 | 0
Gas Boiler - Maintenance_Office_New_E2 All NEQ Savings (or negative usage) | Gas Boiler - Maintenance_Office_New | Gas Boiler - Maintenance_New_E2 All NEQ Savings (or negative usage) | Gas Boiler - Maintenance_New | NEQ | New | Office | Gas Boiler - Maintenance | 2 | E2 All NEQ Savings (or negative usage) | 0 | 0 | 0 | 0 | 0
Gas Boiler - Radiator Replacement_Office_New_E2 All NEQ Savings (or negative usage) | Gas Boiler - Radiator Replacement_Office_New | Gas Boiler - Radiator Replacement_New_E2 All NEQ Savings (or negative usage) | Gas Boiler - Radiator Replacement_New | NEQ | New | Office | Gas Boiler - Radiator Replacement | 2 | E2 All NEQ Savings (or negative usage) | 0 | 0 | 0 | 0 | 0
Gas Boiler - Stack Economizer_Office_New_E2 All NEQ Savings (or negative usage) | Gas Boiler - Stack Economizer_Office_New | Gas Boiler - Stack Economizer_New_E2 All NEQ Savings (or negative usage) | Gas Boiler - Stack Economizer_New | NEQ | New | Office | Gas Boiler - Stack Economizer | 2 | E2 All NEQ Savings (or negative usage) | 0 | 0 | 0 | 0 | 0
Gas Boiler - Steam Trap Replacement_Office_New_E2 All NEQ Savings (or negative usage) | Gas Boiler - Steam Trap Replacement_Office_New | Gas Boiler - Steam Trap Replacement_New_E2 All NEQ Savings (or negative usage) | Gas Boiler - Steam Trap Replacement_New | NEQ | New | Office | Gas Boiler - Steam Trap Replacement | 2 | E2 All NEQ Savings (or negative usage) | 0 | 0 | 0 | 0 | 0
Gas Boiler - Thermostatic Radiator Valves_Office_New_E2 All NEQ Savings (or negative usage) | Gas Boiler - Thermostatic Radiator Valves_Office_New | Gas Boiler - Thermostatic Radiator Valves_New_E2 All NEQ Savings (or negative usage) | Gas Boiler - Thermostatic Radiator Valves_New | NEQ | New | Office | Gas Boiler - Thermostatic Radiator Valves | 2 | E2 All NEQ Savings (or negative usage) | 0 | 0 | 0 | 0 | 0
Gas Furnace - Maintenance_Office_New_E2 All NEQ Savings (or negative usage) | Gas Furnace - Maintenance_Office_New | Gas Furnace - Maintenance_New_E2 All NEQ Savings (or negative usage) | Gas Furnace - Maintenance_New | NEQ | New | Office | Gas Furnace - Maintenance | 2 | E2 All NEQ Savings (or negative usage) | 0 | 0 | 0 | 0 | 0
Gas-Fired Combination Heat Pump Conversion_Office_New_E2 All NEQ Savings (or negative usage) | Gas-Fired Combination Heat Pump Conversion_Office_New | Gas-Fired Combination Heat Pump Conversion_New_E2 All NEQ Savings (or negative usage) | Gas-Fired Combination Heat Pump Conversion_New | NEQ | New | Office | Gas-Fired Combination Heat Pump Conversion | 2 | E2 All NEQ Savings (or negative usage) | 0 | 0 | 0 | 0 | 0
HVAC - Dedicated Outdoor Air System (DOAS)_Office_New_E2 All NEQ Savings (or negative usage) | HVAC - Dedicated Outdoor Air System (DOAS)_Office_New | HVAC - Dedicated Outdoor Air System (DOAS)_New_E2 All NEQ Savings (or negative usage) | HVAC - Dedicated Outdoor Air System (DOAS)_New | NEQ | New | Office | HVAC - Dedicated Outdoor Air System (DOAS) | 2 | E2 All NEQ Savings (or negative usage) | 0 | 0 | 0 | 0 | 0
HVAC - Energy Recovery Ventilator_Office_New_E2 All NEQ Savings (or negative usage) | HVAC - Energy Recovery Ventilator_Office_New | HVAC - Energy Recovery Ventilator_New_E2 All NEQ Savings (or negative usage) | HVAC - Energy Recovery Ventilator_New | NEQ | New | Office | HVAC - Energy Recovery Ventilator | 2 | E2 All NEQ Savings (or negative usage) | 0 | 0 | 0 | 0 | 0
HVAC - Shut Off Damper_Office_New_E2 All NEQ Savings (or negative usage) | HVAC - Shut Off Damper_Office_New | HVAC - Shut Off Damper_New_E2 All NEQ Savings (or negative usage) | HVAC - Shut Off Damper_New | NEQ | New | Office | HVAC - Shut Off Damper | 2 | E2 All NEQ Savings (or negative usage) | 0 | 0 | 0 | 0 | 0
Industrial Air Curtains_Office_New_E2 All NEQ Savings (or negative usage) | Industrial Air Curtains_Office_New | Industrial Air Curtains_New_E2 All NEQ Savings (or negative usage) | Industrial Air Curtains_New | NEQ | New | Office | Industrial Air Curtains | 2 | E2 All NEQ Savings (or negative usage) | 0 | 0 | 0 | 0 | 0
Infiltration Control - Loading Dock Sealing_Office_New_E2 All NEQ Savings (or negative usage) | Infiltration Control - Loading Dock Sealing_Office_New | Infiltration Control - Loading Dock Sealing_New_E2 All NEQ Savings (or negative usage) | Infiltration Control - Loading Dock Sealing_New | NEQ | New | Office | Infiltration Control - Loading Dock Sealing | 2 | E2 All NEQ Savings (or negative usage) | 0 | 0 | 0 | 0 | 0
Insulation - Ceiling_Office_New_E2 All NEQ Savings (or negative usage) | Insulation - Ceiling_Office_New | Insulation - Ceiling_New_E2 All NEQ Savings (or negative usage) | Insulation - Ceiling_New | NEQ | New | Office | Insulation - Ceiling | 2 | E2 All NEQ Savings (or negative usage) | 0 | 0 | 0 | 0 | 0
Insulation - Ducting_Office_New_E2 All NEQ Savings (or negative usage) | Insulation - Ducting_Office_New | Insulation - Ducting_New_E2 All NEQ Savings (or negative usage) | Insulation - Ducting_New | NEQ | New | Office | Insulation - Ducting | 2 | E2 All NEQ Savings (or negative usage) | 0 | 0 | 0 | 0 | 0
Insulation - Wall Cavity_Office_New_E2 All NEQ Savings (or negative usage) | Insulation - Wall Cavity_Office_New | Insulation - Wall Cavity_New_E2 All NEQ Savings (or negative usage) | Insulation - Wall Cavity_New | NEQ | New | Office | Insulation - Wall Cavity | 2 | E2 All NEQ Savings (or negative usage) | 0 | 0 | 0 | 0 | 0
Kitchen Ventilation - Advanced Controls_Office_New_E2 All NEQ Savings (or negative usage) | Kitchen Ventilation - Advanced Controls_Office_New | Kitchen Ventilation - Advanced Controls_New_E2 All NEQ Savings (or negative usage) | Kitchen Ventilation - Advanced Controls_New | NEQ | New | Office | Kitchen Ventilation - Advanced Controls | 2 | E2 All NEQ Savings (or negative usage) | 0 | 0 | 0 | 0 | 0
Lodging - Guest Room Controls_Office_New_E2 All NEQ Savings (or negative usage) | Lodging - Guest Room Controls_Office_New | Lodging - Guest Room Controls_New_E2 All NEQ Savings (or negative usage) | Lodging - Guest Room Controls_New | NEQ | New | Office | Lodging - Guest Room Controls | 2 | E2 All NEQ Savings (or negative usage) | 0 | 0 | 0 | 0 | 0
Pool Heater - Night Covers_Office_New_E2 All NEQ Savings (or negative usage) | Pool Heater - Night Covers_Office_New | Pool Heater - Night Covers_New_E2 All NEQ Savings (or negative usage) | Pool Heater - Night Covers_New | NEQ | New | Office | Pool Heater - Night Covers | 2 | E2 All NEQ Savings (or negative usage) | 0.08208 | 0.08208 | 0.08208 | 0.08208 | 0.08208
Refrigeration - Heat Recovery_Office_New_E2 All NEQ Savings (or negative usage) | Refrigeration - Heat Recovery_Office_New | Refrigeration - Heat Recovery_New_E2 All NEQ Savings (or negative usage) | Refrigeration - Heat Recovery_New | NEQ | New | Office | Refrigeration - Heat Recovery | 2 | E2 All NEQ Savings (or negative usage) | 0 | 0 | 0 | 0 | 0
Retrocommissioning_Office_New_E2 All NEQ Savings (or negative usage) | Retrocommissioning_Office_New | Retrocommissioning_New_E2 All NEQ Savings (or negative usage) | Retrocommissioning_New | NEQ | New | Office | Retrocommissioning | 2 | E2 All NEQ Savings (or negative usage) | 0 | 0 | 0 | 0 | 0
Strategic Energy Management_Office_New_E2 All NEQ Savings (or negative usage) | Strategic Energy Management_Office_New | Strategic Energy Management_New_E2 All NEQ Savings (or negative usage) | Strategic Energy Management_New | NEQ | New | Office | Strategic Energy Management | 2 | E2 All NEQ Savings (or negative usage) | 0 | 0 | 0 | 0 | 0
Thermostat - Programmable_Office_New_E2 All NEQ Savings (or negative usage) | Thermostat - Programmable_Office_New | Thermostat - Programmable_New_E2 All NEQ Savings (or negative usage) | Thermostat - Programmable_New | NEQ | New | Office | Thermostat - Programmable | 2 | E2 All NEQ Savings (or negative usage) | 0 | 0 | 0 | 0 | 0
Ventilation - Demand Controlled_Office_New_E2 All NEQ Savings (or negative usage) | Ventilation - Demand Controlled_Office_New | Ventilation - Demand Controlled_New_E2 All NEQ Savings (or negative usage) | Ventilation - Demand Controlled_New | NEQ | New | Office | Ventilation - Demand Controlled | 2 | E2 All NEQ Savings (or negative usage) | 0 | 0 | 0 | 0 | 0
Water Heater - Drainwater Heat Recovery_Office_New_E2 All NEQ Savings (or negative usage) | Water Heater - Drainwater Heat Recovery_Office_New | Water Heater - Drainwater Heat Recovery_New_E2 All NEQ Savings (or negative usage) | Water Heater - Drainwater Heat Recovery_New | NEQ | New | Office | Water Heater - Drainwater Heat Recovery | 2 | E2 All NEQ Savings (or negative usage) | 0 | 0 | 0 | 0 | 0
Water Heater - Pipe Insulation_Office_New_E2 All NEQ Savings (or negative usage) | Water Heater - Pipe Insulation_Office_New | Water Heater - Pipe Insulation_New_E2 All NEQ Savings (or negative usage) | Water Heater - Pipe Insulation_New | NEQ | New | Office | Water Heater - Pipe Insulation | 2 | E2 All NEQ Savings (or negative usage) | 0 | 0 | 0 | 0 | 0
Water Heater - Pre-Rinse Spray Valve_Office_New_E2 All NEQ Savings (or negative usage) | Water Heater - Pre-Rinse Spray Valve_Office_New | Water Heater - Pre-Rinse Spray Valve_New_E2 All NEQ Savings (or negative usage) | Water Heater - Pre-Rinse Spray Valve_New | NEQ | New | Office | Water Heater - Pre-Rinse Spray Valve | 2 | E2 All NEQ Savings (or negative usage) | 0 | 0 | 0 | 0 | 0
Water Heater - Solar System_Office_New_E2 All NEQ Savings (or negative usage) | Water Heater - Solar System_Office_New | Water Heater - Solar System_New_E2 All NEQ Savings (or negative usage) | Water Heater - Solar System_New | NEQ | New | Office | Water Heater - Solar System | 2 | E2 All NEQ Savings (or negative usage) | 0 | 0 | 0 | 0 | 0
Water Heater - Thermostatic Shower Restriction Valve_Office_New_E2 All NEQ Savings (or negative usage) | Water Heater - Thermostatic Shower Restriction Valve_Office_New | Water Heater - Thermostatic Shower Restriction Valve_New_E2 All NEQ Savings (or negative usage) | Water Heater - Thermostatic Shower Restriction Valve_New | NEQ | New | Office | Water Heater - Thermostatic Shower Restriction Valve | 2 | E2 All NEQ Savings (or negative usage) | 0 | 0 | 0 | 0 | 0
Windows - High Efficiency Glazing_Office_New_E2 All NEQ Savings (or negative usage) | Windows - High Efficiency Glazing_Office_New | Windows - High Efficiency Glazing_New_E2 All NEQ Savings (or negative usage) | Windows - High Efficiency Glazing_New | NEQ | New | Office | Windows - High Efficiency Glazing | 2 | E2 All NEQ Savings (or negative usage) | 0 | 0 | 0 | 0 | 0
Windows - Secondary Glazing Systems_Office_New_E2 All NEQ Savings (or negative usage) | Windows - Secondary Glazing Systems_Office_New | Windows - Secondary Glazing Systems_New_E2 All NEQ Savings (or negative usage) | Windows - Secondary Glazing Systems_New | NEQ | New | Office | Windows - Secondary Glazing Systems | 2 | E2 All NEQ Savings (or negative usage) | 0 | 0 | 0 | 0 | 0
Advanced New Construction Designs_Restaurant_New_E2 All NEQ Savings (or negative usage) | Advanced New Construction Designs_Restaurant_New | Advanced New Construction Designs_New_E2 All NEQ Savings (or negative usage) | Advanced New Construction Designs_New | NEQ | New | Restaurant | Advanced New Construction Designs | 2 | E2 All NEQ Savings (or negative usage) | 0 | 0 | 0 | 0 | 0
Building Shell - Air Sealing (Infiltration Control)_Restaurant_New_E2 All NEQ Savings (or negative usage) | Building Shell - Air Sealing (Infiltration Control)_Restaurant_New | Building Shell - Air Sealing (Infiltration Control)_New_E2 All NEQ Savings (or negative usage) | Building Shell - Air Sealing (Infiltration Control)_New | NEQ | New | Restaurant | Building Shell - Air Sealing (Infiltration Control) | 2 | E2 All NEQ Savings (or negative usage) | 0 | 0 | 0 | 0 | 0
Circulation Pump - Controls_Restaurant_New_E2 All NEQ Savings (or negative usage) | Circulation Pump - Controls_Restaurant_New | Circulation Pump - Controls_New_E2 All NEQ Savings (or negative usage) | Circulation Pump - Controls_New | NEQ | New | Restaurant | Circulation Pump - Controls | 2 | E2 All NEQ Savings (or negative usage) | 0 | 0 | 0 | 0 | 0
Commercial Laundry - Dryer Efficiency Retrofit_Restaurant_New_E2 All NEQ Savings (or negative usage) | Commercial Laundry - Dryer Efficiency Retrofit_Restaurant_New | Commercial Laundry - Dryer Efficiency Retrofit_New_E2 All NEQ Savings (or negative usage) | Commercial Laundry - Dryer Efficiency Retrofit_New | NEQ | New | Restaurant | Commercial Laundry - Dryer Efficiency Retrofit | 2 | E2 All NEQ Savings (or negative usage) | 0 | 0 | 0 | 0 | 0
Commercial Laundry - ENERGY STAR Washer (8.0)_Restaurant_New_E2 All NEQ Savings (or negative usage) | Commercial Laundry - ENERGY STAR Washer (8.0)_Restaurant_New | Commercial Laundry - ENERGY STAR Washer (8.0)_New_E2 All NEQ Savings (or negative usage) | Commercial Laundry - ENERGY STAR Washer (8.0)_New | NEQ | New | Restaurant | Commercial Laundry - ENERGY STAR Washer (8.0) | 2 | E2 All NEQ Savings (or negative usage) | 0 | 0 | 0 | 0 | 0
Commercial Laundry - Ozone Treatment_Restaurant_New_E2 All NEQ Savings (or negative usage) | Commercial Laundry - Ozone Treatment_Restaurant_New | Commercial Laundry - Ozone Treatment_New_E2 All NEQ Savings (or negative usage) | Commercial Laundry - Ozone Treatment_New | NEQ | New | Restaurant | Commercial Laundry - Ozone Treatment | 2 | E2 All NEQ Savings (or negative usage) | 0 | 0 | 0 | 0 | 0
Connected Thermostat - ENERGY STAR (1.0)_Restaurant_New_E2 All NEQ Savings (or negative usage) | Connected Thermostat - ENERGY STAR (1.0)_Restaurant_New | Connected Thermostat - ENERGY STAR (1.0)_New_E2 All NEQ Savings (or negative usage) | Connected Thermostat - ENERGY STAR (1.0)_New | NEQ | New | Restaurant | Connected Thermostat - ENERGY STAR (1.0) | 2 | E2 All NEQ Savings (or negative usage) | 0 | 0 | 0 | 0 | 0
Destratification Fans (HVLS)_Restaurant_New_E2 All NEQ Savings (or negative usage) | Destratification Fans (HVLS)_Restaurant_New | Destratification Fans (HVLS)_New_E2 All NEQ Savings (or negative usage) | Destratification Fans (HVLS)_New | NEQ | New | Restaurant | Destratification Fans (HVLS) | 2 | E2 All NEQ Savings (or negative usage) | 0 | 0 | 0 | 0 | 0
Ducting - Repair and Sealing_Restaurant_New_E2 All NEQ Savings (or negative usage) | Ducting - Repair and Sealing_Restaurant_New | Ducting - Repair and Sealing_New_E2 All NEQ Savings (or negative usage) | Ducting - Repair and Sealing_New | NEQ | New | Restaurant | Ducting - Repair and Sealing | 2 | E2 All NEQ Savings (or negative usage) | 0 | 0 | 0 | 0 | 0
Gas Boiler - Blowdown Heat Recovery_Restaurant_New_E2 All NEQ Savings (or negative usage) | Gas Boiler - Blowdown Heat Recovery_Restaurant_New | Gas Boiler - Blowdown Heat Recovery_New_E2 All NEQ Savings (or negative usage) | Gas Boiler - Blowdown Heat Recovery_New | NEQ | New | Restaurant | Gas Boiler - Blowdown Heat Recovery | 2 | E2 All NEQ Savings (or negative usage) | 0 | 0 | 0 | 0 | 0
Gas Boiler - Burner Control Optimization_Restaurant_New_E2 All NEQ Savings (or negative usage) | Gas Boiler - Burner Control Optimization_Restaurant_New | Gas Boiler - Burner Control Optimization_New_E2 All NEQ Savings (or negative usage) | Gas Boiler - Burner Control Optimization_New | NEQ | New | Restaurant | Gas Boiler - Burner Control Optimization | 2 | E2 All NEQ Savings (or negative usage) | 0 | 0 | 0 | 0 | 0
Gas Boiler - High Turndown Burner_Restaurant_New_E2 All NEQ Savings (or negative usage) | Gas Boiler - High Turndown Burner_Restaurant_New | Gas Boiler - High Turndown Burner_New_E2 All NEQ Savings (or negative usage) | Gas Boiler - High Turndown Burner_New | NEQ | New | Restaurant | Gas Boiler - High Turndown Burner | 2 | E2 All NEQ Savings (or negative usage) | 0 | 0 | 0 | 0 | 0
Gas Boiler - Hot Water Reset_Restaurant_New_E2 All NEQ Savings (or negative usage) | Gas Boiler - Hot Water Reset_Restaurant_New | Gas Boiler - Hot Water Reset_New_E2 All NEQ Savings (or negative usage) | Gas Boiler - Hot Water Reset_New | NEQ | New | Restaurant | Gas Boiler - Hot Water Reset | 2 | E2 All NEQ Savings (or negative usage) | 0 | 0 | 0 | 0 | 0
Gas Boiler - Insulate Hot Water Lines_Restaurant_New_E2 All NEQ Savings (or negative usage) | Gas Boiler - Insulate Hot Water Lines_Restaurant_New | Gas Boiler - Insulate Hot Water Lines_New_E2 All NEQ Savings (or negative usage) | Gas Boiler - Insulate Hot Water Lines_New | NEQ | New | Restaurant | Gas Boiler - Insulate Hot Water Lines | 2 | E2 All NEQ Savings (or negative usage) | 0 | 0 | 0 | 0 | 0
Gas Boiler - Insulate Steam Lines/Condensate Tank_Restaurant_New_E2 All NEQ Savings (or negative usage) | Gas Boiler - Insulate Steam Lines/Condensate Tank_Restaurant_New | Gas Boiler - Insulate Steam Lines/Condensate Tank_New_E2 All NEQ Savings (or negative usage) | Gas Boiler - Insulate Steam Lines/Condensate Tank_New | NEQ | New | Restaurant | Gas Boiler - Insulate Steam Lines/Condensate Tank | 2 | E2 All NEQ Savings (or negative usage) | 0 | 0 | 0 | 0 | 0
Gas Boiler - Maintenance_Restaurant_New_E2 All NEQ Savings (or negative usage) | Gas Boiler - Maintenance_Restaurant_New | Gas Boiler - Maintenance_New_E2 All NEQ Savings (or negative usage) | Gas Boiler - Maintenance_New | NEQ | New | Restaurant | Gas Boiler - Maintenance | 2 | E2 All NEQ Savings (or negative usage) | 0 | 0 | 0 | 0 | 0
Gas Boiler - Radiator Replacement_Restaurant_New_E2 All NEQ Savings (or negative usage) | Gas Boiler - Radiator Replacement_Restaurant_New | Gas Boiler - Radiator Replacement_New_E2 All NEQ Savings (or negative usage) | Gas Boiler - Radiator Replacement_New | NEQ | New | Restaurant | Gas Boiler - Radiator Replacement | 2 | E2 All NEQ Savings (or negative usage) | 0 | 0 | 0 | 0 | 0
Gas Boiler - Stack Economizer_Restaurant_New_E2 All NEQ Savings (or negative usage) | Gas Boiler - Stack Economizer_Restaurant_New | Gas Boiler - Stack Economizer_New_E2 All NEQ Savings (or negative usage) | Gas Boiler - Stack Economizer_New | NEQ | New | Restaurant | Gas Boiler - Stack Economizer | 2 | E2 All NEQ Savings (or negative usage) | 0 | 0 | 0 | 0 | 0
Gas Boiler - Steam Trap Replacement_Restaurant_New_E2 All NEQ Savings (or negative usage) | Gas Boiler - Steam Trap Replacement_Restaurant_New | Gas Boiler - Steam Trap Replacement_New_E2 All NEQ Savings (or negative usage) | Gas Boiler - Steam Trap Replacement_New | NEQ | New | Restaurant | Gas Boiler - Steam Trap Replacement | 2 | E2 All NEQ Savings (or negative usage) | 0 | 0 | 0 | 0 | 0
Gas Boiler - Thermostatic Radiator Valves_Restaurant_New_E2 All NEQ Savings (or negative usage) | Gas Boiler - Thermostatic Radiator Valves_Restaurant_New | Gas Boiler - Thermostatic Radiator Valves_New_E2 All NEQ Savings (or negative usage) | Gas Boiler - Thermostatic Radiator Valves_New | NEQ | New | Restaurant | Gas Boiler - Thermostatic Radiator Valves | 2 | E2 All NEQ Savings (or negative usage) | 0 | 0 | 0 | 0 | 0
Gas Furnace - Maintenance_Restaurant_New_E2 All NEQ Savings (or negative usage) | Gas Furnace - Maintenance_Restaurant_New | Gas Furnace - Maintenance_New_E2 All NEQ Savings (or negative usage) | Gas Furnace - Maintenance_New | NEQ | New | Restaurant | Gas Furnace - Maintenance | 2 | E2 All NEQ Savings (or negative usage) | 0 | 0 | 0 | 0 | 0
Gas-Fired Combination Heat Pump Conversion_Restaurant_New_E2 All NEQ Savings (or negative usage) | Gas-Fired Combination Heat Pump Conversion_Restaurant_New | Gas-Fired Combination Heat Pump Conversion_New_E2 All NEQ Savings (or negative usage) | Gas-Fired Combination Heat Pump Conversion_New | NEQ | New | Restaurant | Gas-Fired Combination Heat Pump Conversion | 2 | E2 All NEQ Savings (or negative usage) | 0 | 0 | 0 | 0 | 0
HVAC - Dedicated Outdoor Air System (DOAS)_Restaurant_New_E2 All NEQ Savings (or negative usage) | HVAC - Dedicated Outdoor Air System (DOAS)_Restaurant_New | HVAC - Dedicated Outdoor Air System (DOAS)_New_E2 All NEQ Savings (or negative usage) | HVAC - Dedicated Outdoor Air System (DOAS)_New | NEQ | New | Restaurant | HVAC - Dedicated Outdoor Air System (DOAS) | 2 | E2 All NEQ Savings (or negative usage) | 0 | 0 | 0 | 0 | 0
HVAC - Energy Recovery Ventilator_Restaurant_New_E2 All NEQ Savings (or negative usage) | HVAC - Energy Recovery Ventilator_Restaurant_New | HVAC - Energy Recovery Ventilator_New_E2 All NEQ Savings (or negative usage) | HVAC - Energy Recovery Ventilator_New | NEQ | New | Restaurant | HVAC - Energy Recovery Ventilator | 2 | E2 All NEQ Savings (or negative usage) | 0 | 0 | 0 | 0 | 0
HVAC - Shut Off Damper_Restaurant_New_E2 All NEQ Savings (or negative usage) | HVAC - Shut Off Damper_Restaurant_New | HVAC - Shut Off Damper_New_E2 All NEQ Savings (or negative usage) | HVAC - Shut Off Damper_New | NEQ | New | Restaurant | HVAC - Shut Off Damper | 2 | E2 All NEQ Savings (or negative usage) | 0 | 0 | 0 | 0 | 0
Industrial Air Curtains_Restaurant_New_E2 All NEQ Savings (or negative usage) | Industrial Air Curtains_Restaurant_New | Industrial Air Curtains_New_E2 All NEQ Savings (or negative usage) | Industrial Air Curtains_New | NEQ | New | Restaurant | Industrial Air Curtains | 2 | E2 All NEQ Savings (or negative usage) | 0 | 0 | 0 | 0 | 0
Infiltration Control - Loading Dock Sealing_Restaurant_New_E2 All NEQ Savings (or negative usage) | Infiltration Control - Loading Dock Sealing_Restaurant_New | Infiltration Control - Loading Dock Sealing_New_E2 All NEQ Savings (or negative usage) | Infiltration Control - Loading Dock Sealing_New | NEQ | New | Restaurant | Infiltration Control - Loading Dock Sealing | 2 | E2 All NEQ Savings (or negative usage) | 0 | 0 | 0 | 0 | 0
Insulation - Ceiling_Restaurant_New_E2 All NEQ Savings (or negative usage) | Insulation - Ceiling_Restaurant_New | Insulation - Ceiling_New_E2 All NEQ Savings (or negative usage) | Insulation - Ceiling_New | NEQ | New | Restaurant | Insulation - Ceiling | 2 | E2 All NEQ Savings (or negative usage) | 0 | 0 | 0 | 0 | 0
Insulation - Ducting_Restaurant_New_E2 All NEQ Savings (or negative usage) | Insulation - Ducting_Restaurant_New | Insulation - Ducting_New_E2 All NEQ Savings (or negative usage) | Insulation - Ducting_New | NEQ | New | Restaurant | Insulation - Ducting | 2 | E2 All NEQ Savings (or negative usage) | 0 | 0 | 0 | 0 | 0
Insulation - Wall Cavity_Restaurant_New_E2 All NEQ Savings (or negative usage) | Insulation - Wall Cavity_Restaurant_New | Insulation - Wall Cavity_New_E2 All NEQ Savings (or negative usage) | Insulation - Wall Cavity_New | NEQ | New | Restaurant | Insulation - Wall Cavity | 2 | E2 All NEQ Savings (or negative usage) | 0 | 0 | 0 | 0 | 0
Kitchen Ventilation - Advanced Controls_Restaurant_New_E2 All NEQ Savings (or negative usage) | Kitchen Ventilation - Advanced Controls_Restaurant_New | Kitchen Ventilation - Advanced Controls_New_E2 All NEQ Savings (or negative usage) | Kitchen Ventilation - Advanced Controls_New | NEQ | New | Restaurant | Kitchen Ventilation - Advanced Controls | 2 | E2 All NEQ Savings (or negative usage) | 0 | 0 | 0 | 0 | 0
Lodging - Guest Room Controls_Restaurant_New_E2 All NEQ Savings (or negative usage) | Lodging - Guest Room Controls_Restaurant_New | Lodging - Guest Room Controls_New_E2 All NEQ Savings (or negative usage) | Lodging - Guest Room Controls_New | NEQ | New | Restaurant | Lodging - Guest Room Controls | 2 | E2 All NEQ Savings (or negative usage) | 0 | 0 | 0 | 0 | 0
Pool Heater - Night Covers_Restaurant_New_E2 All NEQ Savings (or negative usage) | Pool Heater - Night Covers_Restaurant_New | Pool Heater - Night Covers_New_E2 All NEQ Savings (or negative usage) | Pool Heater - Night Covers_New | NEQ | New | Restaurant | Pool Heater - Night Covers | 2 | E2 All NEQ Savings (or negative usage) | 0.08208 | 0.08208 | 0.08208 | 0.08208 | 0.08208
Refrigeration - Heat Recovery_Restaurant_New_E2 All NEQ Savings (or negative usage) | Refrigeration - Heat Recovery_Restaurant_New | Refrigeration - Heat Recovery_New_E2 All NEQ Savings (or negative usage) | Refrigeration - Heat Recovery_New | NEQ | New | Restaurant | Refrigeration - Heat Recovery | 2 | E2 All NEQ Savings (or negative usage) | 0 | 0 | 0 | 0 | 0
Retrocommissioning_Restaurant_New_E2 All NEQ Savings (or negative usage) | Retrocommissioning_Restaurant_New | Retrocommissioning_New_E2 All NEQ Savings (or negative usage) | Retrocommissioning_New | NEQ | New | Restaurant | Retrocommissioning | 2 | E2 All NEQ Savings (or negative usage) | 0 | 0 | 0 | 0 | 0
Strategic Energy Management_Restaurant_New_E2 All NEQ Savings (or negative usage) | Strategic Energy Management_Restaurant_New | Strategic Energy Management_New_E2 All NEQ Savings (or negative usage) | Strategic Energy Management_New | NEQ | New | Restaurant | Strategic Energy Management | 2 | E2 All NEQ Savings (or negative usage) | 0 | 0 | 0 | 0 | 0
Thermostat - Programmable_Restaurant_New_E2 All NEQ Savings (or negative usage) | Thermostat - Programmable_Restaurant_New | Thermostat - Programmable_New_E2 All NEQ Savings (or negative usage) | Thermostat - Programmable_New | NEQ | New | Restaurant | Thermostat - Programmable | 2 | E2 All NEQ Savings (or negative usage) | 0 | 0 | 0 | 0 | 0
Ventilation - Demand Controlled_Restaurant_New_E2 All NEQ Savings (or negative usage) | Ventilation - Demand Controlled_Restaurant_New | Ventilation - Demand Controlled_New_E2 All NEQ Savings (or negative usage) | Ventilation - Demand Controlled_New | NEQ | New | Restaurant | Ventilation - Demand Controlled | 2 | E2 All NEQ Savings (or negative usage) | 0 | 0 | 0 | 0 | 0
Water Heater - Drainwater Heat Recovery_Restaurant_New_E2 All NEQ Savings (or negative usage) | Water Heater - Drainwater Heat Recovery_Restaurant_New | Water Heater - Drainwater Heat Recovery_New_E2 All NEQ Savings (or negative usage) | Water Heater - Drainwater Heat Recovery_New | NEQ | New | Restaurant | Water Heater - Drainwater Heat Recovery | 2 | E2 All NEQ Savings (or negative usage) | 0 | 0 | 0 | 0 | 0
Water Heater - Pipe Insulation_Restaurant_New_E2 All NEQ Savings (or negative usage) | Water Heater - Pipe Insulation_Restaurant_New | Water Heater - Pipe Insulation_New_E2 All NEQ Savings (or negative usage) | Water Heater - Pipe Insulation_New | NEQ | New | Restaurant | Water Heater - Pipe Insulation | 2 | E2 All NEQ Savings (or negative usage) | 0 | 0 | 0 | 0 | 0
Water Heater - Pre-Rinse Spray Valve_Restaurant_New_E2 All NEQ Savings (or negative usage) | Water Heater - Pre-Rinse Spray Valve_Restaurant_New | Water Heater - Pre-Rinse Spray Valve_New_E2 All NEQ Savings (or negative usage) | Water Heater - Pre-Rinse Spray Valve_New | NEQ | New | Restaurant | Water Heater - Pre-Rinse Spray Valve | 2 | E2 All NEQ Savings (or negative usage) | 0 | 0 | 0 | 0 | 0
Water Heater - Solar System_Restaurant_New_E2 All NEQ Savings (or negative usage) | Water Heater - Solar System_Restaurant_New | Water Heater - Solar System_New_E2 All NEQ Savings (or negative usage) | Water Heater - Solar System_New | NEQ | New | Restaurant | Water Heater - Solar System | 2 | E2 All NEQ Savings (or negative usage) | 0 | 0 | 0 | 0 | 0
Water Heater - Thermostatic Shower Restriction Valve_Restaurant_New_E2 All NEQ Savings (or negative usage) | Water Heater - Thermostatic Shower Restriction Valve_Restaurant_New | Water Heater - Thermostatic Shower Restriction Valve_New_E2 All NEQ Savings (or negative usage) | Water Heater - Thermostatic Shower Restriction Valve_New | NEQ | New | Restaurant | Water Heater - Thermostatic Shower Restriction Valve | 2 | E2 All NEQ Savings (or negative usage) | 0 | 0 | 0 | 0 | 0
Windows - High Efficiency Glazing_Restaurant_New_E2 All NEQ Savings (or negative usage) | Windows - High Efficiency Glazing_Restaurant_New | Windows - High Efficiency Glazing_New_E2 All NEQ Savings (or negative usage) | Windows - High Efficiency Glazing_New | NEQ | New | Restaurant | Windows - High Efficiency Glazing | 2 | E2 All NEQ Savings (or negative usage) | 0 | 0 | 0 | 0 | 0
Windows - Secondary Glazing Systems_Restaurant_New_E2 All NEQ Savings (or negative usage) | Windows - Secondary Glazing Systems_Restaurant_New | Windows - Secondary Glazing Systems_New_E2 All NEQ Savings (or negative usage) | Windows - Secondary Glazing Systems_New | NEQ | New | Restaurant | Windows - Secondary Glazing Systems | 2 | E2 All NEQ Savings (or negative usage) | 0 | 0 | 0 | 0 | 0
Advanced New Construction Designs_Retail_New_E2 All NEQ Savings (or negative usage) | Advanced New Construction Designs_Retail_New | Advanced New Construction Designs_New_E2 All NEQ Savings (or negative usage) | Advanced New Construction Designs_New | NEQ | New | Retail | Advanced New Construction Designs | 2 | E2 All NEQ Savings (or negative usage) | 0 | 0 | 0 | 0 | 0
Building Shell - Air Sealing (Infiltration Control)_Retail_New_E2 All NEQ Savings (or negative usage) | Building Shell - Air Sealing (Infiltration Control)_Retail_New | Building Shell - Air Sealing (Infiltration Control)_New_E2 All NEQ Savings (or negative usage) | Building Shell - Air Sealing (Infiltration Control)_New | NEQ | New | Retail | Building Shell - Air Sealing (Infiltration Control) | 2 | E2 All NEQ Savings (or negative usage) | 0 | 0 | 0 | 0 | 0
Circulation Pump - Controls_Retail_New_E2 All NEQ Savings (or negative usage) | Circulation Pump - Controls_Retail_New | Circulation Pump - Controls_New_E2 All NEQ Savings (or negative usage) | Circulation Pump - Controls_New | NEQ | New | Retail | Circulation Pump - Controls | 2 | E2 All NEQ Savings (or negative usage) | 0 | 0 | 0 | 0 | 0
Commercial Laundry - Dryer Efficiency Retrofit_Retail_New_E2 All NEQ Savings (or negative usage) | Commercial Laundry - Dryer Efficiency Retrofit_Retail_New | Commercial Laundry - Dryer Efficiency Retrofit_New_E2 All NEQ Savings (or negative usage) | Commercial Laundry - Dryer Efficiency Retrofit_New | NEQ | New | Retail | Commercial Laundry - Dryer Efficiency Retrofit | 2 | E2 All NEQ Savings (or negative usage) | 0 | 0 | 0 | 0 | 0
Commercial Laundry - ENERGY STAR Washer (8.0)_Retail_New_E2 All NEQ Savings (or negative usage) | Commercial Laundry - ENERGY STAR Washer (8.0)_Retail_New | Commercial Laundry - ENERGY STAR Washer (8.0)_New_E2 All NEQ Savings (or negative usage) | Commercial Laundry - ENERGY STAR Washer (8.0)_New | NEQ | New | Retail | Commercial Laundry - ENERGY STAR Washer (8.0) | 2 | E2 All NEQ Savings (or negative usage) | 0 | 0 | 0 | 0 | 0
Commercial Laundry - Ozone Treatment_Retail_New_E2 All NEQ Savings (or negative usage) | Commercial Laundry - Ozone Treatment_Retail_New | Commercial Laundry - Ozone Treatment_New_E2 All NEQ Savings (or negative usage) | Commercial Laundry - Ozone Treatment_New | NEQ | New | Retail | Commercial Laundry - Ozone Treatment | 2 | E2 All NEQ Savings (or negative usage) | 0 | 0 | 0 | 0 | 0
Connected Thermostat - ENERGY STAR (1.0)_Retail_New_E2 All NEQ Savings (or negative usage) | Connected Thermostat - ENERGY STAR (1.0)_Retail_New | Connected Thermostat - ENERGY STAR (1.0)_New_E2 All NEQ Savings (or negative usage) | Connected Thermostat - ENERGY STAR (1.0)_New | NEQ | New | Retail | Connected Thermostat - ENERGY STAR (1.0) | 2 | E2 All NEQ Savings (or negative usage) | 0 | 0 | 0 | 0 | 0
Destratification Fans (HVLS)_Retail_New_E2 All NEQ Savings (or negative usage) | Destratification Fans (HVLS)_Retail_New | Destratification Fans (HVLS)_New_E2 All NEQ Savings (or negative usage) | Destratification Fans (HVLS)_New | NEQ | New | Retail | Destratification Fans (HVLS) | 2 | E2 All NEQ Savings (or negative usage) | 0 | 0 | 0 | 0 | 0
Ducting - Repair and Sealing_Retail_New_E2 All NEQ Savings (or negative usage) | Ducting - Repair and Sealing_Retail_New | Ducting - Repair and Sealing_New_E2 All NEQ Savings (or negative usage) | Ducting - Repair and Sealing_New | NEQ | New | Retail | Ducting - Repair and Sealing | 2 | E2 All NEQ Savings (or negative usage) | 0 | 0 | 0 | 0 | 0
Gas Boiler - Blowdown Heat Recovery_Retail_New_E2 All NEQ Savings (or negative usage) | Gas Boiler - Blowdown Heat Recovery_Retail_New | Gas Boiler - Blowdown Heat Recovery_New_E2 All NEQ Savings (or negative usage) | Gas Boiler - Blowdown Heat Recovery_New | NEQ | New | Retail | Gas Boiler - Blowdown Heat Recovery | 2 | E2 All NEQ Savings (or negative usage) | 0 | 0 | 0 | 0 | 0
Gas Boiler - Burner Control Optimization_Retail_New_E2 All NEQ Savings (or negative usage) | Gas Boiler - Burner Control Optimization_Retail_New | Gas Boiler - Burner Control Optimization_New_E2 All NEQ Savings (or negative usage) | Gas Boiler - Burner Control Optimization_New | NEQ | New | Retail | Gas Boiler - Burner Control Optimization | 2 | E2 All NEQ Savings (or negative usage) | 0 | 0 | 0 | 0 | 0
Gas Boiler - High Turndown Burner_Retail_New_E2 All NEQ Savings (or negative usage) | Gas Boiler - High Turndown Burner_Retail_New | Gas Boiler - High Turndown Burner_New_E2 All NEQ Savings (or negative usage) | Gas Boiler - High Turndown Burner_New | NEQ | New | Retail | Gas Boiler - High Turndown Burner | 2 | E2 All NEQ Savings (or negative usage) | 0 | 0 | 0 | 0 | 0
Gas Boiler - Hot Water Reset_Retail_New_E2 All NEQ Savings (or negative usage) | Gas Boiler - Hot Water Reset_Retail_New | Gas Boiler - Hot Water Reset_New_E2 All NEQ Savings (or negative usage) | Gas Boiler - Hot Water Reset_New | NEQ | New | Retail | Gas Boiler - Hot Water Reset | 2 | E2 All NEQ Savings (or negative usage) | 0 | 0 | 0 | 0 | 0
Gas Boiler - Insulate Hot Water Lines_Retail_New_E2 All NEQ Savings (or negative usage) | Gas Boiler - Insulate Hot Water Lines_Retail_New | Gas Boiler - Insulate Hot Water Lines_New_E2 All NEQ Savings (or negative usage) | Gas Boiler - Insulate Hot Water Lines_New | NEQ | New | Retail | Gas Boiler - Insulate Hot Water Lines | 2 | E2 All NEQ Savings (or negative usage) | 0 | 0 | 0 | 0 | 0
Gas Boiler - Insulate Steam Lines/Condensate Tank_Retail_New_E2 All NEQ Savings (or negative usage) | Gas Boiler - Insulate Steam Lines/Condensate Tank_Retail_New | Gas Boiler - Insulate Steam Lines/Condensate Tank_New_E2 All NEQ Savings (or negative usage) | Gas Boiler - Insulate Steam Lines/Condensate Tank_New | NEQ | New | Retail | Gas Boiler - Insulate Steam Lines/Condensate Tank | 2 | E2 All NEQ Savings (or negative usage) | 0 | 0 | 0 | 0 | 0
Gas Boiler - Maintenance_Retail_New_E2 All NEQ Savings (or negative usage) | Gas Boiler - Maintenance_Retail_New | Gas Boiler - Maintenance_New_E2 All NEQ Savings (or negative usage) | Gas Boiler - Maintenance_New | NEQ | New | Retail | Gas Boiler - Maintenance | 2 | E2 All NEQ Savings (or negative usage) | 0 | 0 | 0 | 0 | 0
Gas Boiler - Radiator Replacement_Retail_New_E2 All NEQ Savings (or negative usage) | Gas Boiler - Radiator Replacement_Retail_New | Gas Boiler - Radiator Replacement_New_E2 All NEQ Savings (or negative usage) | Gas Boiler - Radiator Replacement_New | NEQ | New | Retail | Gas Boiler - Radiator Replacement | 2 | E2 All NEQ Savings (or negative usage) | 0 | 0 | 0 | 0 | 0
Gas Boiler - Stack Economizer_Retail_New_E2 All NEQ Savings (or negative usage) | Gas Boiler - Stack Economizer_Retail_New | Gas Boiler - Stack Economizer_New_E2 All NEQ Savings (or negative usage) | Gas Boiler - Stack Economizer_New | NEQ | New | Retail | Gas Boiler - Stack Economizer | 2 | E2 All NEQ Savings (or negative usage) | 0 | 0 | 0 | 0 | 0
Gas Boiler - Steam Trap Replacement_Retail_New_E2 All NEQ Savings (or negative usage) | Gas Boiler - Steam Trap Replacement_Retail_New | Gas Boiler - Steam Trap Replacement_New_E2 All NEQ Savings (or negative usage) | Gas Boiler - Steam Trap Replacement_New | NEQ | New | Retail | Gas Boiler - Steam Trap Replacement | 2 | E2 All NEQ Savings (or negative usage) | 0 | 0 | 0 | 0 | 0
Gas Boiler - Thermostatic Radiator Valves_Retail_New_E2 All NEQ Savings (or negative usage) | Gas Boiler - Thermostatic Radiator Valves_Retail_New | Gas Boiler - Thermostatic Radiator Valves_New_E2 All NEQ Savings (or negative usage) | Gas Boiler - Thermostatic Radiator Valves_New | NEQ | New | Retail | Gas Boiler - Thermostatic Radiator Valves | 2 | E2 All NEQ Savings (or negative usage) | 0 | 0 | 0 | 0 | 0
Gas Furnace - Maintenance_Retail_New_E2 All NEQ Savings (or negative usage) | Gas Furnace - Maintenance_Retail_New | Gas Furnace - Maintenance_New_E2 All NEQ Savings (or negative usage) | Gas Furnace - Maintenance_New | NEQ | New | Retail | Gas Furnace - Maintenance | 2 | E2 All NEQ Savings (or negative usage) | 0 | 0 | 0 | 0 | 0
Gas-Fired Combination Heat Pump Conversion_Retail_New_E2 All NEQ Savings (or negative usage) | Gas-Fired Combination Heat Pump Conversion_Retail_New | Gas-Fired Combination Heat Pump Conversion_New_E2 All NEQ Savings (or negative usage) | Gas-Fired Combination Heat Pump Conversion_New | NEQ | New | Retail | Gas-Fired Combination Heat Pump Conversion | 2 | E2 All NEQ Savings (or negative usage) | 0 | 0 | 0 | 0 | 0
HVAC - Dedicated Outdoor Air System (DOAS)_Retail_New_E2 All NEQ Savings (or negative usage) | HVAC - Dedicated Outdoor Air System (DOAS)_Retail_New | HVAC - Dedicated Outdoor Air System (DOAS)_New_E2 All NEQ Savings (or negative usage) | HVAC - Dedicated Outdoor Air System (DOAS)_New | NEQ | New | Retail | HVAC - Dedicated Outdoor Air System (DOAS) | 2 | E2 All NEQ Savings (or negative usage) | 0 | 0 | 0 | 0 | 0
HVAC - Energy Recovery Ventilator_Retail_New_E2 All NEQ Savings (or negative usage) | HVAC - Energy Recovery Ventilator_Retail_New | HVAC - Energy Recovery Ventilator_New_E2 All NEQ Savings (or negative usage) | HVAC - Energy Recovery Ventilator_New | NEQ | New | Retail | HVAC - Energy Recovery Ventilator | 2 | E2 All NEQ Savings (or negative usage) | 0 | 0 | 0 | 0 | 0
HVAC - Shut Off Damper_Retail_New_E2 All NEQ Savings (or negative usage) | HVAC - Shut Off Damper_Retail_New | HVAC - Shut Off Damper_New_E2 All NEQ Savings (or negative usage) | HVAC - Shut Off Damper_New | NEQ | New | Retail | HVAC - Shut Off Damper | 2 | E2 All NEQ Savings (or negative usage) | 0 | 0 | 0 | 0 | 0
Industrial Air Curtains_Retail_New_E2 All NEQ Savings (or negative usage) | Industrial Air Curtains_Retail_New | Industrial Air Curtains_New_E2 All NEQ Savings (or negative usage) | Industrial Air Curtains_New | NEQ | New | Retail | Industrial Air Curtains | 2 | E2 All NEQ Savings (or negative usage) | 0 | 0 | 0 | 0 | 0
Infiltration Control - Loading Dock Sealing_Retail_New_E2 All NEQ Savings (or negative usage) | Infiltration Control - Loading Dock Sealing_Retail_New | Infiltration Control - Loading Dock Sealing_New_E2 All NEQ Savings (or negative usage) | Infiltration Control - Loading Dock Sealing_New | NEQ | New | Retail | Infiltration Control - Loading Dock Sealing | 2 | E2 All NEQ Savings (or negative usage) | 0 | 0 | 0 | 0 | 0
Insulation - Ceiling_Retail_New_E2 All NEQ Savings (or negative usage) | Insulation - Ceiling_Retail_New | Insulation - Ceiling_New_E2 All NEQ Savings (or negative usage) | Insulation - Ceiling_New | NEQ | New | Retail | Insulation - Ceiling | 2 | E2 All NEQ Savings (or negative usage) | 0 | 0 | 0 | 0 | 0
Insulation - Ducting_Retail_New_E2 All NEQ Savings (or negative usage) | Insulation - Ducting_Retail_New | Insulation - Ducting_New_E2 All NEQ Savings (or negative usage) | Insulation - Ducting_New | NEQ | New | Retail | Insulation - Ducting | 2 | E2 All NEQ Savings (or negative usage) | 0 | 0 | 0 | 0 | 0
Insulation - Wall Cavity_Retail_New_E2 All NEQ Savings (or negative usage) | Insulation - Wall Cavity_Retail_New | Insulation - Wall Cavity_New_E2 All NEQ Savings (or negative usage) | Insulation - Wall Cavity_New | NEQ | New | Retail | Insulation - Wall Cavity | 2 | E2 All NEQ Savings (or negative usage) | 0 | 0 | 0 | 0 | 0
Kitchen Ventilation - Advanced Controls_Retail_New_E2 All NEQ Savings (or negative usage) | Kitchen Ventilation - Advanced Controls_Retail_New | Kitchen Ventilation - Advanced Controls_New_E2 All NEQ Savings (or negative usage) | Kitchen Ventilation - Advanced Controls_New | NEQ | New | Retail | Kitchen Ventilation - Advanced Controls | 2 | E2 All NEQ Savings (or negative usage) | 0 | 0 | 0 | 0 | 0
Lodging - Guest Room Controls_Retail_New_E2 All NEQ Savings (or negative usage) | Lodging - Guest Room Controls_Retail_New | Lodging - Guest Room Controls_New_E2 All NEQ Savings (or negative usage) | Lodging - Guest Room Controls_New | NEQ | New | Retail | Lodging - Guest Room Controls | 2 | E2 All NEQ Savings (or negative usage) | 0 | 0 | 0 | 0 | 0
Pool Heater - Night Covers_Retail_New_E2 All NEQ Savings (or negative usage) | Pool Heater - Night Covers_Retail_New | Pool Heater - Night Covers_New_E2 All NEQ Savings (or negative usage) | Pool Heater - Night Covers_New | NEQ | New | Retail | Pool Heater - Night Covers | 2 | E2 All NEQ Savings (or negative usage) | 0.08208 | 0.08208 | 0.08208 | 0.08208 | 0.08208
Refrigeration - Heat Recovery_Retail_New_E2 All NEQ Savings (or negative usage) | Refrigeration - Heat Recovery_Retail_New | Refrigeration - Heat Recovery_New_E2 All NEQ Savings (or negative usage) | Refrigeration - Heat Recovery_New | NEQ | New | Retail | Refrigeration - Heat Recovery | 2 | E2 All NEQ Savings (or negative usage) | 0 | 0 | 0 | 0 | 0
Retrocommissioning_Retail_New_E2 All NEQ Savings (or negative usage) | Retrocommissioning_Retail_New | Retrocommissioning_New_E2 All NEQ Savings (or negative usage) | Retrocommissioning_New | NEQ | New | Retail | Retrocommissioning | 2 | E2 All NEQ Savings (or negative usage) | 0 | 0 | 0 | 0 | 0
Strategic Energy Management_Retail_New_E2 All NEQ Savings (or negative usage) | Strategic Energy Management_Retail_New | Strategic Energy Management_New_E2 All NEQ Savings (or negative usage) | Strategic Energy Management_New | NEQ | New | Retail | Strategic Energy Management | 2 | E2 All NEQ Savings (or negative usage) | 0 | 0 | 0 | 0 | 0
Thermostat - Programmable_Retail_New_E2 All NEQ Savings (or negative usage) | Thermostat - Programmable_Retail_New | Thermostat - Programmable_New_E2 All NEQ Savings (or negative usage) | Thermostat - Programmable_New | NEQ | New | Retail | Thermostat - Programmable | 2 | E2 All NEQ Savings (or negative usage) | 0 | 0 | 0 | 0 | 0
Ventilation - Demand Controlled_Retail_New_E2 All NEQ Savings (or negative usage) | Ventilation - Demand Controlled_Retail_New | Ventilation - Demand Controlled_New_E2 All NEQ Savings (or negative usage) | Ventilation - Demand Controlled_New | NEQ | New | Retail | Ventilation - Demand Controlled | 2 | E2 All NEQ Savings (or negative usage) | 0 | 0 | 0 | 0 | 0
Water Heater - Drainwater Heat Recovery_Retail_New_E2 All NEQ Savings (or negative usage) | Water Heater - Drainwater Heat Recovery_Retail_New | Water Heater - Drainwater Heat Recovery_New_E2 All NEQ Savings (or negative usage) | Water Heater - Drainwater Heat Recovery_New | NEQ | New | Retail | Water Heater - Drainwater Heat Recovery | 2 | E2 All NEQ Savings (or negative usage) | 0 | 0 | 0 | 0 | 0
Water Heater - Pipe Insulation_Retail_New_E2 All NEQ Savings (or negative usage) | Water Heater - Pipe Insulation_Retail_New | Water Heater - Pipe Insulation_New_E2 All NEQ Savings (or negative usage) | Water Heater - Pipe Insulation_New | NEQ | New | Retail | Water Heater - Pipe Insulation | 2 | E2 All NEQ Savings (or negative usage) | 0 | 0 | 0 | 0 | 0
Water Heater - Pre-Rinse Spray Valve_Retail_New_E2 All NEQ Savings (or negative usage) | Water Heater - Pre-Rinse Spray Valve_Retail_New | Water Heater - Pre-Rinse Spray Valve_New_E2 All NEQ Savings (or negative usage) | Water Heater - Pre-Rinse Spray Valve_New | NEQ | New | Retail | Water Heater - Pre-Rinse Spray Valve | 2 | E2 All NEQ Savings (or negative usage) | 0 | 0 | 0 | 0 | 0
Water Heater - Solar System_Retail_New_E2 All NEQ Savings (or negative usage) | Water Heater - Solar System_Retail_New | Water Heater - Solar System_New_E2 All NEQ Savings (or negative usage) | Water Heater - Solar System_New | NEQ | New | Retail | Water Heater - Solar System | 2 | E2 All NEQ Savings (or negative usage) | 0 | 0 | 0 | 0 | 0
Water Heater - Thermostatic Shower Restriction Valve_Retail_New_E2 All NEQ Savings (or negative usage) | Water Heater - Thermostatic Shower Restriction Valve_Retail_New | Water Heater - Thermostatic Shower Restriction Valve_New_E2 All NEQ Savings (or negative usage) | Water Heater - Thermostatic Shower Restriction Valve_New | NEQ | New | Retail | Water Heater - Thermostatic Shower Restriction Valve | 2 | E2 All NEQ Savings (or negative usage) | 0 | 0 | 0 | 0 | 0
Windows - High Efficiency Glazing_Retail_New_E2 All NEQ Savings (or negative usage) | Windows - High Efficiency Glazing_Retail_New | Windows - High Efficiency Glazing_New_E2 All NEQ Savings (or negative usage) | Windows - High Efficiency Glazing_New | NEQ | New | Retail | Windows - High Efficiency Glazing | 2 | E2 All NEQ Savings (or negative usage) | 0 | 0 | 0 | 0 | 0
Windows - Secondary Glazing Systems_Retail_New_E2 All NEQ Savings (or negative usage) | Windows - Secondary Glazing Systems_Retail_New | Windows - Secondary Glazing Systems_New_E2 All NEQ Savings (or negative usage) | Windows - Secondary Glazing Systems_New | NEQ | New | Retail | Windows - Secondary Glazing Systems | 2 | E2 All NEQ Savings (or negative usage) | 0 | 0 | 0 | 0 | 0
Advanced New Construction Designs_Warehouse_New_E2 All NEQ Savings (or negative usage) | Advanced New Construction Designs_Warehouse_New | Advanced New Construction Designs_New_E2 All NEQ Savings (or negative usage) | Advanced New Construction Designs_New | NEQ | New | Warehouse | Advanced New Construction Designs | 2 | E2 All NEQ Savings (or negative usage) | 0 | 0 | 0 | 0 | 0
Building Shell - Air Sealing (Infiltration Control)_Warehouse_New_E2 All NEQ Savings (or negative usage) | Building Shell - Air Sealing (Infiltration Control)_Warehouse_New | Building Shell - Air Sealing (Infiltration Control)_New_E2 All NEQ Savings (or negative usage) | Building Shell - Air Sealing (Infiltration Control)_New | NEQ | New | Warehouse | Building Shell - Air Sealing (Infiltration Control) | 2 | E2 All NEQ Savings (or negative usage) | 0 | 0 | 0 | 0 | 0
Circulation Pump - Controls_Warehouse_New_E2 All NEQ Savings (or negative usage) | Circulation Pump - Controls_Warehouse_New | Circulation Pump - Controls_New_E2 All NEQ Savings (or negative usage) | Circulation Pump - Controls_New | NEQ | New | Warehouse | Circulation Pump - Controls | 2 | E2 All NEQ Savings (or negative usage) | 0 | 0 | 0 | 0 | 0
Commercial Laundry - Dryer Efficiency Retrofit_Warehouse_New_E2 All NEQ Savings (or negative usage) | Commercial Laundry - Dryer Efficiency Retrofit_Warehouse_New | Commercial Laundry - Dryer Efficiency Retrofit_New_E2 All NEQ Savings (or negative usage) | Commercial Laundry - Dryer Efficiency Retrofit_New | NEQ | New | Warehouse | Commercial Laundry - Dryer Efficiency Retrofit | 2 | E2 All NEQ Savings (or negative usage) | 0 | 0 | 0 | 0 | 0
Commercial Laundry - ENERGY STAR Washer (8.0)_Warehouse_New_E2 All NEQ Savings (or negative usage) | Commercial Laundry - ENERGY STAR Washer (8.0)_Warehouse_New | Commercial Laundry - ENERGY STAR Washer (8.0)_New_E2 All NEQ Savings (or negative usage) | Commercial Laundry - ENERGY STAR Washer (8.0)_New | NEQ | New | Warehouse | Commercial Laundry - ENERGY STAR Washer (8.0) | 2 | E2 All NEQ Savings (or negative usage) | 0 | 0 | 0 | 0 | 0
Commercial Laundry - Ozone Treatment_Warehouse_New_E2 All NEQ Savings (or negative usage) | Commercial Laundry - Ozone Treatment_Warehouse_New | Commercial Laundry - Ozone Treatment_New_E2 All NEQ Savings (or negative usage) | Commercial Laundry - Ozone Treatment_New | NEQ | New | Warehouse | Commercial Laundry - Ozone Treatment | 2 | E2 All NEQ Savings (or negative usage) | 0 | 0 | 0 | 0 | 0
Connected Thermostat - ENERGY STAR (1.0)_Warehouse_New_E2 All NEQ Savings (or negative usage) | Connected Thermostat - ENERGY STAR (1.0)_Warehouse_New | Connected Thermostat - ENERGY STAR (1.0)_New_E2 All NEQ Savings (or negative usage) | Connected Thermostat - ENERGY STAR (1.0)_New | NEQ | New | Warehouse | Connected Thermostat - ENERGY STAR (1.0) | 2 | E2 All NEQ Savings (or negative usage) | 0 | 0 | 0 | 0 | 0
Destratification Fans (HVLS)_Warehouse_New_E2 All NEQ Savings (or negative usage) | Destratification Fans (HVLS)_Warehouse_New | Destratification Fans (HVLS)_New_E2 All NEQ Savings (or negative usage) | Destratification Fans (HVLS)_New | NEQ | New | Warehouse | Destratification Fans (HVLS) | 2 | E2 All NEQ Savings (or negative usage) | 0 | 0 | 0 | 0 | 0
Ducting - Repair and Sealing_Warehouse_New_E2 All NEQ Savings (or negative usage) | Ducting - Repair and Sealing_Warehouse_New | Ducting - Repair and Sealing_New_E2 All NEQ Savings (or negative usage) | Ducting - Repair and Sealing_New | NEQ | New | Warehouse | Ducting - Repair and Sealing | 2 | E2 All NEQ Savings (or negative usage) | 0 | 0 | 0 | 0 | 0
Gas Boiler - Blowdown Heat Recovery_Warehouse_New_E2 All NEQ Savings (or negative usage) | Gas Boiler - Blowdown Heat Recovery_Warehouse_New | Gas Boiler - Blowdown Heat Recovery_New_E2 All NEQ Savings (or negative usage) | Gas Boiler - Blowdown Heat Recovery_New | NEQ | New | Warehouse | Gas Boiler - Blowdown Heat Recovery | 2 | E2 All NEQ Savings (or negative usage) | 0 | 0 | 0 | 0 | 0
Gas Boiler - Burner Control Optimization_Warehouse_New_E2 All NEQ Savings (or negative usage) | Gas Boiler - Burner Control Optimization_Warehouse_New | Gas Boiler - Burner Control Optimization_New_E2 All NEQ Savings (or negative usage) | Gas Boiler - Burner Control Optimization_New | NEQ | New | Warehouse | Gas Boiler - Burner Control Optimization | 2 | E2 All NEQ Savings (or negative usage) | 0 | 0 | 0 | 0 | 0
Gas Boiler - High Turndown Burner_Warehouse_New_E2 All NEQ Savings (or negative usage) | Gas Boiler - High Turndown Burner_Warehouse_New | Gas Boiler - High Turndown Burner_New_E2 All NEQ Savings (or negative usage) | Gas Boiler - High Turndown Burner_New | NEQ | New | Warehouse | Gas Boiler - High Turndown Burner | 2 | E2 All NEQ Savings (or negative usage) | 0 | 0 | 0 | 0 | 0
Gas Boiler - Hot Water Reset_Warehouse_New_E2 All NEQ Savings (or negative usage) | Gas Boiler - Hot Water Reset_Warehouse_New | Gas Boiler - Hot Water Reset_New_E2 All NEQ Savings (or negative usage) | Gas Boiler - Hot Water Reset_New | NEQ | New | Warehouse | Gas Boiler - Hot Water Reset | 2 | E2 All NEQ Savings (or negative usage) | 0 | 0 | 0 | 0 | 0
Gas Boiler - Insulate Hot Water Lines_Warehouse_New_E2 All NEQ Savings (or negative usage) | Gas Boiler - Insulate Hot Water Lines_Warehouse_New | Gas Boiler - Insulate Hot Water Lines_New_E2 All NEQ Savings (or negative usage) | Gas Boiler - Insulate Hot Water Lines_New | NEQ | New | Warehouse | Gas Boiler - Insulate Hot Water Lines | 2 | E2 All NEQ Savings (or negative usage) | 0 | 0 | 0 | 0 | 0
Gas Boiler - Insulate Steam Lines/Condensate Tank_Warehouse_New_E2 All NEQ Savings (or negative usage) | Gas Boiler - Insulate Steam Lines/Condensate Tank_Warehouse_New | Gas Boiler - Insulate Steam Lines/Condensate Tank_New_E2 All NEQ Savings (or negative usage) | Gas Boiler - Insulate Steam Lines/Condensate Tank_New | NEQ | New | Warehouse | Gas Boiler - Insulate Steam Lines/Condensate Tank | 2 | E2 All NEQ Savings (or negative usage) | 0 | 0 | 0 | 0 | 0
Gas Boiler - Maintenance_Warehouse_New_E2 All NEQ Savings (or negative usage) | Gas Boiler - Maintenance_Warehouse_New | Gas Boiler - Maintenance_New_E2 All NEQ Savings (or negative usage) | Gas Boiler - Maintenance_New | NEQ | New | Warehouse | Gas Boiler - Maintenance | 2 | E2 All NEQ Savings (or negative usage) | 0 | 0 | 0 | 0 | 0
Gas Boiler - Radiator Replacement_Warehouse_New_E2 All NEQ Savings (or negative usage) | Gas Boiler - Radiator Replacement_Warehouse_New | Gas Boiler - Radiator Replacement_New_E2 All NEQ Savings (or negative usage) | Gas Boiler - Radiator Replacement_New | NEQ | New | Warehouse | Gas Boiler - Radiator Replacement | 2 | E2 All NEQ Savings (or negative usage) | 0 | 0 | 0 | 0 | 0
Gas Boiler - Stack Economizer_Warehouse_New_E2 All NEQ Savings (or negative usage) | Gas Boiler - Stack Economizer_Warehouse_New | Gas Boiler - Stack Economizer_New_E2 All NEQ Savings (or negative usage) | Gas Boiler - Stack Economizer_New | NEQ | New | Warehouse | Gas Boiler - Stack Economizer | 2 | E2 All NEQ Savings (or negative usage) | 0 | 0 | 0 | 0 | 0
Gas Boiler - Steam Trap Replacement_Warehouse_New_E2 All NEQ Savings (or negative usage) | Gas Boiler - Steam Trap Replacement_Warehouse_New | Gas Boiler - Steam Trap Replacement_New_E2 All NEQ Savings (or negative usage) | Gas Boiler - Steam Trap Replacement_New | NEQ | New | Warehouse | Gas Boiler - Steam Trap Replacement | 2 | E2 All NEQ Savings (or negative usage) | 0 | 0 | 0 | 0 | 0
Gas Boiler - Thermostatic Radiator Valves_Warehouse_New_E2 All NEQ Savings (or negative usage) | Gas Boiler - Thermostatic Radiator Valves_Warehouse_New | Gas Boiler - Thermostatic Radiator Valves_New_E2 All NEQ Savings (or negative usage) | Gas Boiler - Thermostatic Radiator Valves_New | NEQ | New | Warehouse | Gas Boiler - Thermostatic Radiator Valves | 2 | E2 All NEQ Savings (or negative usage) | 0 | 0 | 0 | 0 | 0
Gas Furnace - Maintenance_Warehouse_New_E2 All NEQ Savings (or negative usage) | Gas Furnace - Maintenance_Warehouse_New | Gas Furnace - Maintenance_New_E2 All NEQ Savings (or negative usage) | Gas Furnace - Maintenance_New | NEQ | New | Warehouse | Gas Furnace - Maintenance | 2 | E2 All NEQ Savings (or negative usage) | 0 | 0 | 0 | 0 | 0
Gas-Fired Combination Heat Pump Conversion_Warehouse_New_E2 All NEQ Savings (or negative usage) | Gas-Fired Combination Heat Pump Conversion_Warehouse_New | Gas-Fired Combination Heat Pump Conversion_New_E2 All NEQ Savings (or negative usage) | Gas-Fired Combination Heat Pump Conversion_New | NEQ | New | Warehouse | Gas-Fired Combination Heat Pump Conversion | 2 | E2 All NEQ Savings (or negative usage) | 0 | 0 | 0 | 0 | 0
HVAC - Dedicated Outdoor Air System (DOAS)_Warehouse_New_E2 All NEQ Savings (or negative usage) | HVAC - Dedicated Outdoor Air System (DOAS)_Warehouse_New | HVAC - Dedicated Outdoor Air System (DOAS)_New_E2 All NEQ Savings (or negative usage) | HVAC - Dedicated Outdoor Air System (DOAS)_New | NEQ | New | Warehouse | HVAC - Dedicated Outdoor Air System (DOAS) | 2 | E2 All NEQ Savings (or negative usage) | 0 | 0 | 0 | 0 | 0
HVAC - Energy Recovery Ventilator_Warehouse_New_E2 All NEQ Savings (or negative usage) | HVAC - Energy Recovery Ventilator_Warehouse_New | HVAC - Energy Recovery Ventilator_New_E2 All NEQ Savings (or negative usage) | HVAC - Energy Recovery Ventilator_New | NEQ | New | Warehouse | HVAC - Energy Recovery Ventilator | 2 | E2 All NEQ Savings (or negative usage) | 0 | 0 | 0 | 0 | 0
HVAC - Shut Off Damper_Warehouse_New_E2 All NEQ Savings (or negative usage) | HVAC - Shut Off Damper_Warehouse_New | HVAC - Shut Off Damper_New_E2 All NEQ Savings (or negative usage) | HVAC - Shut Off Damper_New | NEQ | New | Warehouse | HVAC - Shut Off Damper | 2 | E2 All NEQ Savings (or negative usage) | 0 | 0 | 0 | 0 | 0
Industrial Air Curtains_Warehouse_New_E2 All NEQ Savings (or negative usage) | Industrial Air Curtains_Warehouse_New | Industrial Air Curtains_New_E2 All NEQ Savings (or negative usage) | Industrial Air Curtains_New | NEQ | New | Warehouse | Industrial Air Curtains | 2 | E2 All NEQ Savings (or negative usage) | 0 | 0 | 0 | 0 | 0
Infiltration Control - Loading Dock Sealing_Warehouse_New_E2 All NEQ Savings (or negative usage) | Infiltration Control - Loading Dock Sealing_Warehouse_New | Infiltration Control - Loading Dock Sealing_New_E2 All NEQ Savings (or negative usage) | Infiltration Control - Loading Dock Sealing_New | NEQ | New | Warehouse | Infiltration Control - Loading Dock Sealing | 2 | E2 All NEQ Savings (or negative usage) | 0 | 0 | 0 | 0 | 0
Insulation - Ceiling_Warehouse_New_E2 All NEQ Savings (or negative usage) | Insulation - Ceiling_Warehouse_New | Insulation - Ceiling_New_E2 All NEQ Savings (or negative usage) | Insulation - Ceiling_New | NEQ | New | Warehouse | Insulation - Ceiling | 2 | E2 All NEQ Savings (or negative usage) | 0 | 0 | 0 | 0 | 0
Insulation - Ducting_Warehouse_New_E2 All NEQ Savings (or negative usage) | Insulation - Ducting_Warehouse_New | Insulation - Ducting_New_E2 All NEQ Savings (or negative usage) | Insulation - Ducting_New | NEQ | New | Warehouse | Insulation - Ducting | 2 | E2 All NEQ Savings (or negative usage) | 0 | 0 | 0 | 0 | 0
Insulation - Wall Cavity_Warehouse_New_E2 All NEQ Savings (or negative usage) | Insulation - Wall Cavity_Warehouse_New | Insulation - Wall Cavity_New_E2 All NEQ Savings (or negative usage) | Insulation - Wall Cavity_New | NEQ | New | Warehouse | Insulation - Wall Cavity | 2 | E2 All NEQ Savings (or negative usage) | 0 | 0 | 0 | 0 | 0
Kitchen Ventilation - Advanced Controls_Warehouse_New_E2 All NEQ Savings (or negative usage) | Kitchen Ventilation - Advanced Controls_Warehouse_New | Kitchen Ventilation - Advanced Controls_New_E2 All NEQ Savings (or negative usage) | Kitchen Ventilation - Advanced Controls_New | NEQ | New | Warehouse | Kitchen Ventilation - Advanced Controls | 2 | E2 All NEQ Savings (or negative usage) | 0 | 0 | 0 | 0 | 0
Lodging - Guest Room Controls_Warehouse_New_E2 All NEQ Savings (or negative usage) | Lodging - Guest Room Controls_Warehouse_New | Lodging - Guest Room Controls_New_E2 All NEQ Savings (or negative usage) | Lodging - Guest Room Controls_New | NEQ | New | Warehouse | Lodging - Guest Room Controls | 2 | E2 All NEQ Savings (or negative usage) | 0 | 0 | 0 | 0 | 0
Pool Heater - Night Covers_Warehouse_New_E2 All NEQ Savings (or negative usage) | Pool Heater - Night Covers_Warehouse_New | Pool Heater - Night Covers_New_E2 All NEQ Savings (or negative usage) | Pool Heater - Night Covers_New | NEQ | New | Warehouse | Pool Heater - Night Covers | 2 | E2 All NEQ Savings (or negative usage) | 0.08208 | 0.08208 | 0.08208 | 0.08208 | 0.08208
Refrigeration - Heat Recovery_Warehouse_New_E2 All NEQ Savings (or negative usage) | Refrigeration - Heat Recovery_Warehouse_New | Refrigeration - Heat Recovery_New_E2 All NEQ Savings (or negative usage) | Refrigeration - Heat Recovery_New | NEQ | New | Warehouse | Refrigeration - Heat Recovery | 2 | E2 All NEQ Savings (or negative usage) | 0 | 0 | 0 | 0 | 0
Retrocommissioning_Warehouse_New_E2 All NEQ Savings (or negative usage) | Retrocommissioning_Warehouse_New | Retrocommissioning_New_E2 All NEQ Savings (or negative usage) | Retrocommissioning_New | NEQ | New | Warehouse | Retrocommissioning | 2 | E2 All NEQ Savings (or negative usage) | 0 | 0 | 0 | 0 | 0
Strategic Energy Management_Warehouse_New_E2 All NEQ Savings (or negative usage) | Strategic Energy Management_Warehouse_New | Strategic Energy Management_New_E2 All NEQ Savings (or negative usage) | Strategic Energy Management_New | NEQ | New | Warehouse | Strategic Energy Management | 2 | E2 All NEQ Savings (or negative usage) | 0 | 0 | 0 | 0 | 0
Thermostat - Programmable_Warehouse_New_E2 All NEQ Savings (or negative usage) | Thermostat - Programmable_Warehouse_New | Thermostat - Programmable_New_E2 All NEQ Savings (or negative usage) | Thermostat - Programmable_New | NEQ | New | Warehouse | Thermostat - Programmable | 2 | E2 All NEQ Savings (or negative usage) | 0 | 0 | 0 | 0 | 0
Ventilation - Demand Controlled_Warehouse_New_E2 All NEQ Savings (or negative usage) | Ventilation - Demand Controlled_Warehouse_New | Ventilation - Demand Controlled_New_E2 All NEQ Savings (or negative usage) | Ventilation - Demand Controlled_New | NEQ | New | Warehouse | Ventilation - Demand Controlled | 2 | E2 All NEQ Savings (or negative usage) | 0 | 0 | 0 | 0 | 0
Water Heater - Drainwater Heat Recovery_Warehouse_New_E2 All NEQ Savings (or negative usage) | Water Heater - Drainwater Heat Recovery_Warehouse_New | Water Heater - Drainwater Heat Recovery_New_E2 All NEQ Savings (or negative usage) | Water Heater - Drainwater Heat Recovery_New | NEQ | New | Warehouse | Water Heater - Drainwater Heat Recovery | 2 | E2 All NEQ Savings (or negative usage) | 0 | 0 | 0 | 0 | 0
Water Heater - Pipe Insulation_Warehouse_New_E2 All NEQ Savings (or negative usage) | Water Heater - Pipe Insulation_Warehouse_New | Water Heater - Pipe Insulation_New_E2 All NEQ Savings (or negative usage) | Water Heater - Pipe Insulation_New | NEQ | New | Warehouse | Water Heater - Pipe Insulation | 2 | E2 All NEQ Savings (or negative usage) | 0 | 0 | 0 | 0 | 0
Water Heater - Pre-Rinse Spray Valve_Warehouse_New_E2 All NEQ Savings (or negative usage) | Water Heater - Pre-Rinse Spray Valve_Warehouse_New | Water Heater - Pre-Rinse Spray Valve_New_E2 All NEQ Savings (or negative usage) | Water Heater - Pre-Rinse Spray Valve_New | NEQ | New | Warehouse | Water Heater - Pre-Rinse Spray Valve | 2 | E2 All NEQ Savings (or negative usage) | 0 | 0 | 0 | 0 | 0
Water Heater - Solar System_Warehouse_New_E2 All NEQ Savings (or negative usage) | Water Heater - Solar System_Warehouse_New | Water Heater - Solar System_New_E2 All NEQ Savings (or negative usage) | Water Heater - Solar System_New | NEQ | New | Warehouse | Water Heater - Solar System | 2 | E2 All NEQ Savings (or negative usage) | 0 | 0 | 0 | 0 | 0
Water Heater - Thermostatic Shower Restriction Valve_Warehouse_New_E2 All NEQ Savings (or negative usage) | Water Heater - Thermostatic Shower Restriction Valve_Warehouse_New | Water Heater - Thermostatic Shower Restriction Valve_New_E2 All NEQ Savings (or negative usage) | Water Heater - Thermostatic Shower Restriction Valve_New | NEQ | New | Warehouse | Water Heater - Thermostatic Shower Restriction Valve | 2 | E2 All NEQ Savings (or negative usage) | 0 | 0 | 0 | 0 | 0
Windows - High Efficiency Glazing_Warehouse_New_E2 All NEQ Savings (or negative usage) | Windows - High Efficiency Glazing_Warehouse_New | Windows - High Efficiency Glazing_New_E2 All NEQ Savings (or negative usage) | Windows - High Efficiency Glazing_New | NEQ | New | Warehouse | Windows - High Efficiency Glazing | 2 | E2 All NEQ Savings (or negative usage) | 0 | 0 | 0 | 0 | 0
Windows - Secondary Glazing Systems_Warehouse_New_E2 All NEQ Savings (or negative usage) | Windows - Secondary Glazing Systems_Warehouse_New | Windows - Secondary Glazing Systems_New_E2 All NEQ Savings (or negative usage) | Windows - Secondary Glazing Systems_New | NEQ | New | Warehouse | Windows - Secondary Glazing Systems | 2 | E2 All NEQ Savings (or negative usage) | 0 | 0 | 0 | 0 | 0
___ | __ | __ | _ | [8 empty] | #DIV/0! | 0 | 0
___ | __ | __ | _ | [8 empty] | #DIV/0! | 0 | 0
___ | __ | __ | _ | [8 empty] | #DIV/0! | 0 | 0
___ | __ | __ | _ | [8 empty] | #DIV/0! | 0 | 0
___ | __ | __ | _ | [8 empty] | #DIV/0! | 0 | 0
___ | __ | __ | _ | [8 empty] | #DIV/0! | 0 | 0
___ | __ | __ | _ | [8 empty] | #DIV/0! | 0 | 0
___ | __ | __ | _ | [8 empty] | #DIV/0! | 0 | 0
___ | __ | __ | _ | [8 empty] | #DIV/0! | 0 | 0
___ | __ | __ | _ | [8 empty] | #DIV/0! | 0 | 0
___ | __ | __ | _ | [8 empty] | #DIV/0! | 0 | 0
___ | __ | __ | _ | [8 empty] | #DIV/0! | 0 | 0
___ | __ | __ | _ | [8 empty] | #DIV/0! | 0 | 0
___ | __ | __ | _ | [8 empty] | #DIV/0! | 0 | 0
___ | __ | __ | _ | [8 empty] | #DIV/0! | 0 | 0
___ | __ | __ | _ | [8 empty] | #DIV/0! | 0 | 0
___ | __ | __ | _ | [8 empty] | #DIV/0! | 0 | 0
___ | __ | __ | _ | [8 empty] | #DIV/0! | 0 | 0
___ | __ | __ | _ | [8 empty] | #DIV/0! | 0 | 0
___ | __ | __ | _ | [8 empty] | #DIV/0! | 0 | 0
___ | __ | __ | _ | [8 empty] | #DIV/0! | 0 | 0
___ | __ | __ | _ | [8 empty] | #DIV/0! | 0 | 0
___ | __ | __ | _ | [8 empty] | #DIV/0! | 0 | 0
___ | __ | __ | _ | [8 empty] | #DIV/0! | 0 | 0
___ | __ | __ | _ | [8 empty] | #DIV/0! | 0 | 0
___ | __ | __ | _ | [8 empty] | #DIV/0! | 0 | 0
___ | __ | __ | _ | [8 empty] | #DIV/0! | 0 | 0
___ | __ | __ | _ | [8 empty] | #DIV/0! | 0 | 0
___ | __ | __ | _ | [8 empty] | #DIV/0! | 0 | 0
___ | __ | __ | _ | [8 empty] | #DIV/0! | 0 | 0
___ | __ | __ | _ | [8 empty] | #DIV/0! | 0 | 0
___ | __ | __ | _ | [8 empty] | #DIV/0! | 0 | 0
___ | __ | __ | _ | [8 empty] | #DIV/0! | 0 | 0
___ | __ | __ | _ | [8 empty] | #DIV/0! | 0 | 0
___ | __ | __ | _ | [8 empty] | #DIV/0! | 0 | 0
___ | __ | __ | _ | [8 empty] | #DIV/0! | 0 | 0
___ | __ | __ | _ | [8 empty] | #DIV/0! | 0 | 0
___ | __ | __ | _ | [8 empty] | #DIV/0! | 0 | 0
___ | __ | __ | _ | [8 empty] | #DIV/0! | 0 | 0
___ | __ | __ | _ | [8 empty] | #DIV/0! | 0 | 0
___ | __ | __ | _ | [8 empty] | #DIV/0! | 0 | 0
___ | __ | __ | _ | [8 empty] | #DIV/0! | 0 | 0
___ | __ | __ | _ | [8 empty] | #DIV/0! | 0 | 0
___ | __ | __ | _ | [8 empty] | #DIV/0! | 0 | 0
___ | __ | __ | _ | [8 empty] | #DIV/0! | 0 | 0
___ | __ | __ | _ | [8 empty] | #DIV/0! | 0 | 0
___ | __ | __ | _ | [8 empty] | #DIV/0! | 0 | 0
___ | __ | __ | _ | [8 empty] | #DIV/0! | 0 | 0
___ | __ | __ | _ | [8 empty] | #DIV/0! | 0 | 0
___ | __ | __ | _ | [8 empty] | #DIV/0! | 0 | 0
___ | __ | __ | _ | [8 empty] | #DIV/0! | 0 | 0
___ | __ | __ | _ | [8 empty] | #DIV/0! | 0 | 0
___ | __ | __ | _ | [8 empty] | #DIV/0! | 0 | 0
___ | __ | __ | _ | [8 empty] | #DIV/0! | 0 | 0
___ | __ | __ | _ | [8 empty] | #DIV/0! | 0 | 0
___ | __ | __ | _ | [8 empty] | #DIV/0! | 0 | 0
___ | __ | __ | _ | [8 empty] | #DIV/0! | 0 | 0
___ | __ | __ | _ | [8 empty] | #DIV/0! | 0 | 0
___ | __ | __ | _ | [8 empty] | #DIV/0! | 0 | 0
___ | __ | __ | _ | [8 empty] | #DIV/0! | 0 | 0
___ | __ | __ | _ | [8 empty] | #DIV/0! | 0 | 0
___ | __ | __ | _ | [8 empty] | #DIV/0! | 0 | 0
___ | __ | __ | _ | [8 empty] | #DIV/0! | 0 | 0
___ | __ | __ | _ | [8 empty] | #DIV/0! | 0 | 0
___ | __ | __ | _ | [8 empty] | #DIV/0! | 0 | 0
___ | __ | __ | _ | [8 empty] | #DIV/0! | 0 | 0
___ | __ | __ | _ | [8 empty] | #DIV/0! | 0 | 0
___ | __ | __ | _ | [8 empty] | #DIV/0! | 0 | 0
___ | __ | __ | _ | [8 empty] | #DIV/0! | 0 | 0
___ | __ | __ | _ | [8 empty] | #DIV/0! | 0 | 0
___ | __ | __ | _ | [8 empty] | #DIV/0! | 0 | 0
___ | __ | __ | _ | [8 empty] | #DIV/0! | 0 | 0
___ | __ | __ | _ | [8 empty] | #DIV/0! | 0 | 0
___ | __ | __ | _ | [8 empty] | #DIV/0! | 0 | 0
___ | __ | __ | _ | [8 empty] | #DIV/0! | 0 | 0
___ | __ | __ | _ | [8 empty] | #DIV/0! | 0 | 0
___ | __ | __ | _ | [8 empty] | #DIV/0! | 0 | 0
___ | __ | __ | _ | [8 empty] | #DIV/0! | 0 | 0
___ | __ | __ | _ | [8 empty] | #DIV/0! | 0 | 0
___ | __ | __ | _ | [8 empty] | #DIV/0! | 0 | 0
___ | __ | __ | _ | [8 empty] | #DIV/0! | 0 | 0
___ | __ | __ | _ | [8 empty] | #DIV/0! | 0 | 0
___ | __ | __ | _ | [8 empty] | #DIV/0! | 0 | 0
___ | __ | __ | _ | [8 empty] | #DIV/0! | 0 | 0
___ | __ | __ | _ | [8 empty] | #DIV/0! | 0 | 0
___ | __ | __ | _ | [8 empty] | #DIV/0! | 0 | 0
___ | __ | __ | _ | [8 empty] | #DIV/0! | 0 | 0
___ | __ | __ | _ | [8 empty] | #DIV/0! | 0 | 0
___ | __ | __ | _ | [8 empty] | #DIV/0! | 0 | 0
___ | __ | __ | _ | [8 empty] | #DIV/0! | 0 | 0
___ | __ | __ | _ | [8 empty] | #DIV/0! | 0 | 0
___ | __ | __ | _ | [8 empty] | #DIV/0! | 0 | 0
___ | __ | __ | _ | [8 empty] | #DIV/0! | 0 | 0
___ | __ | __ | _ | [8 empty] | #DIV/0! | 0 | 0
___ | __ | __ | _ | [8 empty] | #DIV/0! | 0 | 0
___ | __ | __ | _ | [8 empty] | #DIV/0! | 0 | 0
___ | __ | __ | _ | [8 empty] | #DIV/0! | 0 | 0
___ | __ | __ | _ | [8 empty] | #DIV/0! | 0 | 0
___ | __ | __ | _ | [8 empty] | #DIV/0! | 0 | 0
___ | __ | __ | _ | [8 empty] | #DIV/0! | 0 | 0
___ | __ | __ | _ | [8 empty] | #DIV/0! | 0 | 0
___ | __ | __ | _ | [8 empty] | #DIV/0! | 0 | 0
___ | __ | __ | _ | [8 empty] | #DIV/0! | 0 | 0
___ | __ | __ | _ | [8 empty] | #DIV/0! | 0 | 0
___ | __ | __ | _ | [8 empty] | #DIV/0! | 0 | 0
___ | __ | __ | _ | [8 empty] | #DIV/0! | 0 | 0
___ | __ | __ | _ | [8 empty] | #DIV/0! | 0 | 0
___ | __ | __ | _ | [8 empty] | #DIV/0! | 0 | 0
___ | __ | __ | _ | [8 empty] | #DIV/0! | 0 | 0
___ | __ | __ | _ | [8 empty] | #DIV/0! | 0 | 0
___ | __ | __ | _ | [8 empty] | #DIV/0! | 0 | 0
___ | __ | __ | _ | [8 empty] | #DIV/0! | 0 | 0
___ | __ | __ | _ | [8 empty] | #DIV/0! | 0 | 0
___ | __ | __ | _ | [8 empty] | #DIV/0! | 0 | 0
___ | __ | __ | _ | [8 empty] | #DIV/0! | 0 | 0
___ | __ | __ | _ | [8 empty] | #DIV/0! | 0 | 0
___ | __ | __ | _ | [8 empty] | #DIV/0! | 0 | 0
___ | __ | __ | _ | [8 empty] | #DIV/0! | 0 | 0
___ | __ | __ | _ | [8 empty] | #DIV/0! | 0 | 0
___ | __ | __ | _ | [8 empty] | #DIV/0! | 0 | 0
___ | __ | __ | _ | [8 empty] | #DIV/0! | 0 | 0
___ | __ | __ | _ | [8 empty] | #DIV/0! | 0 | 0
___ | __ | __ | _ | [8 empty] | #DIV/0! | 0 | 0
___ | __ | __ | _ | [8 empty] | #DIV/0! | 0 | 0
___ | __ | __ | _ | [8 empty] | #DIV/0! | 0 | 0
___ | __ | __ | _ | [8 empty] | #DIV/0! | 0 | 0
___ | __ | __ | _ | [8 empty] | #DIV/0! | 0 | 0
___ | __ | __ | _ | [8 empty] | #DIV/0! | 0 | 0
___ | __ | __ | _ | [8 empty] | #DIV/0! | 0 | 0
___ | __ | __ | _ | [8 empty] | #DIV/0! | 0 | 0
___ | __ | __ | _ | [8 empty] | #DIV/0! | 0 | 0
___ | __ | __ | _ | [8 empty] | #DIV/0! | 0 | 0
___ | __ | __ | _ | [8 empty] | #DIV/0! | 0 | 0
___ | __ | __ | _ | [8 empty] | #DIV/0! | 0 | 0
___ | __ | __ | _ | [8 empty] | #DIV/0! | 0 | 0
___ | __ | __ | _ | [8 empty] | #DIV/0! | 0 | 0
___ | __ | __ | _ | [8 empty] | #DIV/0! | 0 | 0
___ | __ | __ | _ | [8 empty] | #DIV/0! | 0 | 0
___ | __ | __ | _ | [8 empty] | #DIV/0! | 0 | 0
___ | __ | __ | _ | [8 empty] | #DIV/0! | 0 | 0
___ | __ | __ | _ | [8 empty] | #DIV/0! | 0 | 0
___ | __ | __ | _ | [8 empty] | #DIV/0! | 0 | 0
___ | __ | __ | _ | [8 empty] | #DIV/0! | 0 | 0
___ | __ | __ | _ | [8 empty] | #DIV/0! | 0 | 0
___ | __ | __ | _ | [8 empty] | #DIV/0! | 0 | 0
___ | __ | __ | _ | [8 empty] | #DIV/0! | 0 | 0
___ | __ | __ | _ | [8 empty] | #DIV/0! | 0 | 0
___ | __ | __ | _ | [8 empty] | #DIV/0! | 0 | 0
___ | __ | __ | _ | [8 empty] | #DIV/0! | 0 | 0
___ | __ | __ | _ | [8 empty] | #DIV/0! | 0 | 0
___ | __ | __ | _ | [8 empty] | #DIV/0! | 0 | 0
___ | __ | __ | _ | [8 empty] | #DIV/0! | 0 | 0
___ | __ | __ | _ | [8 empty] | #DIV/0! | 0 | 0
___ | __ | __ | _ | [8 empty] | #DIV/0! | 0 | 0
___ | __ | __ | _ | [8 empty] | #DIV/0! | 0 | 0
___ | __ | __ | _ | [8 empty] | #DIV/0! | 0 | 0
___ | __ | __ | _ | [8 empty] | #DIV/0! | 0 | 0
___ | __ | __ | _ | [8 empty] | #DIV/0! | 0 | 0
___ | __ | __ | _ | [8 empty] | #DIV/0! | 0 | 0
___ | __ | __ | _ | [8 empty] | #DIV/0! | 0 | 0
___ | __ | __ | _ | [8 empty] | #DIV/0! | 0 | 0
___ | __ | __ | _ | [8 empty] | #DIV/0! | 0 | 0
___ | __ | __ | _ | [8 empty] | #DIV/0! | 0 | 0
___ | __ | __ | _ | [8 empty] | #DIV/0! | 0 | 0
___ | __ | __ | _ | [8 empty] | #DIV/0! | 0 | 0
___ | __ | __ | _ | [8 empty] | #DIV/0! | 0 | 0
___ | __ | __ | _ | [8 empty] | #DIV/0! | 0 | 0
___ | __ | __ | _ | [8 empty] | #DIV/0! | 0 | 0
___ | __ | __ | _ | [8 empty] | #DIV/0! | 0 | 0
___ | __ | __ | _ | [8 empty] | #DIV/0! | 0 | 0
___ | __ | __ | _ | [8 empty] | #DIV/0! | 0 | 0
___ | __ | __ | _ | [8 empty] | #DIV/0! | 0 | 0
___ | __ | __ | _ | [8 empty] | #DIV/0! | 0 | 0
___ | __ | __ | _ | [8 empty] | #DIV/0! | 0 | 0
___ | __ | __ | _ | [8 empty] | #DIV/0! | 0 | 0
___ | __ | __ | _ | [8 empty] | #DIV/0! | 0 | 0
___ | __ | __ | _ | [8 empty] | #DIV/0! | 0 | 0
___ | __ | __ | _ | [8 empty] | #DIV/0! | 0 | 0
___ | __ | __ | _ | [8 empty] | #DIV/0! | 0 | 0
___ | __ | __ | _ | [8 empty] | #DIV/0! | 0 | 0
___ | __ | __ | _ | [8 empty] | #DIV/0! | 0 | 0
___ | __ | __ | _ | [8 empty] | #DIV/0! | 0 | 0
___ | __ | __ | _ | [8 empty] | #DIV/0! | 0 | 0
___ | __ | __ | _ | [8 empty] | #DIV/0! | 0 | 0
___ | __ | __ | _ | [8 empty] | #DIV/0! | 0 | 0
___ | __ | __ | _ | [8 empty] | #DIV/0! | 0 | 0
___ | __ | __ | _ | [8 empty] | #DIV/0! | 0 | 0
___ | __ | __ | _ | [8 empty] | #DIV/0! | 0 | 0
___ | __ | __ | _ | [8 empty] | #DIV/0! | 0 | 0
___ | __ | __ | _ | [8 empty] | #DIV/0! | 0 | 0
___ | __ | __ | _ | [8 empty] | #DIV/0! | 0 | 0
___ | __ | __ | _ | [8 empty] | #DIV/0! | 0 | 0
___ | __ | __ | _ | [8 empty] | #DIV/0! | 0 | 0
___ | __ | __ | _ | [8 empty] | #DIV/0! | 0 | 0
___ | __ | __ | _ | [8 empty] | #DIV/0! | 0 | 0
___ | __ | __ | _ | [8 empty] | #DIV/0! | 0 | 0
___ | __ | __ | _ | [8 empty] | #DIV/0! | 0 | 0
___ | __ | __ | _ | [8 empty] | #DIV/0! | 0 | 0
___ | __ | __ | _ | [8 empty] | #DIV/0! | 0 | 0
___ | __ | __ | _ | [8 empty] | #DIV/0! | 0 | 0
___ | __ | __ | _ | [8 empty] | #DIV/0! | 0 | 0
___ | __ | __ | _ | [8 empty] | #DIV/0! | 0 | 0
___ | __ | __ | _ | [8 empty] | #DIV/0! | 0 | 0
___ | __ | __ | _ | [8 empty] | #DIV/0! | 0 | 0
___ | __ | __ | _ | [8 empty] | #DIV/0! | 0 | 0
___ | __ | __ | _ | [8 empty] | #DIV/0! | 0 | 0
___ | __ | __ | _ | [8 empty] | #DIV/0! | 0 | 0
___ | __ | __ | _ | [8 empty] | #DIV/0! | 0 | 0
___ | __ | __ | _ | [8 empty] | #DIV/0! | 0 | 0
___ | __ | __ | _ | [8 empty] | #DIV/0! | 0 | 0
___ | __ | __ | _ | [8 empty] | #DIV/0! | 0 | 0
___ | __ | __ | _ | [8 empty] | #DIV/0! | 0 | 0
___ | __ | __ | _ | [8 empty] | #DIV/0! | 0 | 0
___ | __ | __ | _ | [8 empty] | #DIV/0! | 0 | 0
___ | __ | __ | _ | [8 empty] | #DIV/0! | 0 | 0
___ | __ | __ | _ | [8 empty] | #DIV/0! | 0 | 0
___ | __ | __ | _ | [8 empty] | #DIV/0! | 0 | 0
___ | __ | __ | _ | [8 empty] | #DIV/0! | 0 | 0
___ | __ | __ | _ | [8 empty] | #DIV/0! | 0 | 0
___ | __ | __ | _ | [8 empty] | #DIV/0! | 0 | 0
___ | __ | __ | _ | [8 empty] | #DIV/0! | 0 | 0
___ | __ | __ | _ | [8 empty] | #DIV/0! | 0 | 0
___ | __ | __ | _ | [8 empty] | #DIV/0! | 0 | 0
___ | __ | __ | _ | [8 empty] | #DIV/0! | 0 | 0
___ | __ | __ | _ | [8 empty] | #DIV/0! | 0 | 0
___ | __ | __ | _ | [8 empty] | #DIV/0! | 0 | 0
___ | __ | __ | _ | [8 empty] | #DIV/0! | 0 | 0
___ | __ | __ | _ | [8 empty] | #DIV/0! | 0 | 0
___ | __ | __ | _ | [8 empty] | #DIV/0! | 0 | 0
___ | __ | __ | _ | [8 empty] | #DIV/0! | 0 | 0
___ | __ | __ | _ | [8 empty] | #DIV/0! | 0 | 0
___ | __ | __ | _ | [8 empty] | #DIV/0! | 0 | 0
___ | __ | __ | _ | [8 empty] | #DIV/0! | 0 | 0
___ | __ | __ | _ | [8 empty] | #DIV/0! | 0 | 0
___ | __ | __ | _ | [8 empty] | #DIV/0! | 0 | 0
___ | __ | __ | _ | [8 empty] | #DIV/0! | 0 | 0
___ | __ | __ | _ | [8 empty] | #DIV/0! | 0 | 0
___ | __ | __ | _ | [8 empty] | #DIV/0! | 0 | 0
___ | __ | __ | _ | [8 empty] | #DIV/0! | 0 | 0
___ | __ | __ | _ | [8 empty] | #DIV/0! | 0 | 0
___ | __ | __ | _ | [8 empty] | #DIV/0! | 0 | 0
___ | __ | __ | _ | [8 empty] | #DIV/0! | 0 | 0
___ | __ | __ | _ | [8 empty] | #DIV/0! | 0 | 0
___ | __ | __ | _ | [8 empty] | #DIV/0! | 0 | 0
___ | __ | __ | _ | [8 empty] | #DIV/0! | 0 | 0
___ | __ | __ | _ | [8 empty] | #DIV/0! | 0 | 0
___ | __ | __ | _ | [8 empty] | #DIV/0! | 0 | 0
___ | __ | __ | _ | [8 empty] | #DIV/0! | 0 | 0
___ | __ | __ | _ | [8 empty] | #DIV/0! | 0 | 0
___ | __ | __ | _ | [8 empty] | #DIV/0! | 0 | 0
___ | __ | __ | _ | [8 empty] | #DIV/0! | 0 | 0
___ | __ | __ | _ | [8 empty] | #DIV/0! | 0 | 0
___ | __ | __ | _ | [8 empty] | #DIV/0! | 0 | 0
___ | __ | __ | _ | [8 empty] | #DIV/0! | 0 | 0
___ | __ | __ | _ | [8 empty] | #DIV/0! | 0 | 0
___ | __ | __ | _ | [8 empty] | #DIV/0! | 0 | 0
___ | __ | __ | _ | [8 empty] | #DIV/0! | 0 | 0
___ | __ | __ | _ | [8 empty] | #DIV/0! | 0 | 0
___ | __ | __ | _ | [8 empty] | #DIV/0! | 0 | 0
___ | __ | __ | _ | [8 empty] | #DIV/0! | 0 | 0
___ | __ | __ | _ | [8 empty] | #DIV/0! | 0 | 0
___ | __ | __ | _ | [8 empty] | #DIV/0! | 0 | 0
___ | __ | __ | _ | [8 empty] | #DIV/0! | 0 | 0
___ | __ | __ | _ | [8 empty] | #DIV/0! | 0 | 0
___ | __ | __ | _ | [8 empty] | #DIV/0! | 0 | 0
___ | __ | __ | _ | [8 empty] | #DIV/0! | 0 | 0
___ | __ | __ | _ | [8 empty] | #DIV/0! | 0 | 0
___ | __ | __ | _ | [8 empty] | #DIV/0! | 0 | 0
___ | __ | __ | _ | [8 empty] | #DIV/0! | 0 | 0
___ | __ | __ | _ | [8 empty] | #DIV/0! | 0 | 0
___ | __ | __ | _ | [8 empty] | #DIV/0! | 0 | 0
___ | __ | __ | _ | [8 empty] | #DIV/0! | 0 | 0
___ | __ | __ | _ | [8 empty] | #DIV/0! | 0 | 0
___ | __ | __ | _ | [8 empty] | #DIV/0! | 0 | 0
___ | __ | __ | _ | [8 empty] | #DIV/0! | 0 | 0
___ | __ | __ | _ | [8 empty] | #DIV/0! | 0 | 0
___ | __ | __ | _ | [8 empty] | #DIV/0! | 0 | 0
___ | __ | __ | _ | [8 empty] | #DIV/0! | 0 | 0
___ | __ | __ | _ | [8 empty] | #DIV/0! | 0 | 0
___ | __ | __ | _ | [8 empty] | #DIV/0! | 0 | 0
___ | __ | __ | _ | [8 empty] | #DIV/0! | 0 | 0
___ | __ | __ | _ | [8 empty] | #DIV/0! | 0 | 0
___ | __ | __ | _ | [8 empty] | #DIV/0! | 0 | 0
___ | __ | __ | _ | [8 empty] | #DIV/0! | 0 | 0
___ | __ | __ | _ | [8 empty] | #DIV/0! | 0 | 0
___ | __ | __ | _ | [8 empty] | #DIV/0! | 0 | 0
___ | __ | __ | _ | [8 empty] | #DIV/0! | 0 | 0
___ | __ | __ | _ | [8 empty] | #DIV/0! | 0 | 0
___ | __ | __ | _ | [8 empty] | #DIV/0! | 0 | 0
___ | __ | __ | _ | [8 empty] | #DIV/0! | 0 | 0
___ | __ | __ | _ | [8 empty] | #DIV/0! | 0 | 0
___ | __ | __ | _ | [8 empty] | #DIV/0! | 0 | 0
___ | __ | __ | _ | [8 empty] | #DIV/0! | 0 | 0
___ | __ | __ | _ | [8 empty] | #DIV/0! | 0 | 0
___ | __ | __ | _ | [8 empty] | #DIV/0! | 0 | 0
___ | __ | __ | _ | [8 empty] | #DIV/0! | 0 | 0
___ | __ | __ | _ | [8 empty] | #DIV/0! | 0 | 0
___ | __ | __ | _ | [8 empty] | #DIV/0! | 0 | 0
___ | __ | __ | _ | [8 empty] | #DIV/0! | 0 | 0
___ | __ | __ | _ | [8 empty] | #DIV/0! | 0 | 0
___ | __ | __ | _ | [8 empty] | #DIV/0! | 0 | 0
___ | __ | __ | _ | [8 empty] | #DIV/0! | 0 | 0
___ | __ | __ | _ | [8 empty] | #DIV/0! | 0 | 0
___ | __ | __ | _ | [8 empty] | #DIV/0! | 0 | 0
___ | __ | __ | _ | [8 empty] | #DIV/0! | 0 | 0
___ | __ | __ | _ | [8 empty] | #DIV/0! | 0 | 0
___ | __ | __ | _ | [8 empty] | #DIV/0! | 0 | 0
___ | __ | __ | _ | [8 empty] | #DIV/0! | 0 | 0
___ | __ | __ | _ | [8 empty] | #DIV/0! | 0 | 0
___ | __ | __ | _ | [8 empty] | #DIV/0! | 0 | 0
___ | __ | __ | _ | [8 empty] | #DIV/0! | 0 | 0
___ | __ | __ | _ | [8 empty] | #DIV/0! | 0 | 0
___ | __ | __ | _ | [8 empty] | #DIV/0! | 0 | 0
___ | __ | __ | _ | [8 empty] | #DIV/0! | 0 | 0
___ | __ | __ | _ | [8 empty] | #DIV/0! | 0 | 0
___ | __ | __ | _ | [8 empty] | #DIV/0! | 0 | 0
___ | __ | __ | _ | [8 empty] | #DIV/0! | 0 | 0
___ | __ | __ | _ | [8 empty] | #DIV/0! | 0 | 0
___ | __ | __ | _ | [8 empty] | #DIV/0! | 0 | 0
___ | __ | __ | _ | [8 empty] | #DIV/0! | 0 | 0
___ | __ | __ | _ | [8 empty] | #DIV/0! | 0 | 0
___ | __ | __ | _ | [8 empty] | #DIV/0! | 0 | 0
___ | __ | __ | _ | [8 empty] | #DIV/0! | 0 | 0
___ | __ | __ | _ | [8 empty] | #DIV/0! | 0 | 0
___ | __ | __ | _ | [8 empty] | #DIV/0! | 0 | 0
___ | __ | __ | _ | [8 empty] | #DIV/0! | 0 | 0
___ | __ | __ | _ | [8 empty] | #DIV/0! | 0 | 0
___ | __ | __ | _ | [8 empty] | #DIV/0! | 0 | 0
___ | __ | __ | _ | [8 empty] | #DIV/0! | 0 | 0
___ | __ | __ | _ | [8 empty] | #DIV/0! | 0 | 0
___ | __ | __ | _ | [8 empty] | #DIV/0! | 0 | 0
___ | __ | __ | _ | [8 empty] | #DIV/0! | 0 | 0
___ | __ | __ | _ | [8 empty] | #DIV/0! | 0 | 0
___ | __ | __ | _ | [8 empty] | #DIV/0! | 0 | 0
___ | __ | __ | _ | [8 empty] | #DIV/0! | 0 | 0
___ | __ | __ | _ | [8 empty] | #DIV/0! | 0 | 0
___ | __ | __ | _ | [8 empty] | #DIV/0! | 0 | 0
___ | __ | __ | _ | [8 empty] | #DIV/0! | 0 | 0
___ | __ | __ | _ | [8 empty] | #DIV/0! | 0 | 0
___ | __ | __ | _ | [8 empty] | #DIV/0! | 0 | 0
___ | __ | __ | _ | [8 empty] | #DIV/0! | 0 | 0
___ | __ | __ | _ | [8 empty] | #DIV/0! | 0 | 0
___ | __ | __ | _ | [8 empty] | #DIV/0! | 0 | 0
___ | __ | __ | _ | [8 empty] | #DIV/0! | 0 | 0
___ | __ | __ | _ | [8 empty] | #DIV/0! | 0 | 0
___ | __ | __ | _ | [8 empty] | #DIV/0! | 0 | 0
___ | __ | __ | _ | [8 empty] | #DIV/0! | 0 | 0
___ | __ | __ | _ | [8 empty] | #DIV/0! | 0 | 0
___ | __ | __ | _ | [8 empty] | #DIV/0! | 0 | 0
___ | __ | __ | _ | [8 empty] | #DIV/0! | 0 | 0
___ | __ | __ | _ | [8 empty] | #DIV/0! | 0 | 0
___ | __ | __ | _ | [8 empty] | #DIV/0! | 0 | 0
___ | __ | __ | _ | [8 empty] | #DIV/0! | 0 | 0
___ | __ | __ | _ | [8 empty] | #DIV/0! | 0 | 0
___ | __ | __ | _ | [8 empty] | #DIV/0! | 0 | 0
___ | __ | __ | _ | [8 empty] | #DIV/0! | 0 | 0
___ | __ | __ | _ | [8 empty] | #DIV/0! | 0 | 0
___ | __ | __ | _ | [8 empty] | #DIV/0! | 0 | 0
___ | __ | __ | _ | [8 empty] | #DIV/0! | 0 | 0
___ | __ | __ | _ | [8 empty] | #DIV/0! | 0 | 0
___ | __ | __ | _ | [8 empty] | #DIV/0! | 0 | 0
___ | __ | __ | _ | [8 empty] | #DIV/0! | 0 | 0
___ | __ | __ | _ | [8 empty] | #DIV/0! | 0 | 0
___ | __ | __ | _ | [8 empty] | #DIV/0! | 0 | 0
___ | __ | __ | _ | [8 empty] | #DIV/0! | 0 | 0
___ | __ | __ | _ | [8 empty] | #DIV/0! | 0 | 0
___ | __ | __ | _ | [8 empty] | #DIV/0! | 0 | 0
___ | __ | __ | _ | [8 empty] | #DIV/0! | 0 | 0
___ | __ | __ | _ | [8 empty] | #DIV/0! | 0 | 0
___ | __ | __ | _ | [8 empty] | #DIV/0! | 0 | 0
___ | __ | __ | _ | [8 empty] | #DIV/0! | 0 | 0
___ | __ | __ | _ | [8 empty] | #DIV/0! | 0 | 0
___ | __ | __ | _ | [8 empty] | #DIV/0! | 0 | 0
___ | __ | __ | _ | [8 empty] | #DIV/0! | 0 | 0
___ | __ | __ | _ | [8 empty] | #DIV/0! | 0 | 0
___ | __ | __ | _ | [8 empty] | #DIV/0! | 0 | 0
___ | __ | __ | _ | [8 empty] | #DIV/0! | 0 | 0
___ | __ | __ | _ | [8 empty] | #DIV/0! | 0 | 0
___ | __ | __ | _ | [8 empty] | #DIV/0! | 0 | 0
___ | __ | __ | _ | [8 empty] | #DIV/0! | 0 | 0
___ | __ | __ | _ | [8 empty] | #DIV/0! | 0 | 0
___ | __ | __ | _ | [8 empty] | #DIV/0! | 0 | 0
___ | __ | __ | _ | [8 empty] | #DIV/0! | 0 | 0
___ | __ | __ | _ | [8 empty] | #DIV/0! | 0 | 0
___ | __ | __ | _ | [8 empty] | #DIV/0! | 0 | 0
___ | __ | __ | _ | [8 empty] | #DIV/0! | 0 | 0
___ | __ | __ | _ | [8 empty] | #DIV/0! | 0 | 0
___ | __ | __ | _ | [8 empty] | #DIV/0! | 0 | 0
___ | __ | __ | _ | [8 empty] | #DIV/0! | 0 | 0
___ | __ | __ | _ | [8 empty] | #DIV/0! | 0 | 0
___ | __ | __ | _ | [8 empty] | #DIV/0! | 0 | 0
___ | __ | __ | _ | [8 empty] | #DIV/0! | 0 | 0
___ | __ | __ | _ | [8 empty] | #DIV/0! | 0 | 0
___ | __ | __ | _ | [8 empty] | #DIV/0! | 0 | 0
___ | __ | __ | _ | [8 empty] | #DIV/0! | 0 | 0
___ | __ | __ | _ | [8 empty] | #DIV/0! | 0 | 0
___ | __ | __ | _ | [8 empty] | #DIV/0! | 0 | 0
___ | __ | __ | _ | [8 empty] | #DIV/0! | 0 | 0
___ | __ | __ | _ | [8 empty] | #DIV/0! | 0 | 0
___ | __ | __ | _ | [8 empty] | #DIV/0! | 0 | 0
___ | __ | __ | _ | [8 empty] | #DIV/0! | 0 | 0
___ | __ | __ | _ | [8 empty] | #DIV/0! | 0 | 0
___ | __ | __ | _ | [8 empty] | #DIV/0! | 0 | 0
___ | __ | __ | _ | [8 empty] | #DIV/0! | 0 | 0
___ | __ | __ | _ | [8 empty] | #DIV/0! | 0 | 0
___ | __ | __ | _ | [8 empty] | #DIV/0! | 0 | 0
___ | __ | __ | _ | [8 empty] | #DIV/0! | 0 | 0
___ | __ | __ | _ | [8 empty] | #DIV/0! | 0 | 0
___ | __ | __ | _ | [8 empty] | #DIV/0! | 0 | 0
___ | __ | __ | _ | [8 empty] | #DIV/0! | 0 | 0
___ | __ | __ | _ | [8 empty] | #DIV/0! | 0 | 0
___ | __ | __ | _ | [8 empty] | #DIV/0! | 0 | 0
___ | __ | __ | _ | [8 empty] | #DIV/0! | 0 | 0
___ | __ | __ | _ | [8 empty] | #DIV/0! | 0 | 0
___ | __ | __ | _ | [8 empty] | #DIV/0! | 0 | 0
___ | __ | __ | _ | [8 empty] | #DIV/0! | 0 | 0
___ | __ | __ | _ | [8 empty] | #DIV/0! | 0 | 0
___ | __ | __ | _ | [8 empty] | #DIV/0! | 0 | 0
___ | __ | __ | _ | [8 empty] | #DIV/0! | 0 | 0
___ | __ | __ | _ | [8 empty] | #DIV/0! | 0 | 0
___ | __ | __ | _ | [8 empty] | #DIV/0! | 0 | 0
___ | __ | __ | _ | [8 empty] | #DIV/0! | 0 | 0
___ | __ | __ | _ | [8 empty] | #DIV/0! | 0 | 0
___ | __ | __ | _ | [8 empty] | #DIV/0! | 0 | 0
___ | __ | __ | _ | [8 empty] | #DIV/0! | 0 | 0
___ | __ | __ | _ | [8 empty] | #DIV/0! | 0 | 0
___ | __ | __ | _ | [8 empty] | #DIV/0! | 0 | 0
___ | __ | __ | _ | [8 empty] | #DIV/0! | 0 | 0
___ | __ | __ | _ | [8 empty] | #DIV/0! | 0 | 0
___ | __ | __ | _ | [8 empty] | #DIV/0! | 0 | 0
___ | __ | __ | _ | [8 empty] | #DIV/0! | 0 | 0
___ | __ | __ | _ | [8 empty] | #DIV/0! | 0 | 0
___ | __ | __ | _ | [8 empty] | #DIV/0! | 0 | 0
___ | __ | __ | _ | [8 empty] | #DIV/0! | 0 | 0
___ | __ | __ | _ | [8 empty] | #DIV/0! | 0 | 0
___ | __ | __ | _ | [8 empty] | #DIV/0! | 0 | 0
___ | __ | __ | _ | [8 empty] | #DIV/0! | 0 | 0
___ | __ | __ | _ | [8 empty] | #DIV/0! | 0 | 0
___ | __ | __ | _ | [8 empty] | #DIV/0! | 0 | 0
___ | __ | __ | _ | [8 empty] | #DIV/0! | 0 | 0
___ | __ | __ | _ | [8 empty] | #DIV/0! | 0 | 0
___ | __ | __ | _ | [8 empty] | #DIV/0! | 0 | 0
___ | __ | __ | _ | [8 empty] | #DIV/0! | 0 | 0
___ | __ | __ | _ | [8 empty] | #DIV/0! | 0 | 0
___ | __ | __ | _ | [8 empty] | #DIV/0! | 0 | 0
___ | __ | __ | _ | [8 empty] | #DIV/0! | 0 | 0
___ | __ | __ | _ | [8 empty] | #DIV/0! | 0 | 0
___ | __ | __ | _ | [8 empty] | #DIV/0! | 0 | 0
___ | __ | __ | _ | [8 empty] | #DIV/0! | 0 | 0
___ | __ | __ | _ | [8 empty] | #DIV/0! | 0 | 0
___ | __ | __ | _ | [8 empty] | #DIV/0! | 0 | 0
___ | __ | __ | _ | [8 empty] | #DIV/0! | 0 | 0
___ | __ | __ | _ | [8 empty] | #DIV/0! | 0 | 0
___ | __ | __ | _ | [8 empty] | #DIV/0! | 0 | 0
___ | __ | __ | _ | [8 empty] | #DIV/0! | 0 | 0
___ | __ | __ | _ | [8 empty] | #DIV/0! | 0 | 0
___ | __ | __ | _ | [8 empty] | #DIV/0! | 0 | 0
___ | __ | __ | _ | [8 empty] | #DIV/0! | 0 | 0
___ | __ | __ | _ | [8 empty] | #DIV/0! | 0 | 0
___ | __ | __ | _ | [8 empty] | #DIV/0! | 0 | 0
___ | __ | __ | _ | [8 empty] | #DIV/0! | 0 | 0
___ | __ | __ | _ | [8 empty] | #DIV/0! | 0 | 0
___ | __ | __ | _ | [8 empty] | #DIV/0! | 0 | 0
___ | __ | __ | _ | [8 empty] | #DIV/0! | 0 | 0
___ | __ | __ | _ | [8 empty] | #DIV/0! | 0 | 0
___ | __ | __ | _ | [8 empty] | #DIV/0! | 0 | 0
___ | __ | __ | _ | [8 empty] | #DIV/0! | 0 | 0
___ | __ | __ | _ | [8 empty] | #DIV/0! | 0 | 0
___ | __ | __ | _ | [8 empty] | #DIV/0! | 0 | 0
___ | __ | __ | _ | [8 empty] | #DIV/0! | 0 | 0
___ | __ | __ | _ | [8 empty] | #DIV/0! | 0 | 0
___ | __ | __ | _ | [8 empty] | #DIV/0! | 0 | 0
___ | __ | __ | _ | [8 empty] | #DIV/0! | 0 | 0
___ | __ | __ | _ | [8 empty] | #DIV/0! | 0 | 0
___ | __ | __ | _ | [8 empty] | #DIV/0! | 0 | 0
___ | __ | __ | _ | [8 empty] | #DIV/0! | 0 | 0
___ | __ | __ | _ | [8 empty] | #DIV/0! | 0 | 0
___ | __ | __ | _ | [8 empty] | #DIV/0! | 0 | 0
___ | __ | __ | _ | [8 empty] | #DIV/0! | 0 | 0
___ | __ | __ | _ | [8 empty] | #DIV/0! | 0 | 0
___ | __ | __ | _ | [8 empty] | #DIV/0! | 0 | 0
___ | __ | __ | _ | [8 empty] | #DIV/0! | 0 | 0
___ | __ | __ | _ | [8 empty] | #DIV/0! | 0 | 0
___ | __ | __ | _ | [8 empty] | #DIV/0! | 0 | 0
___ | __ | __ | _ | [8 empty] | #DIV/0! | 0 | 0
___ | __ | __ | _ | [8 empty] | #DIV/0! | 0 | 0
___ | __ | __ | _ | [8 empty] | #DIV/0! | 0 | 0
___ | __ | __ | _ | [8 empty] | #DIV/0! | 0 | 0
___ | __ | __ | _ | [8 empty] | #DIV/0! | 0 | 0
___ | __ | __ | _ | [8 empty] | #DIV/0! | 0 | 0
___ | __ | __ | _ | [8 empty] | #DIV/0! | 0 | 0
___ | __ | __ | _ | [8 empty] | #DIV/0! | 0 | 0
___ | __ | __ | _ | [8 empty] | #DIV/0! | 0 | 0
___ | __ | __ | _ | [8 empty] | #DIV/0! | 0 | 0
___ | __ | __ | _ | [8 empty] | #DIV/0! | 0 | 0
___ | __ | __ | _ | [8 empty] | #DIV/0! | 0 | 0
___ | __ | __ | _ | [8 empty] | #DIV/0! | 0 | 0
___ | __ | __ | _ | [8 empty] | #DIV/0! | 0 | 0
___ | __ | __ | _ | [8 empty] | #DIV/0! | 0 | 0
___ | __ | __ | _ | [8 empty] | #DIV/0! | 0 | 0
___ | __ | __ | _ | [8 empty] | #DIV/0! | 0 | 0
___ | __ | __ | _ | [8 empty] | #DIV/0! | 0 | 0
___ | __ | __ | _ | [8 empty] | #DIV/0! | 0 | 0
___ | __ | __ | _ | [8 empty] | #DIV/0! | 0 | 0
___ | __ | __ | _ | [8 empty] | #DIV/0! | 0 | 0
___ | __ | __ | _ | [8 empty] | #DIV/0! | 0 | 0
___ | __ | __ | _ | [8 empty] | #DIV/0! | 0 | 0
___ | __ | __ | _ | [8 empty] | #DIV/0! | 0 | 0
___ | __ | __ | _ | [8 empty] | #DIV/0! | 0 | 0
___ | __ | __ | _ | [8 empty] | #DIV/0! | 0 | 0
___ | __ | __ | _ | [8 empty] | #DIV/0! | 0 | 0
___ | __ | __ | _ | [8 empty] | #DIV/0! | 0 | 0
___ | __ | __ | _ | [8 empty] | #DIV/0! | 0 | 0
___ | __ | __ | _ | [8 empty] | #DIV/0! | 0 | 0
___ | __ | __ | _ | [8 empty] | #DIV/0! | 0 | 0
___ | __ | __ | _ | [8 empty] | #DIV/0! | 0 | 0
___ | __ | __ | _ | [8 empty] | #DIV/0! | 0 | 0
___ | __ | __ | _ | [8 empty] | #DIV/0! | 0 | 0
___ | __ | __ | _ | [8 empty] | #DIV/0! | 0 | 0
___ | __ | __ | _ | [8 empty] | #DIV/0! | 0 | 0
___ | __ | __ | _ | [8 empty] | #DIV/0! | 0 | 0
___ | __ | __ | _ | [8 empty] | #DIV/0! | 0 | 0
___ | __ | __ | _ | [8 empty] | #DIV/0! | 0 | 0
___ | __ | __ | _ | [8 empty] | #DIV/0! | 0 | 0
___ | __ | __ | _ | [8 empty] | #DIV/0! | 0 | 0
___ | __ | __ | _ | [8 empty] | #DIV/0! | 0 | 0
___ | __ | __ | _ | [8 empty] | #DIV/0! | 0 | 0
___ | __ | __ | _ | [8 empty] | #DIV/0! | 0 | 0
___ | __ | __ | _ | [8 empty] | #DIV/0! | 0 | 0
___ | __ | __ | _ | [8 empty] | #DIV/0! | 0 | 0
___ | __ | __ | _ | [8 empty] | #DIV/0! | 0 | 0
___ | __ | __ | _ | [8 empty] | #DIV/0! | 0 | 0
___ | __ | __ | _ | [8 empty] | #DIV/0! | 0 | 0
___ | __ | __ | _ | [8 empty] | #DIV/0! | 0 | 0
___ | __ | __ | _ | [8 empty] | #DIV/0! | 0 | 0
___ | __ | __ | _ | [8 empty] | #DIV/0! | 0 | 0
___ | __ | __ | _ | [8 empty] | #DIV/0! | 0 | 0
___ | __ | __ | _ | [8 empty] | #DIV/0! | 0 | 0
___ | __ | __ | _ | [8 empty] | #DIV/0! | 0 | 0
___ | __ | __ | _ | [8 empty] | #DIV/0! | 0 | 0
___ | __ | __ | _ | [8 empty] | #DIV/0! | 0 | 0
___ | __ | __ | _ | [8 empty] | #DIV/0! | 0 | 0
___ | __ | __ | _ | [8 empty] | #DIV/0! | 0 | 0
___ | __ | __ | _ | [8 empty] | #DIV/0! | 0 | 0
___ | __ | __ | _ | [8 empty] | #DIV/0! | 0 | 0
___ | __ | __ | _ | [8 empty] | #DIV/0! | 0 | 0
___ | __ | __ | _ | [8 empty] | #DIV/0! | 0 | 0
___ | __ | __ | _ | [8 empty] | #DIV/0! | 0 | 0
___ | __ | __ | _ | [8 empty] | #DIV/0! | 0 | 0
___ | __ | __ | _ | [8 empty] | #DIV/0! | 0 | 0
___ | __ | __ | _ | [8 empty] | #DIV/0! | 0 | 0
___ | __ | __ | _ | [8 empty] | #DIV/0! | 0 | 0
___ | __ | __ | _ | [8 empty] | #DIV/0! | 0 | 0
___ | __ | __ | _ | [8 empty] | #DIV/0! | 0 | 0
___ | __ | __ | _ | [8 empty] | #DIV/0! | 0 | 0
___ | __ | __ | _ | [8 empty] | #DIV/0! | 0 | 0
___ | __ | __ | _ | [8 empty] | #DIV/0! | 0 | 0
___ | __ | __ | _ | [8 empty] | #DIV/0! | 0 | 0
___ | __ | __ | _ | [8 empty] | #DIV/0! | 0 | 0
___ | __ | __ | _ | [8 empty] | #DIV/0! | 0 | 0
___ | __ | __ | _ | [8 empty] | #DIV/0! | 0 | 0
___ | __ | __ | _ | [8 empty] | #DIV/0! | 0 | 0
___ | __ | __ | _ | [8 empty] | #DIV/0! | 0 | 0
___ | __ | __ | _ | [8 empty] | #DIV/0! | 0 | 0
___ | __ | __ | _ | [8 empty] | #DIV/0! | 0 | 0
___ | __ | __ | _ | [8 empty] | #DIV/0! | 0 | 0
___ | __ | __ | _ | [8 empty] | #DIV/0! | 0 | 0
___ | __ | __ | _ | [8 empty] | #DIV/0! | 0 | 0
___ | __ | __ | _ | [8 empty] | #DIV/0! | 0 | 0
___ | __ | __ | _ | [8 empty] | #DIV/0! | 0 | 0
___ | __ | __ | _ | [8 empty] | #DIV/0! | 0 | 0
___ | __ | __ | _ | [8 empty] | #DIV/0! | 0 | 0
___ | __ | __ | _ | [8 empty] | #DIV/0! | 0 | 0
___ | __ | __ | _ | [8 empty] | #DIV/0! | 0 | 0
___ | __ | __ | _ | [8 empty] | #DIV/0! | 0 | 0
___ | __ | __ | _ | [8 empty] | #DIV/0! | 0 | 0
___ | __ | __ | _ | [8 empty] | #DIV/0! | 0 | 0
___ | __ | __ | _ | [8 empty] | #DIV/0! | 0 | 0
___ | __ | __ | _ | [8 empty] | #DIV/0! | 0 | 0
___ | __ | __ | _ | [8 empty] | #DIV/0! | 0 | 0
___ | __ | __ | _ | [8 empty] | #DIV/0! | 0 | 0
___ | __ | __ | _ | [8 empty] | #DIV/0! | 0 | 0
___ | __ | __ | _ | [8 empty] | #DIV/0! | 0 | 0
___ | __ | __ | _ | [8 empty] | #DIV/0! | 0 | 0
___ | __ | __ | _ | [8 empty] | #DIV/0! | 0 | 0
___ | __ | __ | _ | [8 empty] | #DIV/0! | 0 | 0
___ | __ | __ | _ | [8 empty] | #DIV/0! | 0 | 0
___ | __ | __ | _ | [8 empty] | #DIV/0! | 0 | 0
___ | __ | __ | _ | [8 empty] | #DIV/0! | 0 | 0
___ | __ | __ | _ | [8 empty] | #DIV/0! | 0 | 0
___ | __ | __ | _ | [8 empty] | #DIV/0! | 0 | 0
___ | __ | __ | _ | [8 empty] | #DIV/0! | 0 | 0
___ | __ | __ | _ | [8 empty] | #DIV/0! | 0 | 0
___ | __ | __ | _ | [8 empty] | #DIV/0! | 0 | 0
___ | __ | __ | _ | [8 empty] | #DIV/0! | 0 | 0
___ | __ | __ | _ | [8 empty] | #DIV/0! | 0 | 0
___ | __ | __ | _ | [8 empty] | #DIV/0! | 0 | 0
___ | __ | __ | _ | [8 empty] | #DIV/0! | 0 | 0
___ | __ | __ | _ | [8 empty] | #DIV/0! | 0 | 0
___ | __ | __ | _ | [8 empty] | #DIV/0! | 0 | 0
___ | __ | __ | _ | [8 empty] | #DIV/0! | 0 | 0
___ | __ | __ | _ | [8 empty] | #DIV/0! | 0 | 0
___ | __ | __ | _ | [8 empty] | #DIV/0! | 0 | 0
___ | __ | __ | _ | [8 empty] | #DIV/0! | 0 | 0
___ | __ | __ | _ | [8 empty] | #DIV/0! | 0 | 0
___ | __ | __ | _ | [8 empty] | #DIV/0! | 0 | 0
___ | __ | __ | _ | [8 empty] | #DIV/0! | 0 | 0
___ | __ | __ | _ | [8 empty] | #DIV/0! | 0 | 0
___ | __ | __ | _ | [8 empty] | #DIV/0! | 0 | 0
___ | __ | __ | _ | [8 empty] | #DIV/0! | 0 | 0
___ | __ | __ | _ | [8 empty] | #DIV/0! | 0 | 0
___ | __ | __ | _ | [8 empty] | #DIV/0! | 0 | 0
___ | __ | __ | _ | [8 empty] | #DIV/0! | 0 | 0
___ | __ | __ | _ | [8 empty] | #DIV/0! | 0 | 0
___ | __ | __ | _ | [8 empty] | #DIV/0! | 0 | 0
___ | __ | __ | _ | [8 empty] | #DIV/0! | 0 | 0
___ | __ | __ | _ | [8 empty] | #DIV/0! | 0 | 0
___ | __ | __ | _ | [8 empty] | #DIV/0! | 0 | 0
___ | __ | __ | _ | [8 empty] | #DIV/0! | 0 | 0
___ | __ | __ | _ | [8 empty] | #DIV/0! | 0 | 0
___ | __ | __ | _ | [8 empty] | #DIV/0! | 0 | 0
___ | __ | __ | _ | [8 empty] | #DIV/0! | 0 | 0
___ | __ | __ | _ | [8 empty] | #DIV/0! | 0 | 0
___ | __ | __ | _ | [8 empty] | #DIV/0! | 0 | 0
___ | __ | __ | _ | [8 empty] | #DIV/0! | 0 | 0
___ | __ | __ | _ | [8 empty] | #DIV/0! | 0 | 0
___ | __ | __ | _ | [8 empty] | #DIV/0! | 0 | 0
___ | __ | __ | _ | [8 empty] | #DIV/0! | 0 | 0
___ | __ | __ | _ | [8 empty] | #DIV/0! | 0 | 0
___ | __ | __ | _ | [8 empty] | #DIV/0! | 0 | 0
___ | __ | __ | _ | [8 empty] | #DIV/0! | 0 | 0
___ | __ | __ | _ | [8 empty] | #DIV/0! | 0 | 0
___ | __ | __ | _ | [8 empty] | #DIV/0! | 0 | 0
___ | __ | __ | _ | [8 empty] | #DIV/0! | 0 | 0
___ | __ | __ | _ | [8 empty] | #DIV/0! | 0 | 0
___ | __ | __ | _ | [8 empty] | #DIV/0! | 0 | 0
___ | __ | __ | _ | [8 empty] | #DIV/0! | 0 | 0
___ | __ | __ | _ | [8 empty] | #DIV/0! | 0 | 0
___ | __ | __ | _ | [8 empty] | #DIV/0! | 0 | 0
___ | __ | __ | _ | [8 empty] | #DIV/0! | 0 | 0
___ | __ | __ | _ | [8 empty] | #DIV/0! | 0 | 0
___ | __ | __ | _ | [8 empty] | #DIV/0! | 0 | 0
___ | __ | __ | _ | [8 empty] | #DIV/0! | 0 | 0
___ | __ | __ | _ | [8 empty] | #DIV/0! | 0 | 0
___ | __ | __ | _ | [8 empty] | #DIV/0! | 0 | 0
___ | __ | __ | _ | [8 empty] | #DIV/0! | 0 | 0
___ | __ | __ | _ | [8 empty] | #DIV/0! | 0 | 0
___ | __ | __ | _ | [8 empty] | #DIV/0! | 0 | 0
___ | __ | __ | _ | [8 empty] | #DIV/0! | 0 | 0
___ | __ | __ | _ | [8 empty] | #DIV/0! | 0 | 0
___ | __ | __ | _ | [8 empty] | #DIV/0! | 0 | 0
___ | __ | __ | _ | [8 empty] | #DIV/0! | 0 | 0
___ | __ | __ | _ | [8 empty] | #DIV/0! | 0 | 0
___ | __ | __ | _ | [8 empty] | #DIV/0! | 0 | 0
___ | __ | __ | _ | [8 empty] | #DIV/0! | 0 | 0
___ | __ | __ | _ | [8 empty] | #DIV/0! | 0 | 0
___ | __ | __ | _ | [8 empty] | #DIV/0! | 0 | 0
___ | __ | __ | _ | [8 empty] | #DIV/0! | 0 | 0
___ | __ | __ | _ | [8 empty] | #DIV/0! | 0 | 0
___ | __ | __ | _ | [8 empty] | #DIV/0! | 0 | 0
___ | __ | __ | _ | [8 empty] | #DIV/0! | 0 | 0
___ | __ | __ | _ | [8 empty] | #DIV/0! | 0 | 0
___ | __ | __ | _ | [8 empty] | #DIV/0! | 0 | 0
___ | __ | __ | _ | [8 empty] | #DIV/0! | 0 | 0
___ | __ | __ | _ | [8 empty] | #DIV/0! | 0 | 0
___ | __ | __ | _ | [8 empty] | #DIV/0! | 0 | 0
___ | __ | __ | _ | [8 empty] | #DIV/0! | 0 | 0
___ | __ | __ | _ | [8 empty] | #DIV/0! | 0 | 0
___ | __ | __ | _ | [8 empty] | #DIV/0! | 0 | 0
___ | __ | __ | _ | [8 empty] | #DIV/0! | 0 | 0
___ | __ | __ | _ | [8 empty] | #DIV/0! | 0 | 0
___ | __ | __ | _ | [8 empty] | #DIV/0! | 0 | 0
___ | __ | __ | _ | [8 empty] | #DIV/0! | 0 | 0
___ | __ | __ | _ | [8 empty] | #DIV/0! | 0 | 0
___ | __ | __ | _ | [8 empty] | #DIV/0! | 0 | 0
___ | __ | __ | _ | [8 empty] | #DIV/0! | 0 | 0
___ | __ | __ | _ | [8 empty] | #DIV/0! | 0 | 0
___ | __ | __ | _ | [8 empty] | #DIV/0! | 0 | 0
___ | __ | __ | _ | [8 empty] | #DIV/0! | 0 | 0
___ | __ | __ | _ | [8 empty] | #DIV/0! | 0 | 0
___ | __ | __ | _ | [8 empty] | #DIV/0! | 0 | 0
___ | __ | __ | _ | [8 empty] | #DIV/0! | 0 | 0
___ | __ | __ | _ | [8 empty] | #DIV/0! | 0 | 0
___ | __ | __ | _ | [8 empty] | #DIV/0! | 0 | 0
___ | __ | __ | _ | [8 empty] | #DIV/0! | 0 | 0
___ | __ | __ | _ | [8 empty] | #DIV/0! | 0 | 0
___ | __ | __ | _ | [8 empty] | #DIV/0! | 0 | 0
___ | __ | __ | _ | [8 empty] | #DIV/0! | 0 | 0
___ | __ | __ | _ | [8 empty] | #DIV/0! | 0 | 0
___ | __ | __ | _ | [8 empty] | #DIV/0! | 0 | 0
___ | __ | __ | _ | [8 empty] | #DIV/0! | 0 | 0
___ | __ | __ | _ | [8 empty] | #DIV/0! | 0 | 0
___ | __ | __ | _ | [8 empty] | #DIV/0! | 0 | 0
___ | __ | __ | _ | [8 empty] | #DIV/0! | 0 | 0
___ | __ | __ | _ | [8 empty] | #DIV/0! | 0 | 0
___ | __ | __ | _ | [8 empty] | #DIV/0! | 0 | 0
___ | __ | __ | _ | [8 empty] | #DIV/0! | 0 | 0
___ | __ | __ | _ | [8 empty] | #DIV/0! | 0 | 0
___ | __ | __ | _ | [8 empty] | #DIV/0! | 0 | 0
___ | __ | __ | _ | [8 empty] | #DIV/0! | 0 | 0
___ | __ | __ | _ | [8 empty] | #DIV/0! | 0 | 0
___ | __ | __ | _ | [8 empty] | #DIV/0! | 0 | 0
___ | __ | __ | _ | [8 empty] | #DIV/0! | 0 | 0
___ | __ | __ | _ | [8 empty] | #DIV/0! | 0 | 0
___ | __ | __ | _ | [8 empty] | #DIV/0! | 0 | 0
___ | __ | __ | _ | [8 empty] | #DIV/0! | 0 | 0
___ | __ | __ | _ | [8 empty] | #DIV/0! | 0 | 0
___ | __ | __ | _ | [8 empty] | #DIV/0! | 0 | 0
___ | __ | __ | _ | [8 empty] | #DIV/0! | 0 | 0
___ | __ | __ | _ | [8 empty] | #DIV/0! | 0 | 0
___ | __ | __ | _ | [8 empty] | #DIV/0! | 0 | 0
___ | __ | __ | _ | [8 empty] | #DIV/0! | 0 | 0
___ | __ | __ | _ | [8 empty] | #DIV/0! | 0 | 0
___ | __ | __ | _ | [8 empty] | #DIV/0! | 0 | 0
___ | __ | __ | _ | [8 empty] | #DIV/0! | 0 | 0
___ | __ | __ | _ | [8 empty] | #DIV/0! | 0 | 0
___ | __ | __ | _ | [8 empty] | #DIV/0! | 0 | 0
___ | __ | __ | _ | [8 empty] | #DIV/0! | 0 | 0
___ | __ | __ | _ | [8 empty] | #DIV/0! | 0 | 0
___ | __ | __ | _ | [8 empty] | #DIV/0! | 0 | 0
___ | __ | __ | _ | [8 empty] | #DIV/0! | 0 | 0
___ | __ | __ | _ | [8 empty] | #DIV/0! | 0 | 0
___ | __ | __ | _ | [8 empty] | #DIV/0! | 0 | 0
___ | __ | __ | _ | [8 empty] | #DIV/0! | 0 | 0
___ | __ | __ | _ | [8 empty] | #DIV/0! | 0 | 0
___ | __ | __ | _ | [8 empty] | #DIV/0! | 0 | 0
___ | __ | __ | _ | [8 empty] | #DIV/0! | 0 | 0
___ | __ | __ | _ | [8 empty] | #DIV/0! | 0 | 0
___ | __ | __ | _ | [8 empty] | #DIV/0! | 0 | 0
___ | __ | __ | _ | [8 empty] | #DIV/0! | 0 | 0
___ | __ | __ | _ | [8 empty] | #DIV/0! | 0 | 0
___ | __ | __ | _ | [8 empty] | #DIV/0! | 0 | 0
___ | __ | __ | _ | [8 empty] | #DIV/0! | 0 | 0
___ | __ | __ | _ | [8 empty] | #DIV/0! | 0 | 0
___ | __ | __ | _ | [8 empty] | #DIV/0! | 0 | 0
___ | __ | __ | _ | [8 empty] | #DIV/0! | 0 | 0
___ | __ | __ | _ | [8 empty] | #DIV/0! | 0 | 0
___ | __ | __ | _ | [8 empty] | #DIV/0! | 0 | 0
___ | __ | __ | _ | [8 empty] | #DIV/0! | 0 | 0
___ | __ | __ | _ | [8 empty] | #DIV/0! | 0 | 0
___ | __ | __ | _ | [8 empty] | #DIV/0! | 0 | 0
___ | __ | __ | _ | [8 empty] | #DIV/0! | 0 | 0
___ | __ | __ | _ | [8 empty] | #DIV/0! | 0 | 0
___ | __ | __ | _ | [8 empty] | #DIV/0! | 0 | 0
___ | __ | __ | _ | [8 empty] | #DIV/0! | 0 | 0
___ | __ | __ | _ | [8 empty] | #DIV/0! | 0 | 0
___ | __ | __ | _ | [8 empty] | #DIV/0! | 0 | 0
___ | __ | __ | _ | [8 empty] | #DIV/0! | 0 | 0
___ | __ | __ | _ | [8 empty] | #DIV/0! | 0 | 0
___ | __ | __ | _ | [8 empty] | #DIV/0! | 0 | 0
___ | __ | __ | _ | [8 empty] | #DIV/0! | 0 | 0
___ | __ | __ | _ | [8 empty] | #DIV/0! | 0 | 0
___ | __ | __ | _ | [8 empty] | #DIV/0! | 0 | 0
___ | __ | __ | _ | [8 empty] | #DIV/0! | 0 | 0
___ | __ | __ | _ | [8 empty] | #DIV/0! | 0 | 0
___ | __ | __ | _ | [8 empty] | #DIV/0! | 0 | 0
___ | __ | __ | _ | [8 empty] | #DIV/0! | 0 | 0
___ | __ | __ | _ | [8 empty] | #DIV/0! | 0 | 0
___ | __ | __ | _ | [8 empty] | #DIV/0! | 0 | 0
___ | __ | __ | _ | [8 empty] | #DIV/0! | 0 | 0
___ | __ | __ | _ | [8 empty] | #DIV/0! | 0 | 0
___ | __ | __ | _ | [8 empty] | #DIV/0! | 0 | 0
___ | __ | __ | _ | [8 empty] | #DIV/0! | 0 | 0
___ | __ | __ | _ | [8 empty] | #DIV/0! | 0 | 0
___ | __ | __ | _ | [8 empty] | #DIV/0! | 0 | 0
___ | __ | __ | _ | [8 empty] | #DIV/0! | 0 | 0
___ | __ | __ | _ | [8 empty] | #DIV/0! | 0 | 0
___ | __ | __ | _ | [8 empty] | #DIV/0! | 0 | 0
___ | __ | __ | _ | [8 empty] | #DIV/0! | 0 | 0
___ | __ | __ | _ | [8 empty] | #DIV/0! | 0 | 0
___ | __ | __ | _ | [8 empty] | #DIV/0! | 0 | 0
___ | __ | __ | _ | [8 empty] | #DIV/0! | 0 | 0
___ | __ | __ | _ | [8 empty] | #DIV/0! | 0 | 0
___ | __ | __ | _ | [8 empty] | #DIV/0! | 0 | 0
___ | __ | __ | _ | [8 empty] | #DIV/0! | 0 | 0
___ | __ | __ | _ | [8 empty] | #DIV/0! | 0 | 0
___ | __ | __ | _ | [8 empty] | #DIV/0! | 0 | 0
___ | __ | __ | _ | [8 empty] | #DIV/0! | 0 | 0
___ | __ | __ | _ | [8 empty] | #DIV/0! | 0 | 0
___ | __ | __ | _ | [8 empty] | #DIV/0! | 0 | 0
___ | __ | __ | _ | [8 empty] | #DIV/0! | 0 | 0
___ | __ | __ | _ | [8 empty] | #DIV/0! | 0 | 0
___ | __ | __ | _ | [8 empty] | #DIV/0! | 0 | 0
___ | __ | __ | _ | [8 empty] | #DIV/0! | 0 | 0
___ | __ | __ | _ | [8 empty] | #DIV/0! | 0 | 0
___ | __ | __ | _ | [8 empty] | #DIV/0! | 0 | 0
___ | __ | __ | _ | [8 empty] | #DIV/0! | 0 | 0
___ | __ | __ | _ | [8 empty] | #DIV/0! | 0 | 0
___ | __ | __ | _ | [8 empty] | #DIV/0! | 0 | 0
___ | __ | __ | _ | [8 empty] | #DIV/0! | 0 | 0
___ | __ | __ | _ | [8 empty] | #DIV/0! | 0 | 0
___ | __ | __ | _ | [8 empty] | #DIV/0! | 0 | 0
___ | __ | __ | _ | [8 empty] | #DIV/0! | 0 | 0
___ | __ | __ | _ | [8 empty] | #DIV/0! | 0 | 0
___ | __ | __ | _ | [8 empty] | #DIV/0! | 0 | 0
___ | __ | __ | _ | [8 empty] | #DIV/0! | 0 | 0
___ | __ | __ | _ | [8 empty] | #DIV/0! | 0 | 0
___ | __ | __ | _ | [8 empty] | #DIV/0! | 0 | 0
___ | __ | __ | _ | [8 empty] | #DIV/0! | 0 | 0
___ | __ | __ | _ | [8 empty] | #DIV/0! | 0 | 0
___ | __ | __ | _ | [8 empty] | #DIV/0! | 0 | 0
___ | __ | __ | _ | [8 empty] | #DIV/0! | 0 | 0
___ | __ | __ | _ | [8 empty] | #DIV/0! | 0 | 0
___ | __ | __ | _ | [8 empty] | #DIV/0! | 0 | 0
___ | __ | __ | _ | [8 empty] | #DIV/0! | 0 | 0
___ | __ | __ | _ | [8 empty] | #DIV/0! | 0 | 0
___ | __ | __ | _ | [8 empty] | #DIV/0! | 0 | 0
___ | __ | __ | _ | [8 empty] | #DIV/0! | 0 | 0
___ | __ | __ | _ | [8 empty] | #DIV/0! | 0 | 0
___ | __ | __ | _ | [8 empty] | #DIV/0! | 0 | 0
___ | __ | __ | _ | [8 empty] | #DIV/0! | 0 | 0
___ | __ | __ | _ | [8 empty] | #DIV/0! | 0 | 0
___ | __ | __ | _ | [8 empty] | #DIV/0! | 0 | 0
___ | __ | __ | _ | [8 empty] | #DIV/0! | 0 | 0
___ | __ | __ | _ | [8 empty] | #DIV/0! | 0 | 0
___ | __ | __ | _ | [8 empty] | #DIV/0! | 0 | 0
___ | __ | __ | _ | [8 empty] | #DIV/0! | 0 | 0
___ | __ | __ | _ | [8 empty] | #DIV/0! | 0 | 0
___ | __ | __ | _ | [8 empty] | #DIV/0! | 0 | 0
___ | __ | __ | _ | [8 empty] | #DIV/0! | 0 | 0
___ | __ | __ | _ | [8 empty] | #DIV/0! | 0 | 0
___ | __ | __ | _ | [8 empty] | #DIV/0! | 0 | 0
___ | __ | __ | _ | [8 empty] | #DIV/0! | 0 | 0
___ | __ | __ | _ | [8 empty] | #DIV/0! | 0 | 0
___ | __ | __ | _ | [8 empty] | #DIV/0! | 0 | 0
___ | __ | __ | _ | [8 empty] | #DIV/0! | 0 | 0
___ | __ | __ | _ | [8 empty] | #DIV/0! | 0 | 0
___ | __ | __ | _ | [8 empty] | #DIV/0! | 0 | 0
___ | __ | __ | _ | [8 empty] | #DIV/0! | 0 | 0
___ | __ | __ | _ | [8 empty] | #DIV/0! | 0 | 0
___ | __ | __ | _ | [8 empty] | #DIV/0! | 0 | 0
___ | __ | __ | _ | [8 empty] | #DIV/0! | 0 | 0
___ | __ | __ | _ | [8 empty] | #DIV/0! | 0 | 0
___ | __ | __ | _ | [8 empty] | #DIV/0! | 0 | 0
___ | __ | __ | _ | [8 empty] | #DIV/0! | 0 | 0
___ | __ | __ | _ | [8 empty] | #DIV/0! | 0 | 0
___ | __ | __ | _ | [8 empty] | #DIV/0! | 0 | 0
___ | __ | __ | _ | [8 empty] | #DIV/0! | 0 | 0
___ | __ | __ | _ | [8 empty] | #DIV/0! | 0 | 0
___ | __ | __ | _ | [8 empty] | #DIV/0! | 0 | 0
___ | __ | __ | _ | [8 empty] | #DIV/0! | 0 | 0
___ | __ | __ | _ | [8 empty] | #DIV/0! | 0 | 0
___ | __ | __ | _ | [8 empty] | #DIV/0! | 0 | 0
___ | __ | __ | _ | [8 empty] | #DIV/0! | 0 | 0
___ | __ | __ | _ | [8 empty] | #DIV/0! | 0 | 0
___ | __ | __ | _ | [8 empty] | #DIV/0! | 0 | 0
___ | __ | __ | _ | [8 empty] | #DIV/0! | 0 | 0
___ | __ | __ | _ | [8 empty] | #DIV/0! | 0 | 0
___ | __ | __ | _ | [8 empty] | #DIV/0! | 0 | 0
___ | __ | __ | _ | [8 empty] | #DIV/0! | 0 | 0
___ | __ | __ | _ | [8 empty] | #DIV/0! | 0 | 0
___ | __ | __ | _ | [8 empty] | #DIV/0! | 0 | 0
___ | __ | __ | _ | [8 empty] | #DIV/0! | 0 | 0
___ | __ | __ | _ | [8 empty] | #DIV/0! | 0 | 0
___ | __ | __ | _ | [8 empty] | #DIV/0! | 0 | 0
___ | __ | __ | _ | [8 empty] | #DIV/0! | 0 | 0
___ | __ | __ | _ | [8 empty] | #DIV/0! | 0 | 0
___ | __ | __ | _ | [8 empty] | #DIV/0! | 0 | 0
___ | __ | __ | _ | [8 empty] | #DIV/0! | 0 | 0
___ | __ | __ | _ | [8 empty] | #DIV/0! | 0 | 0
___ | __ | __ | _ | [8 empty] | #DIV/0! | 0 | 0
___ | __ | __ | _ | [8 empty] | #DIV/0! | 0 | 0
___ | __ | __ | _ | [8 empty] | #DIV/0! | 0 | 0
___ | __ | __ | _ | [8 empty] | #DIV/0! | 0 | 0
___ | __ | __ | _ | [8 empty] | #DIV/0! | 0 | 0
___ | __ | __ | _ | [8 empty] | #DIV/0! | 0 | 0
___ | __ | __ | _ | [8 empty] | #DIV/0! | 0 | 0
___ | __ | __ | _ | [8 empty] | #DIV/0! | 0 | 0
___ | __ | __ | _ | [8 empty] | #DIV/0! | 0 | 0
___ | __ | __ | _ | [8 empty] | #DIV/0! | 0 | 0
___ | __ | __ | _ | [8 empty] | #DIV/0! | 0 | 0
___ | __ | __ | _ | [8 empty] | #DIV/0! | 0 | 0
___ | __ | __ | _ | [8 empty] | #DIV/0! | 0 | 0
___ | __ | __ | _ | [8 empty] | #DIV/0! | 0 | 0
___ | __ | __ | _ | [8 empty] | #DIV/0! | 0 | 0
___ | __ | __ | _ | [8 empty] | #DIV/0! | 0 | 0
___ | __ | __ | _ | [8 empty] | #DIV/0! | 0 | 0
___ | __ | __ | _ | [8 empty] | #DIV/0! | 0 | 0
___ | __ | __ | _ | [8 empty] | #DIV/0! | 0 | 0
___ | __ | __ | _ | [8 empty] | #DIV/0! | 0 | 0
___ | __ | __ | _ | [8 empty] | #DIV/0! | 0 | 0
___ | __ | __ | _ | [8 empty] | #DIV/0! | 0 | 0
___ | __ | __ | _ | [8 empty] | #DIV/0! | 0 | 0
___ | __ | __ | _ | [8 empty] | #DIV/0! | 0 | 0
___ | __ | __ | _ | [8 empty] | #DIV/0! | 0 | 0
___ | __ | __ | _ | [8 empty] | #DIV/0! | 0 | 0
___ | __ | __ | _ | [8 empty] | #DIV/0! | 0 | 0
___ | __ | __ | _ | [8 empty] | #DIV/0! | 0 | 0
___ | __ | __ | _ | [8 empty] | #DIV/0! | 0 | 0
___ | __ | __ | _ | [8 empty] | #DIV/0! | 0 | 0
___ | __ | __ | _ | [8 empty] | #DIV/0! | 0 | 0
___ | __ | __ | _ | [8 empty] | #DIV/0! | 0 | 0
___ | __ | __ | _ | [8 empty] | #DIV/0! | 0 | 0
___ | __ | __ | _ | [8 empty] | #DIV/0! | 0 | 0
___ | __ | __ | _ | [8 empty] | #DIV/0! | 0 | 0
___ | __ | __ | _ | [8 empty] | #DIV/0! | 0 | 0
___ | __ | __ | _ | [8 empty] | #DIV/0! | 0 | 0
___ | __ | __ | _ | [8 empty] | #DIV/0! | 0 | 0
___ | __ | __ | _ | [8 empty] | #DIV/0! | 0 | 0
___ | __ | __ | _ | [8 empty] | #DIV/0! | 0 | 0
___ | __ | __ | _ | [8 empty] | #DIV/0! | 0 | 0
___ | __ | __ | _ | [8 empty] | #DIV/0! | 0 | 0
___ | __ | __ | _ | [8 empty] | #DIV/0! | 0 | 0
___ | __ | __ | _ | [8 empty] | #DIV/0! | 0 | 0
___ | __ | __ | _ | [8 empty] | #DIV/0! | 0 | 0
___ | __ | __ | _ | [8 empty] | #DIV/0! | 0 | 0
___ | __ | __ | _ | [8 empty] | #DIV/0! | 0 | 0
___ | __ | __ | _ | [8 empty] | #DIV/0! | 0 | 0
___ | __ | __ | _ | [8 empty] | #DIV/0! | 0 | 0
___ | __ | __ | _ | [8 empty] | #DIV/0! | 0 | 0
___ | __ | __ | _ | [8 empty] | #DIV/0! | 0 | 0
___ | __ | __ | _ | [8 empty] | #DIV/0! | 0 | 0
___ | __ | __ | _ | [8 empty] | #DIV/0! | 0 | 0
___ | __ | __ | _ | [8 empty] | #DIV/0! | 0 | 0
___ | __ | __ | _ | [8 empty] | #DIV/0! | 0 | 0
___ | __ | __ | _ | [8 empty] | #DIV/0! | 0 | 0
___ | __ | __ | _ | [8 empty] | #DIV/0! | 0 | 0
___ | __ | __ | _ | [8 empty] | #DIV/0! | 0 | 0
___ | __ | __ | _ | [8 empty] | #DIV/0! | 0 | 0
___ | __ | __ | _ | [8 empty] | #DIV/0! | 0 | 0
___ | __ | __ | _ | [8 empty] | #DIV/0! | 0 | 0
___ | __ | __ | _ | [8 empty] | #DIV/0! | 0 | 0
___ | __ | __ | _ | [8 empty] | #DIV/0! | 0 | 0
___ | __ | __ | _ | [8 empty] | #DIV/0! | 0 | 0
___ | __ | __ | _ | [8 empty] | #DIV/0! | 0 | 0
___ | __ | __ | _ | [8 empty] | #DIV/0! | 0 | 0
___ | __ | __ | _ | [8 empty] | #DIV/0! | 0 | 0
___ | __ | __ | _ | [8 empty] | #DIV/0! | 0 | 0
___ | __ | __ | _ | [8 empty] | #DIV/0! | 0 | 0
___ | __ | __ | _ | [8 empty] | #DIV/0! | 0 | 0
___ | __ | __ | _ | [8 empty] | #DIV/0! | 0 | 0
___ | __ | __ | _ | [8 empty] | #DIV/0! | 0 | 0
___ | __ | __ | _ | [8 empty] | #DIV/0! | 0 | 0
___ | __ | __ | _ | [8 empty] | #DIV/0! | 0 | 0
___ | __ | __ | _ | [8 empty] | #DIV/0! | 0 | 0
___ | __ | __ | _ | [8 empty] | #DIV/0! | 0 | 0
___ | __ | __ | _ | [8 empty] | #DIV/0! | 0 | 0
___ | __ | __ | _ | [8 empty] | #DIV/0! | 0 | 0
___ | __ | __ | _ | [8 empty] | #DIV/0! | 0 | 0
___ | __ | __ | _ | [8 empty] | #DIV/0! | 0 | 0
___ | __ | __ | _ | [8 empty] | #DIV/0! | 0 | 0
___ | __ | __ | _ | [8 empty] | #DIV/0! | 0 | 0
___ | __ | __ | _ | [8 empty] | #DIV/0! | 0 | 0
___ | __ | __ | _ | [8 empty] | #DIV/0! | 0 | 0
___ | __ | __ | _ | [8 empty] | #DIV/0! | 0 | 0
___ | __ | __ | _ | [8 empty] | #DIV/0! | 0 | 0
___ | __ | __ | _ | [8 empty] | #DIV/0! | 0 | 0
___ | __ | __ | _ | [8 empty] | #DIV/0! | 0 | 0
___ | __ | __ | _ | [8 empty] | #DIV/0! | 0 | 0
___ | __ | __ | _ | [8 empty] | #DIV/0! | 0 | 0
___ | __ | __ | _ | [8 empty] | #DIV/0! | 0 | 0
___ | __ | __ | _ | [8 empty] | #DIV/0! | 0 | 0
___ | __ | __ | _ | [8 empty] | #DIV/0! | 0 | 0
___ | __ | __ | _ | [8 empty] | #DIV/0! | 0 | 0
___ | __ | __ | _ | [8 empty] | #DIV/0! | 0 | 0
___ | __ | __ | _ | [8 empty] | #DIV/0! | 0 | 0
___ | __ | __ | _ | [8 empty] | #DIV/0! | 0 | 0
___ | __ | __ | _ | [8 empty] | #DIV/0! | 0 | 0
___ | __ | __ | _ | [8 empty] | #DIV/0! | 0 | 0
___ | __ | __ | _ | [8 empty] | #DIV/0! | 0 | 0
___ | __ | __ | _ | [8 empty] | #DIV/0! | 0 | 0
___ | __ | __ | _ | [8 empty] | #DIV/0! | 0 | 0
___ | __ | __ | _ | [8 empty] | #DIV/0! | 0 | 0
___ | __ | __ | _ | [8 empty] | #DIV/0! | 0 | 0
___ | __ | __ | _ | [8 empty] | #DIV/0! | 0 | 0
___ | __ | __ | _ | [8 empty] | #DIV/0! | 0 | 0
___ | __ | __ | _ | [8 empty] | #DIV/0! | 0 | 0
___ | __ | __ | _ | [8 empty] | #DIV/0! | 0 | 0
___ | __ | __ | _ | [8 empty] | #DIV/0! | 0 | 0
___ | __ | __ | _ | [8 empty] | #DIV/0! | 0 | 0
___ | __ | __ | _ | [8 empty] | #DIV/0! | 0 | 0
___ | __ | __ | _ | [8 empty] | #DIV/0! | 0 | 0
___ | __ | __ | _ | [8 empty] | #DIV/0! | 0 | 0
___ | __ | __ | _ | [8 empty] | #DIV/0! | 0 | 0
___ | __ | __ | _ | [8 empty] | #DIV/0! | 0 | 0
___ | __ | __ | _ | [8 empty] | #DIV/0! | 0 | 0
___ | __ | __ | _ | [8 empty] | #DIV/0! | 0 | 0
___ | __ | __ | _ | [8 empty] | #DIV/0! | 0 | 0
___ | __ | __ | _ | [8 empty] | #DIV/0! | 0 | 0
___ | __ | __ | _ | [8 empty] | #DIV/0! | 0 | 0
___ | __ | __ | _ | [8 empty] | #DIV/0! | 0 | 0
___ | __ | __ | _ | [8 empty] | #DIV/0! | 0 | 0
___ | __ | __ | _ | [8 empty] | #DIV/0! | 0 | 0
___ | __ | __ | _ | [8 empty] | #DIV/0! | 0 | 0
___ | __ | __ | _ | [8 empty] | #DIV/0! | 0 | 0
___ | __ | __ | _ | [8 empty] | #DIV/0! | 0 | 0
___ | __ | __ | _ | [8 empty] | #DIV/0! | 0 | 0
___ | __ | __ | _ | [8 empty] | #DIV/0! | 0 | 0
___ | __ | __ | _ | [8 empty] | #DIV/0! | 0 | 0
___ | __ | __ | _ | [8 empty] | #DIV/0! | 0 | 0
___ | __ | __ | _ | [8 empty] | #DIV/0! | 0 | 0
___ | __ | __ | _ | [8 empty] | #DIV/0! | 0 | 0
___ | __ | __ | _ | [8 empty] | #DIV/0! | 0 | 0
___ | __ | __ | _ | [8 empty] | #DIV/0! | 0 | 0
___ | __ | __ | _ | [8 empty] | #DIV/0! | 0 | 0
___ | __ | __ | _ | [8 empty] | #DIV/0! | 0 | 0
___ | __ | __ | _ | [8 empty] | #DIV/0! | 0 | 0
___ | __ | __ | _ | [8 empty] | #DIV/0! | 0 | 0
___ | __ | __ | _ | [8 empty] | #DIV/0! | 0 | 0
___ | __ | __ | _ | [8 empty] | #DIV/0! | 0 | 0
___ | __ | __ | _ | [8 empty] | #DIV/0! | 0 | 0
___ | __ | __ | _ | [8 empty] | #DIV/0! | 0 | 0
___ | __ | __ | _ | [8 empty] | #DIV/0! | 0 | 0
___ | __ | __ | _ | [8 empty] | #DIV/0! | 0 | 0
___ | __ | __ | _ | [8 empty] | #DIV/0! | 0 | 0
___ | __ | __ | _ | [8 empty] | #DIV/0! | 0 | 0
___ | __ | __ | _ | [8 empty] | #DIV/0! | 0 | 0
___ | __ | __ | _ | [8 empty] | #DIV/0! | 0 | 0
___ | __ | __ | _ | [8 empty] | #DIV/0! | 0 | 0
___ | __ | __ | _ | [8 empty] | #DIV/0! | 0 | 0
___ | __ | __ | _ | [8 empty] | #DIV/0! | 0 | 0
___ | __ | __ | _ | [8 empty] | #DIV/0! | 0 | 0
___ | __ | __ | _ | [8 empty] | #DIV/0! | 0 | 0
___ | __ | __ | _ | [8 empty] | #DIV/0! | 0 | 0
___ | __ | __ | _ | [8 empty] | #DIV/0! | 0 | 0
___ | __ | __ | _ | [8 empty] | #DIV/0! | 0 | 0
___ | __ | __ | _ | [8 empty] | #DIV/0! | 0 | 0
___ | __ | __ | _ | [8 empty] | #DIV/0! | 0 | 0
___ | __ | __ | _ | [8 empty] | #DIV/0! | 0 | 0
___ | __ | __ | _ | [8 empty] | #DIV/0! | 0 | 0
___ | __ | __ | _ | [8 empty] | #DIV/0! | 0 | 0
___ | __ | __ | _ | [8 empty] | #DIV/0! | 0 | 0
___ | __ | __ | _ | [8 empty] | #DIV/0! | 0 | 0
___ | __ | __ | _ | [8 empty] | #DIV/0! | 0 | 0
___ | __ | __ | _ | [8 empty] | #DIV/0! | 0 | 0
___ | __ | __ | _ | [8 empty] | #DIV/0! | 0 | 0
___ | __ | __ | _ | [8 empty] | #DIV/0! | 0 | 0
___ | __ | __ | _ | [8 empty] | #DIV/0! | 0 | 0
___ | __ | __ | _ | [8 empty] | #DIV/0! | 0 | 0
___ | __ | __ | _ | [8 empty] | #DIV/0! | 0 | 0
___ | __ | __ | _ | [8 empty] | #DIV/0! | 0 | 0
___ | __ | __ | _ | [8 empty] | #DIV/0! | 0 | 0
___ | __ | __ | _ | [8 empty] | #DIV/0! | 0 | 0
___ | __ | __ | _ | [8 empty] | #DIV/0! | 0 | 0
___ | __ | __ | _ | [8 empty] | #DIV/0! | 0 | 0
___ | __ | __ | _ | [8 empty] | #DIV/0! | 0 | 0
___ | __ | __ | _ | [8 empty] | #DIV/0! | 0 | 0
___ | __ | __ | _ | [8 empty] | #DIV/0! | 0 | 0
___ | __ | __ | _ | [8 empty] | #DIV/0! | 0 | 0
___ | __ | __ | _ | [8 empty] | #DIV/0! | 0 | 0
___ | __ | __ | _ | [8 empty] | #DIV/0! | 0 | 0
___ | __ | __ | _ | [8 empty] | #DIV/0! | 0 | 0
___ | __ | __ | _ | [8 empty] | #DIV/0! | 0 | 0
___ | __ | __ | _ | [8 empty] | #DIV/0! | 0 | 0
___ | __ | __ | _ | [8 empty] | #DIV/0! | 0 | 0
___ | __ | __ | _ | [8 empty] | #DIV/0! | 0 | 0
___ | __ | __ | _ | [8 empty] | #DIV/0! | 0 | 0
___ | __ | __ | _ | [8 empty] | #DIV/0! | 0 | 0
___ | __ | __ | _ | [8 empty] | #DIV/0! | 0 | 0
___ | __ | __ | _ | [8 empty] | #DIV/0! | 0 | 0
___ | __ | __ | _ | [8 empty] | #DIV/0! | 0 | 0
___ | __ | __ | _ | [8 empty] | #DIV/0! | 0 | 0
___ | __ | __ | _ | [8 empty] | #DIV/0! | 0 | 0
___ | __ | __ | _ | [8 empty] | #DIV/0! | 0 | 0
___ | __ | __ | _ | [8 empty] | #DIV/0! | 0 | 0
___ | __ | __ | _ | [8 empty] | #DIV/0! | 0 | 0
___ | __ | __ | _ | [8 empty] | #DIV/0! | 0 | 0
___ | __ | __ | _ | [8 empty] | #DIV/0! | 0 | 0
___ | __ | __ | _ | [8 empty] | #DIV/0! | 0 | 0
___ | __ | __ | _ | [8 empty] | #DIV/0! | 0 | 0
___ | __ | __ | _ | [8 empty] | #DIV/0! | 0 | 0
___ | __ | __ | _ | [8 empty] | #DIV/0! | 0 | 0
___ | __ | __ | _ | [8 empty] | #DIV/0! | 0 | 0
___ | __ | __ | _ | [8 empty] | #DIV/0! | 0 | 0
___ | __ | __ | _ | [8 empty] | #DIV/0! | 0 | 0
___ | __ | __ | _ | [8 empty] | #DIV/0! | 0 | 0
___ | __ | __ | _ | [8 empty] | #DIV/0! | 0 | 0
___ | __ | __ | _ | [8 empty] | #DIV/0! | 0 | 0
___ | __ | __ | _ | [8 empty] | #DIV/0! | 0 | 0
___ | __ | __ | _ | [8 empty] | #DIV/0! | 0 | 0
___ | __ | __ | _ | [8 empty] | #DIV/0! | 0 | 0
___ | __ | __ | _ | [8 empty] | #DIV/0! | 0 | 0
___ | __ | __ | _ | [8 empty] | #DIV/0! | 0 | 0
___ | __ | __ | _ | [8 empty] | #DIV/0! | 0 | 0
___ | __ | __ | _ | [8 empty] | #DIV/0! | 0 | 0
___ | __ | __ | _ | [8 empty] | #DIV/0! | 0 | 0
___ | __ | __ | _ | [8 empty] | #DIV/0! | 0 | 0
___ | __ | __ | _ | [8 empty] | #DIV/0! | 0 | 0
___ | __ | __ | _ | [8 empty] | #DIV/0! | 0 | 0
___ | __ | __ | _ | [8 empty] | #DIV/0! | 0 | 0
___ | __ | __ | _ | [8 empty] | #DIV/0! | 0 | 0
___ | __ | __ | _ | [8 empty] | #DIV/0! | 0 | 0
___ | __ | __ | _ | [8 empty] | #DIV/0! | 0 | 0
___ | __ | __ | _ | [8 empty] | #DIV/0! | 0 | 0
___ | __ | __ | _ | [8 empty] | #DIV/0! | 0 | 0
___ | __ | __ | _ | [8 empty] | #DIV/0! | 0 | 0
___ | __ | __ | _ | [8 empty] | #DIV/0! | 0 | 0
___ | __ | __ | _ | [8 empty] | #DIV/0! | 0 | 0
___ | __ | __ | _ | [8 empty] | #DIV/0! | 0 | 0
___ | __ | __ | _ | [8 empty] | #DIV/0! | 0 | 0
___ | __ | __ | _ | [8 empty] | #DIV/0! | 0 | 0
___ | __ | __ | _ | [8 empty] | #DIV/0! | 0 | 0
___ | __ | __ | _ | [8 empty] | #DIV/0! | 0 | 0
___ | __ | __ | _ | [8 empty] | #DIV/0! | 0 | 0
___ | __ | __ | _ | [8 empty] | #DIV/0! | 0 | 0
___ | __ | __ | _ | [8 empty] | #DIV/0! | 0 | 0
___ | __ | __ | _ | [8 empty] | #DIV/0! | 0 | 0
___ | __ | __ | _ | [8 empty] | #DIV/0! | 0 | 0
___ | __ | __ | _ | [8 empty] | #DIV/0! | 0 | 0
___ | __ | __ | _ | [8 empty] | #DIV/0! | 0 | 0
___ | __ | __ | _ | [8 empty] | #DIV/0! | 0 | 0
___ | __ | __ | _ | [8 empty] | #DIV/0! | 0 | 0
___ | __ | __ | _ | [8 empty] | #DIV/0! | 0 | 0
___ | __ | __ | _ | [8 empty] | #DIV/0! | 0 | 0
___ | __ | __ | _ | [8 empty] | #DIV/0! | 0 | 0
___ | __ | __ | _ | [8 empty] | #DIV/0! | 0 | 0
___ | __ | __ | _ | [8 empty] | #DIV/0! | 0 | 0
___ | __ | __ | _ | [8 empty] | #DIV/0! | 0 | 0
___ | __ | __ | _ | [8 empty] | #DIV/0! | 0 | 0
___ | __ | __ | _ | [8 empty] | #DIV/0! | 0 | 0
___ | __ | __ | _ | [8 empty] | #DIV/0! | 0 | 0
___ | __ | __ | _ | [8 empty] | #DIV/0! | 0 | 0
___ | __ | __ | _ | [8 empty] | #DIV/0! | 0 | 0
___ | __ | __ | _ | [8 empty] | #DIV/0! | 0 | 0
___ | __ | __ | _ | [8 empty] | #DIV/0! | 0 | 0
___ | __ | __ | _ | [8 empty] | #DIV/0! | 0 | 0
___ | __ | __ | _ | [8 empty] | #DIV/0! | 0 | 0
___ | __ | __ | _ | [8 empty] | #DIV/0! | 0 | 0
___ | __ | __ | _ | [8 empty] | #DIV/0! | 0 | 0
___ | __ | __ | _ | [8 empty] | #DIV/0! | 0 | 0
___ | __ | __ | _ | [8 empty] | #DIV/0! | 0 | 0
___ | __ | __ | _ | [8 empty] | #DIV/0! | 0 | 0
___ | __ | __ | _ | [8 empty] | #DIV/0! | 0 | 0
___ | __ | __ | _ | [8 empty] | #DIV/0! | 0 | 0
___ | __ | __ | _ | [8 empty] | #DIV/0! | 0 | 0
___ | __ | __ | _ | [8 empty] | #DIV/0! | 0 | 0
___ | __ | __ | _ | [8 empty] | #DIV/0! | 0 | 0
___ | __ | __ | _ | [8 empty] | #DIV/0! | 0 | 0
___ | __ | __ | _ | [8 empty] | #DIV/0! | 0 | 0
___ | __ | __ | _ | [8 empty] | #DIV/0! | 0 | 0
___ | __ | __ | _ | [8 empty] | #DIV/0! | 0 | 0
___ | __ | __ | _ | [8 empty] | #DIV/0! | 0 | 0
___ | __ | __ | _ | [8 empty] | #DIV/0! | 0 | 0
___ | __ | __ | _ | [8 empty] | #DIV/0! | 0 | 0
___ | __ | __ | _ | [8 empty] | #DIV/0! | 0 | 0
___ | __ | __ | _ | [8 empty] | #DIV/0! | 0 | 0
___ | __ | __ | _ | [8 empty] | #DIV/0! | 0 | 0
___ | __ | __ | _ | [8 empty] | #DIV/0! | 0 | 0
___ | __ | __ | _ | [8 empty] | #DIV/0! | 0 | 0
___ | __ | __ | _ | [8 empty] | #DIV/0! | 0 | 0
___ | __ | __ | _ | [8 empty] | #DIV/0! | 0 | 0
___ | __ | __ | _ | [8 empty] | #DIV/0! | 0 | 0
___ | __ | __ | _ | [8 empty] | #DIV/0! | 0 | 0
___ | __ | __ | _ | [8 empty] | #DIV/0! | 0 | 0
___ | __ | __ | _ | [8 empty] | #DIV/0! | 0 | 0
___ | __ | __ | _ | [8 empty] | #DIV/0! | 0 | 0
___ | __ | __ | _ | [8 empty] | #DIV/0! | 0 | 0
___ | __ | __ | _ | [8 empty] | #DIV/0! | 0 | 0
___ | __ | __ | _ | [8 empty] | #DIV/0! | 0 | 0
___ | __ | __ | _ | [8 empty] | #DIV/0! | 0 | 0
___ | __ | __ | _ | [8 empty] | #DIV/0! | 0 | 0
___ | __ | __ | _ | [8 empty] | #DIV/0! | 0 | 0
___ | __ | __ | _ | [8 empty] | #DIV/0! | 0 | 0
___ | __ | __ | _ | [8 empty] | #DIV/0! | 0 | 0
___ | __ | __ | _ | [8 empty] | #DIV/0! | 0 | 0
___ | __ | __ | _ | [8 empty] | #DIV/0! | 0 | 0
___ | __ | __ | _ | [8 empty] | #DIV/0! | 0 | 0
___ | __ | __ | _ | [8 empty] | #DIV/0! | 0 | 0
___ | __ | __ | _ | [8 empty] | #DIV/0! | 0 | 0
___ | __ | __ | _ | [8 empty] | #DIV/0! | 0 | 0
___ | __ | __ | _ | [8 empty] | #DIV/0! | 0 | 0
___ | __ | __ | _ | [8 empty] | #DIV/0! | 0 | 0
___ | __ | __ | _ | [8 empty] | #DIV/0! | 0 | 0
___ | __ | __ | _ | [8 empty] | #DIV/0! | 0 | 0
___ | __ | __ | _ | [8 empty] | #DIV/0! | 0 | 0
___ | __ | __ | _ | [8 empty] | #DIV/0! | 0 | 0
___ | __ | __ | _ | [8 empty] | #DIV/0! | 0 | 0
___ | __ | __ | _ | [8 empty] | #DIV/0! | 0 | 0
___ | __ | __ | _ | [8 empty] | #DIV/0! | 0 | 0
___ | __ | __ | _ | [8 empty] | #DIV/0! | 0 | 0
___ | __ | __ | _ | [8 empty] | #DIV/0! | 0 | 0
___ | __ | __ | _ | [8 empty] | #DIV/0! | 0 | 0
___ | __ | __ | _ | [8 empty] | #DIV/0! | 0 | 0
___ | __ | __ | _ | [8 empty] | #DIV/0! | 0 | 0
___ | __ | __ | _ | [8 empty] | #DIV/0! | 0 | 0
___ | __ | __ | _ | [8 empty] | #DIV/0! | 0 | 0
___ | __ | __ | _ | [8 empty] | #DIV/0! | 0 | 0
___ | __ | __ | _ | [8 empty] | #DIV/0! | 0 | 0
___ | __ | __ | _ | [8 empty] | #DIV/0! | 0 | 0
___ | __ | __ | _ | [8 empty] | #DIV/0! | 0 | 0
___ | __ | __ | _ | [8 empty] | #DIV/0! | 0 | 0
___ | __ | __ | _ | [8 empty] | #DIV/0! | 0 | 0
___ | __ | __ | _ | [8 empty] | #DIV/0! | 0 | 0
___ | __ | __ | _ | [8 empty] | #DIV/0! | 0 | 0
___ | __ | __ | _ | [8 empty] | #DIV/0! | 0 | 0
___ | __ | __ | _ | [8 empty] | #DIV/0! | 0 | 0
___ | __ | __ | _ | [8 empty] | #DIV/0! | 0 | 0
___ | __ | __ | _ | [8 empty] | #DIV/0! | 0 | 0
___ | __ | __ | _ | [8 empty] | #DIV/0! | 0 | 0
___ | __ | __ | _ | [8 empty] | #DIV/0! | 0 | 0
___ | __ | __ | _ | [8 empty] | #DIV/0! | 0 | 0
___ | __ | __ | _ | [8 empty] | #DIV/0! | 0 | 0
___ | __ | __ | _ | [8 empty] | #DIV/0! | 0 | 0
___ | __ | __ | _ | [8 empty] | #DIV/0! | 0 | 0
___ | __ | __ | _ | [8 empty] | #DIV/0! | 0 | 0
___ | __ | __ | _ | [8 empty] | #DIV/0! | 0 | 0
___ | __ | __ | _ | [8 empty] | #DIV/0! | 0 | 0
___ | __ | __ | _ | [8 empty] | #DIV/0! | 0 | 0
___ | __ | __ | _ | [8 empty] | #DIV/0! | 0 | 0
___ | __ | __ | _ | [8 empty] | #DIV/0! | 0 | 0
___ | __ | __ | _ | [8 empty] | #DIV/0! | 0 | 0
___ | __ | __ | _ | [8 empty] | #DIV/0! | 0 | 0
___ | __ | __ | _ | [8 empty] | #DIV/0! | 0 | 0
___ | __ | __ | _ | [8 empty] | #DIV/0! | 0 | 0
___ | __ | __ | _ | [8 empty] | #DIV/0! | 0 | 0
___ | __ | __ | _ | [8 empty] | #DIV/0! | 0 | 0
___ | __ | __ | _ | [8 empty] | #DIV/0! | 0 | 0
___ | __ | __ | _ | [8 empty] | #DIV/0! | 0 | 0
___ | __ | __ | _ | [8 empty] | #DIV/0! | 0 | 0
___ | __ | __ | _ | [8 empty] | #DIV/0! | 0 | 0
___ | __ | __ | _ | [8 empty] | #DIV/0! | 0 | 0
___ | __ | __ | _ | [8 empty] | #DIV/0! | 0 | 0
___ | __ | __ | _ | [8 empty] | #DIV/0! | 0 | 0
___ | __ | __ | _ | [8 empty] | #DIV/0! | 0 | 0
___ | __ | __ | _ | [8 empty] | #DIV/0! | 0 | 0
___ | __ | __ | _ | [8 empty] | #DIV/0! | 0 | 0
___ | __ | __ | _ | [8 empty] | #DIV/0! | 0 | 0
___ | __ | __ | _ | [8 empty] | #DIV/0! | 0 | 0
___ | __ | __ | _ | [8 empty] | #DIV/0! | 0 | 0
___ | __ | __ | _ | [8 empty] | #DIV/0! | 0 | 0
___ | __ | __ | _ | [8 empty] | #DIV/0! | 0 | 0
___ | __ | __ | _ | [8 empty] | #DIV/0! | 0 | 0
___ | __ | __ | _ | [8 empty] | #DIV/0! | 0 | 0
___ | __ | __ | _ | [8 empty] | #DIV/0! | 0 | 0
___ | __ | __ | _ | [8 empty] | #DIV/0! | 0 | 0
___ | __ | __ | _ | [8 empty] | #DIV/0! | 0 | 0
___ | __ | __ | _ | [8 empty] | #DIV/0! | 0 | 0
___ | __ | __ | _ | [8 empty] | #DIV/0! | 0 | 0
___ | __ | __ | _ | [8 empty] | #DIV/0! | 0 | 0
___ | __ | __ | _ | [8 empty] | #DIV/0! | 0 | 0
___ | __ | __ | _ | [8 empty] | #DIV/0! | 0 | 0
___ | __ | __ | _ | [8 empty] | #DIV/0! | 0 | 0
___ | __ | __ | _ | [8 empty] | #DIV/0! | 0 | 0
___ | __ | __ | _ | [8 empty] | #DIV/0! | 0 | 0
___ | __ | __ | _ | [8 empty] | #DIV/0! | 0 | 0
___ | __ | __ | _ | [8 empty] | #DIV/0! | 0 | 0
___ | __ | __ | _ | [8 empty] | #DIV/0! | 0 | 0
___ | __ | __ | _ | [8 empty] | #DIV/0! | 0 | 0
___ | __ | __ | _ | [8 empty] | #DIV/0! | 0 | 0
___ | __ | __ | _ | [8 empty] | #DIV/0! | 0 | 0
___ | __ | __ | _ | [8 empty] | #DIV/0! | 0 | 0
___ | __ | __ | _ | [8 empty] | #DIV/0! | 0 | 0
___ | __ | __ | _ | [8 empty] | #DIV/0! | 0 | 0
___ | __ | __ | _ | [8 empty] | #DIV/0! | 0 | 0
___ | __ | __ | _ | [8 empty] | #DIV/0! | 0 | 0
___ | __ | __ | _ | [8 empty] | #DIV/0! | 0 | 0
___ | __ | __ | _ | [8 empty] | #DIV/0! | 0 | 0
___ | __ | __ | _ | [8 empty] | #DIV/0! | 0 | 0
___ | __ | __ | _ | [8 empty] | #DIV/0! | 0 | 0
___ | __ | __ | _ | [8 empty] | #DIV/0! | 0 | 0
___ | __ | __ | _ | [8 empty] | #DIV/0! | 0 | 0
___ | __ | __ | _ | [8 empty] | #DIV/0! | 0 | 0
___ | __ | __ | _ | [8 empty] | #DIV/0! | 0 | 0
___ | __ | __ | _ | [8 empty] | #DIV/0! | 0 | 0
___ | __ | __ | _ | [8 empty] | #DIV/0! | 0 | 0
___ | __ | __ | _ | [8 empty] | #DIV/0! | 0 | 0
___ | __ | __ | _ | [8 empty] | #DIV/0! | 0 | 0
___ | __ | __ | _ | [8 empty] | #DIV/0! | 0 | 0
___ | __ | __ | _ | [8 empty] | #DIV/0! | 0 | 0
___ | __ | __ | _ | [8 empty] | #DIV/0! | 0 | 0
___ | __ | __ | _ | [8 empty] | #DIV/0! | 0 | 0
___ | __ | __ | _ | [8 empty] | #DIV/0! | 0 | 0
___ | __ | __ | _ | [8 empty] | #DIV/0! | 0 | 0
___ | __ | __ | _ | [8 empty] | #DIV/0! | 0 | 0
___ | __ | __ | _ | [8 empty] | #DIV/0! | 0 | 0
___ | __ | __ | _ | [8 empty] | #DIV/0! | 0 | 0
___ | __ | __ | _ | [8 empty] | #DIV/0! | 0 | 0
___ | __ | __ | _ | [8 empty] | #DIV/0! | 0 | 0
___ | __ | __ | _ | [8 empty] | #DIV/0! | 0 | 0
___ | __ | __ | _ | [8 empty] | #DIV/0! | 0 | 0
___ | __ | __ | _ | [8 empty] | #DIV/0! | 0 | 0
___ | __ | __ | _ | [8 empty] | #DIV/0! | 0 | 0
___ | __ | __ | _ | [8 empty] | #DIV/0! | 0 | 0
___ | __ | __ | _ | [8 empty] | #DIV/0! | 0 | 0
___ | __ | __ | _ | [8 empty] | #DIV/0! | 0 | 0
___ | __ | __ | _ | [8 empty] | #DIV/0! | 0 | 0
___ | __ | __ | _ | [8 empty] | #DIV/0! | 0 | 0
___ | __ | __ | _ | [8 empty] | #DIV/0! | 0 | 0
___ | __ | __ | _ | [8 empty] | #DIV/0! | 0 | 0
___ | __ | __ | _ | [8 empty] | #DIV/0! | 0 | 0
___ | __ | __ | _ | [8 empty] | #DIV/0! | 0 | 0
___ | __ | __ | _ | [8 empty] | #DIV/0! | 0 | 0
___ | __ | __ | _ | [8 empty] | #DIV/0! | 0 | 0
___ | __ | __ | _ | [8 empty] | #DIV/0! | 0 | 0
___ | __ | __ | _ | [8 empty] | #DIV/0! | 0 | 0
___ | __ | __ | _ | [8 empty] | #DIV/0! | 0 | 0
___ | __ | __ | _ | [8 empty] | #DIV/0! | 0 | 0
___ | __ | __ | _ | [8 empty] | #DIV/0! | 0 | 0
___ | __ | __ | _ | [8 empty] | #DIV/0! | 0 | 0
___ | __ | __ | _ | [8 empty] | #DIV/0! | 0 | 0
___ | __ | __ | _ | [8 empty] | #DIV/0! | 0 | 0
___ | __ | __ | _ | [8 empty] | #DIV/0! | 0 | 0
___ | __ | __ | _ | [8 empty] | #DIV/0! | 0 | 0
___ | __ | __ | _ | [8 empty] | #DIV/0! | 0 | 0
___ | __ | __ | _ | [8 empty] | #DIV/0! | 0 | 0
___ | __ | __ | _ | [8 empty] | #DIV/0! | 0 | 0
___ | __ | __ | _ | [8 empty] | #DIV/0! | 0 | 0
___ | __ | __ | _ | [8 empty] | #DIV/0! | 0 | 0
___ | __ | __ | _ | [8 empty] | #DIV/0! | 0 | 0
___ | __ | __ | _ | [8 empty] | #DIV/0! | 0 | 0
___ | __ | __ | _ | [8 empty] | #DIV/0! | 0 | 0
___ | __ | __ | _ | [8 empty] | #DIV/0! | 0 | 0
___ | __ | __ | _ | [8 empty] | #DIV/0! | 0 | 0
___ | __ | __ | _ | [8 empty] | #DIV/0! | 0 | 0
___ | __ | __ | _ | [8 empty] | #DIV/0! | 0 | 0
___ | __ | __ | _ | [8 empty] | #DIV/0! | 0 | 0
___ | __ | __ | _ | [8 empty] | #DIV/0! | 0 | 0
___ | __ | __ | _ | [8 empty] | #DIV/0! | 0 | 0
___ | __ | __ | _ | [8 empty] | #DIV/0! | 0 | 0
___ | __ | __ | _ | [8 empty] | #DIV/0! | 0 | 0
___ | __ | __ | _ | [8 empty] | #DIV/0! | 0 | 0
___ | __ | __ | _ | [8 empty] | #DIV/0! | 0 | 0
___ | __ | __ | _ | [8 empty] | #DIV/0! | 0 | 0
___ | __ | __ | _ | [8 empty] | #DIV/0! | 0 | 0
___ | __ | __ | _ | [8 empty] | #DIV/0! | 0 | 0
___ | __ | __ | _ | [8 empty] | #DIV/0! | 0 | 0
___ | __ | __ | _ | [8 empty] | #DIV/0! | 0 | 0
___ | __ | __ | _ | [8 empty] | #DIV/0! | 0 | 0
___ | __ | __ | _ | [8 empty] | #DIV/0! | 0 | 0
___ | __ | __ | _ | [8 empty] | #DIV/0! | 0 | 0
___ | __ | __ | _ | [8 empty] | #DIV/0! | 0 | 0
___ | __ | __ | _ | [8 empty] | #DIV/0! | 0 | 0
___ | __ | __ | _ | [8 empty] | #DIV/0! | 0 | 0
___ | __ | __ | _ | [8 empty] | #DIV/0! | 0 | 0
___ | __ | __ | _ | [8 empty] | #DIV/0! | 0 | 0
___ | __ | __ | _ | [8 empty] | #DIV/0! | 0 | 0
___ | __ | __ | _ | [8 empty] | #DIV/0! | 0 | 0
___ | __ | __ | _ | [8 empty] | #DIV/0! | 0 | 0
___ | __ | __ | _ | [8 empty] | #DIV/0! | 0 | 0
___ | __ | __ | _ | [8 empty] | #DIV/0! | 0 | 0
___ | __ | __ | _ | [8 empty] | #DIV/0! | 0 | 0
___ | __ | __ | _ | [8 empty] | #DIV/0! | 0 | 0
___ | __ | __ | _ | [8 empty] | #DIV/0! | 0 | 0
___ | __ | __ | _ | [8 empty] | #DIV/0! | 0 | 0
___ | __ | __ | _ | [8 empty] | #DIV/0! | 0 | 0
___ | __ | __ | _ | [8 empty] | #DIV/0! | 0 | 0
___ | __ | __ | _ | [8 empty] | #DIV/0! | 0 | 0
___ | __ | __ | _ | [8 empty] | #DIV/0! | 0 | 0
___ | __ | __ | _ | [8 empty] | #DIV/0! | 0 | 0
___ | __ | __ | _ | [8 empty] | #DIV/0! | 0 | 0
___ | __ | __ | _ | [8 empty] | #DIV/0! | 0 | 0
___ | __ | __ | _ | [8 empty] | #DIV/0! | 0 | 0
___ | __ | __ | _ | [8 empty] | #DIV/0! | 0 | 0
___ | __ | __ | _ | [8 empty] | #DIV/0! | 0 | 0
___ | __ | __ | _ | [8 empty] | #DIV/0! | 0 | 0
___ | __ | __ | _ | [8 empty] | #DIV/0! | 0 | 0
___ | __ | __ | _ | [8 empty] | #DIV/0! | 0 | 0
___ | __ | __ | _ | [8 empty] | #DIV/0! | 0 | 0
___ | __ | __ | _ | [8 empty] | #DIV/0! | 0 | 0
___ | __ | __ | _ | [8 empty] | #DIV/0! | 0 | 0
___ | __ | __ | _ | [8 empty] | #DIV/0! | 0 | 0
___ | __ | __ | _ | [8 empty] | #DIV/0! | 0 | 0
___ | __ | __ | _ | [8 empty] | #DIV/0! | 0 | 0
___ | __ | __ | _ | [8 empty] | #DIV/0! | 0 | 0
___ | __ | __ | _ | [8 empty] | #DIV/0! | 0 | 0
___ | __ | __ | _ | [8 empty] | #DIV/0! | 0 | 0
___ | __ | __ | _ | [8 empty] | #DIV/0! | 0 | 0
___ | __ | __ | _ | [8 empty] | #DIV/0! | 0 | 0
___ | __ | __ | _ | [8 empty] | #DIV/0! | 0 | 0
___ | __ | __ | _ | [8 empty] | #DIV/0! | 0 | 0
___ | __ | __ | _ | [8 empty] | #DIV/0! | 0 | 0
___ | __ | __ | _ | [8 empty] | #DIV/0! | 0 | 0
___ | __ | __ | _ | [8 empty] | #DIV/0! | 0 | 0
___ | __ | __ | _ | [8 empty] | #DIV/0! | 0 | 0
___ | __ | __ | _ | [8 empty] | #DIV/0! | 0 | 0
___ | __ | __ | _ | [8 empty] | #DIV/0! | 0 | 0
___ | __ | __ | _ | [8 empty] | #DIV/0! | 0 | 0
___ | __ | __ | _ | [8 empty] | #DIV/0! | 0 | 0
___ | __ | __ | _ | [8 empty] | #DIV/0! | 0 | 0
___ | __ | __ | _ | [8 empty] | #DIV/0! | 0 | 0
___ | __ | __ | _ | [8 empty] | #DIV/0! | 0 | 0
___ | __ | __ | _ | [8 empty] | #DIV/0! | 0 | 0
___ | __ | __ | _ | [8 empty] | #DIV/0! | 0 | 0
___ | __ | __ | _ | [8 empty] | #DIV/0! | 0 | 0
___ | __ | __ | _ | [8 empty] | #DIV/0! | 0 | 0
___ | __ | __ | _ | [8 empty] | #DIV/0! | 0 | 0
___ | __ | __ | _ | [8 empty] | #DIV/0! | 0 | 0
___ | __ | __ | _ | [8 empty] | #DIV/0! | 0 | 0
___ | __ | __ | _ | [8 empty] | #DIV/0! | 0 | 0
___ | __ | __ | _ | [8 empty] | #DIV/0! | 0 | 0
___ | __ | __ | _ | [8 empty] | #DIV/0! | 0 | 0
___ | __ | __ | _ | [8 empty] | #DIV/0! | 0 | 0
___ | __ | __ | _ | [8 empty] | #DIV/0! | 0 | 0
___ | __ | __ | _ | [8 empty] | #DIV/0! | 0 | 0
___ | __ | __ | _ | [8 empty] | #DIV/0! | 0 | 0
___ | __ | __ | _ | [8 empty] | #DIV/0! | 0 | 0
___ | __ | __ | _ | [8 empty] | #DIV/0! | 0 | 0
___ | __ | __ | _ | [8 empty] | #DIV/0! | 0 | 0
___ | __ | __ | _ | [8 empty] | #DIV/0! | 0 | 0
___ | __ | __ | _ | [8 empty] | #DIV/0! | 0 | 0
___ | __ | __ | _ | [8 empty] | #DIV/0! | 0 | 0
___ | __ | __ | _ | [8 empty] | #DIV/0! | 0 | 0
___ | __ | __ | _ | [8 empty] | #DIV/0! | 0 | 0
___ | __ | __ | _ | [8 empty] | #DIV/0! | 0 | 0
___ | __ | __ | _ | [8 empty] | #DIV/0! | 0 | 0
___ | __ | __ | _ | [8 empty] | #DIV/0! | 0 | 0
___ | __ | __ | _ | [8 empty] | #DIV/0! | 0 | 0
___ | __ | __ | _ | [8 empty] | #DIV/0! | 0 | 0
___ | __ | __ | _ | [8 empty] | #DIV/0! | 0 | 0
___ | __ | __ | _ | [8 empty] | #DIV/0! | 0 | 0
___ | __ | __ | _ | [8 empty] | #DIV/0! | 0 | 0
___ | __ | __ | _ | [8 empty] | #DIV/0! | 0 | 0
___ | __ | __ | _ | [8 empty] | #DIV/0! | 0 | 0
___ | __ | __ | _ | [8 empty] | #DIV/0! | 0 | 0
___ | __ | __ | _ | [8 empty] | #DIV/0! | 0 | 0
___ | __ | __ | _ | [8 empty] | #DIV/0! | 0 | 0
___ | __ | __ | _ | [8 empty] | #DIV/0! | 0 | 0
___ | __ | __ | _ | [8 empty] | #DIV/0! | 0 | 0
___ | __ | __ | _ | [8 empty] | #DIV/0! | 0 | 0
___ | __ | __ | _ | [8 empty] | #DIV/0! | 0 | 0
___ | __ | __ | _ | [8 empty] | #DIV/0! | 0 | 0
___ | __ | __ | _ | [8 empty] | #DIV/0! | 0 | 0
___ | __ | __ | _ | [8 empty] | #DIV/0! | 0 | 0
___ | __ | __ | _ | [8 empty] | #DIV/0! | 0 | 0
___ | __ | __ | _ | [8 empty] | #DIV/0! | 0 | 0
___ | __ | __ | _ | [8 empty] | #DIV/0! | 0 | 0
___ | __ | __ | _ | [8 empty] | #DIV/0! | 0 | 0
___ | __ | __ | _ | [8 empty] | #DIV/0! | 0 | 0
___ | __ | __ | _ | [8 empty] | #DIV/0! | 0 | 0
___ | __ | __ | _ | [8 empty] | #DIV/0! | 0 | 0
___ | __ | __ | _ | [8 empty] | #DIV/0! | 0 | 0
___ | __ | __ | _ | [8 empty] | #DIV/0! | 0 | 0
___ | __ | __ | _ | [8 empty] | #DIV/0! | 0 | 0
___ | __ | __ | _ | [8 empty] | #DIV/0! | 0 | 0
___ | __ | __ | _ | [8 empty] | #DIV/0! | 0 | 0
___ | __ | __ | _ | [8 empty] | #DIV/0! | 0 | 0
___ | __ | __ | _ | [8 empty] | #DIV/0! | 0 | 0
___ | __ | __ | _ | [8 empty] | #DIV/0! | 0 | 0
___ | __ | __ | _ | [8 empty] | #DIV/0! | 0 | 0
___ | __ | __ | _ | [8 empty] | #DIV/0! | 0 | 0
___ | __ | __ | _ | [8 empty] | #DIV/0! | 0 | 0
___ | __ | __ | _ | [8 empty] | #DIV/0! | 0 | 0
___ | __ | __ | _ | [8 empty] | #DIV/0! | 0 | 0
___ | __ | __ | _ | [8 empty] | #DIV/0! | 0 | 0
___ | __ | __ | _ | [8 empty] | #DIV/0! | 0 | 0
___ | __ | __ | _ | [8 empty] | #DIV/0! | 0 | 0
___ | __ | __ | _ | [8 empty] | #DIV/0! | 0 | 0
___ | __ | __ | _ | [8 empty] | #DIV/0! | 0 | 0
___ | __ | __ | _ | [8 empty] | #DIV/0! | 0 | 0
___ | __ | __ | _ | [8 empty] | #DIV/0! | 0 | 0
___ | __ | __ | _ | [8 empty] | #DIV/0! | 0 | 0
___ | __ | __ | _ | [8 empty] | #DIV/0! | 0 | 0
___ | __ | __ | _ | [8 empty] | #DIV/0! | 0 | 0
___ | __ | __ | _ | [8 empty] | #DIV/0! | 0 | 0
___ | __ | __ | _ | [8 empty] | #DIV/0! | 0 | 0
___ | __ | __ | _ | [8 empty] | #DIV/0! | 0 | 0
___ | __ | __ | _ | [8 empty] | #DIV/0! | 0 | 0
___ | __ | __ | _ | [8 empty] | #DIV/0! | 0 | 0
___ | __ | __ | _ | [8 empty] | #DIV/0! | 0 | 0
___ | __ | __ | _ | [8 empty] | #DIV/0! | 0 | 0
___ | __ | __ | _ | [8 empty] | #DIV/0! | 0 | 0
___ | __ | __ | _ | [8 empty] | #DIV/0! | 0 | 0
___ | __ | __ | _ | [8 empty] | #DIV/0! | 0 | 0
___ | __ | __ | _ | [8 empty] | #DIV/0! | 0 | 0
___ | __ | __ | _ | [8 empty] | #DIV/0! | 0 | 0
___ | __ | __ | _ | [8 empty] | #DIV/0! | 0 | 0
___ | __ | __ | _ | [8 empty] | #DIV/0! | 0 | 0
___ | __ | __ | _ | [8 empty] | #DIV/0! | 0 | 0
___ | __ | __ | _ | [8 empty] | #DIV/0! | 0 | 0
___ | __ | __ | _ | [8 empty] | #DIV/0! | 0 | 0
___ | __ | __ | _ | [8 empty] | #DIV/0! | 0 | 0
___ | __ | __ | _ | [8 empty] | #DIV/0! | 0 | 0
___ | __ | __ | _ | [8 empty] | #DIV/0! | 0 | 0
___ | __ | __ | _ | [8 empty] | #DIV/0! | 0 | 0
___ | __ | __ | _ | [8 empty] | #DIV/0! | 0 | 0
___ | __ | __ | _ | [8 empty] | #DIV/0! | 0 | 0
___ | __ | __ | _ | [8 empty] | #DIV/0! | 0 | 0
___ | __ | __ | _ | [8 empty] | #DIV/0! | 0 | 0
___ | __ | __ | _ | [8 empty] | #DIV/0! | 0 | 0
___ | __ | __ | _ | [8 empty] | #DIV/0! | 0 | 0
___ | __ | __ | _ | [8 empty] | #DIV/0! | 0 | 0
___ | __ | __ | _ | [8 empty] | #DIV/0! | 0 | 0
___ | __ | __ | _ | [8 empty] | #DIV/0! | 0 | 0
___ | __ | __ | _ | [8 empty] | #DIV/0! | 0 | 0
___ | __ | __ | _ | [8 empty] | #DIV/0! | 0 | 0
___ | __ | __ | _ | [8 empty] | #DIV/0! | 0 | 0
___ | __ | __ | _ | [8 empty] | #DIV/0! | 0 | 0
___ | __ | __ | _ | [8 empty] | #DIV/0! | 0 | 0
___ | __ | __ | _ | [8 empty] | #DIV/0! | 0 | 0
___ | __ | __ | _ | [8 empty] | #DIV/0! | 0 | 0
___ | __ | __ | _ | [8 empty] | #DIV/0! | 0 | 0
___ | __ | __ | _ | [8 empty] | #DIV/0! | 0 | 0
___ | __ | __ | _ | [8 empty] | #DIV/0! | 0 | 0
___ | __ | __ | _ | [8 empty] | #DIV/0! | 0 | 0
___ | __ | __ | _ | [8 empty] | #DIV/0! | 0 | 0
___ | __ | __ | _ | [8 empty] | #DIV/0! | 0 | 0
___ | __ | __ | _ | [8 empty] | #DIV/0! | 0 | 0
___ | __ | __ | _ | [8 empty] | #DIV/0! | 0 | 0
___ | __ | __ | _ | [8 empty] | #DIV/0! | 0 | 0
___ | __ | __ | _ | [8 empty] | #DIV/0! | 0 | 0
___ | __ | __ | _ | [8 empty] | #DIV/0! | 0 | 0
___ | __ | __ | _ | [8 empty] | #DIV/0! | 0 | 0
___ | __ | __ | _ | [8 empty] | #DIV/0! | 0 | 0
___ | __ | __ | _ | [8 empty] | #DIV/0! | 0 | 0
___ | __ | __ | _ | [8 empty] | #DIV/0! | 0 | 0
___ | __ | __ | _ | [8 empty] | #DIV/0! | 0 | 0
___ | __ | __ | _ | [8 empty] | #DIV/0! | 0 | 0
___ | __ | __ | _ | [8 empty] | #DIV/0! | 0 | 0
___ | __ | __ | _ | [8 empty] | #DIV/0! | 0 | 0
___ | __ | __ | _ | [8 empty] | #DIV/0! | 0 | 0
___ | __ | __ | _ | [8 empty] | #DIV/0! | 0 | 0
___ | __ | __ | _ | [8 empty] | #DIV/0! | 0 | 0
___ | __ | __ | _ | [8 empty] | #DIV/0! | 0 | 0
___ | __ | __ | _ | [8 empty] | #DIV/0! | 0 | 0
___ | __ | __ | _ | [8 empty] | #DIV/0! | 0 | 0
___ | __ | __ | _ | [8 empty] | #DIV/0! | 0 | 0
___ | __ | __ | _ | [8 empty] | #DIV/0! | 0 | 0
___ | __ | __ | _ | [8 empty] | #DIV/0! | 0 | 0
___ | __ | __ | _ | [8 empty] | #DIV/0! | 0 | 0
___ | __ | __ | _ | [8 empty] | #DIV/0! | 0 | 0
___ | __ | __ | _ | [8 empty] | #DIV/0! | 0 | 0
___ | __ | __ | _ | [8 empty] | #DIV/0! | 0 | 0
___ | __ | __ | _ | [8 empty] | #DIV/0! | 0 | 0
___ | __ | __ | _ | [8 empty] | #DIV/0! | 0 | 0
___ | __ | __ | _ | [8 empty] | #DIV/0! | 0 | 0
___ | __ | __ | _ | [8 empty] | #DIV/0! | 0 | 0
___ | __ | __ | _ | [8 empty] | #DIV/0! | 0 | 0
___ | __ | __ | _ | [8 empty] | #DIV/0! | 0 | 0
___ | __ | __ | _ | [8 empty] | #DIV/0! | 0 | 0
___ | __ | __ | _ | [8 empty] | #DIV/0! | 0 | 0
___ | __ | __ | _ | [8 empty] | #DIV/0! | 0 | 0
___ | __ | __ | _ | [8 empty] | #DIV/0! | 0 | 0
___ | __ | __ | _ | [8 empty] | #DIV/0! | 0 | 0
___ | __ | __ | _ | [8 empty] | #DIV/0! | 0 | 0
___ | __ | __ | _ | [8 empty] | #DIV/0! | 0 | 0
___ | __ | __ | _ | [8 empty] | #DIV/0! | 0 | 0
___ | __ | __ | _ | [8 empty] | #DIV/0! | 0 | 0
___ | __ | __ | _ | [8 empty] | #DIV/0! | 0 | 0
___ | __ | __ | _ | [8 empty] | #DIV/0! | 0 | 0
___ | __ | __ | _ | [8 empty] | #DIV/0! | 0 | 0
___ | __ | __ | _ | [8 empty] | #DIV/0! | 0 | 0
___ | __ | __ | _ | [8 empty] | #DIV/0! | 0 | 0
___ | __ | __ | _ | [8 empty] | #DIV/0! | 0 | 0
___ | __ | __ | _ | [8 empty] | #DIV/0! | 0 | 0
___ | __ | __ | _ | [8 empty] | #DIV/0! | 0 | 0
___ | __ | __ | _ | [8 empty] | #DIV/0! | 0 | 0
___ | __ | __ | _ | [8 empty] | #DIV/0! | 0 | 0
___ | __ | __ | _ | [8 empty] | #DIV/0! | 0 | 0
___ | __ | __ | _ | [8 empty] | #DIV/0! | 0 | 0
___ | __ | __ | _ | [8 empty] | #DIV/0! | 0 | 0
___ | __ | __ | _ | [8 empty] | #DIV/0! | 0 | 0
___ | __ | __ | _ | [8 empty] | #DIV/0! | 0 | 0
___ | __ | __ | _ | [8 empty] | #DIV/0! | 0 | 0
___ | __ | __ | _ | [8 empty] | #DIV/0! | 0 | 0
___ | __ | __ | _ | [8 empty] | #DIV/0! | 0 | 0
___ | __ | __ | _ | [8 empty] | #DIV/0! | 0 | 0
___ | __ | __ | _ | [8 empty] | #DIV/0! | 0 | 0
___ | __ | __ | _ | [8 empty] | #DIV/0! | 0 | 0
___ | __ | __ | _ | [8 empty] | #DIV/0! | 0 | 0
___ | __ | __ | _ | [8 empty] | #DIV/0! | 0 | 0
___ | __ | __ | _ | [8 empty] | #DIV/0! | 0 | 0
___ | __ | __ | _ | [8 empty] | #DIV/0! | 0 | 0
___ | __ | __ | _ | [8 empty] | #DIV/0! | 0 | 0
___ | __ | __ | _ | [8 empty] | #DIV/0! | 0 | 0
___ | __ | __ | _ | [8 empty] | #DIV/0! | 0 | 0
___ | __ | __ | _ | [8 empty] | #DIV/0! | 0 | 0
___ | __ | __ | _ | [8 empty] | #DIV/0! | 0 | 0
___ | __ | __ | _ | [8 empty] | #DIV/0! | 0 | 0
___ | __ | __ | _ | [8 empty] | #DIV/0! | 0 | 0
___ | __ | __ | _ | [8 empty] | #DIV/0! | 0 | 0
___ | __ | __ | _ | [8 empty] | #DIV/0! | 0 | 0
___ | __ | __ | _ | [8 empty] | #DIV/0! | 0 | 0
___ | __ | __ | _ | [8 empty] | #DIV/0! | 0 | 0
___ | __ | __ | _ | [8 empty] | #DIV/0! | 0 | 0
___ | __ | __ | _ | [8 empty] | #DIV/0! | 0 | 0
___ | __ | __ | _ | [8 empty] | #DIV/0! | 0 | 0
___ | __ | __ | _ | [8 empty] | #DIV/0! | 0 | 0
___ | __ | __ | _ | [8 empty] | #DIV/0! | 0 | 0
___ | __ | __ | _ | [8 empty] | #DIV/0! | 0 | 0
___ | __ | __ | _ | [8 empty] | #DIV/0! | 0 | 0
___ | __ | __ | _ | [8 empty] | #DIV/0! | 0 | 0
___ | __ | __ | _ | [8 empty] | #DIV/0! | 0 | 0
___ | __ | __ | _ | [8 empty] | #DIV/0! | 0 | 0
___ | __ | __ | _ | [8 empty] | #DIV/0! | 0 | 0
___ | __ | __ | _ | [8 empty] | #DIV/0! | 0 | 0
___ | __ | __ | _ | [8 empty] | #DIV/0! | 0 | 0
___ | __ | __ | _ | [8 empty] | #DIV/0! | 0 | 0
___ | __ | __ | _ | [8 empty] | #DIV/0! | 0 | 0
___ | __ | __ | _ | [8 empty] | #DIV/0! | 0 | 0
___ | __ | __ | _ | [8 empty] | #DIV/0! | 0 | 0
___ | __ | __ | _ | [8 empty] | #DIV/0! | 0 | 0
___ | __ | __ | _ | [8 empty] | #DIV/0! | 0 | 0
___ | __ | __ | _ | [8 empty] | #DIV/0! | 0 | 0
___ | __ | __ | _ | [8 empty] | #DIV/0! | 0 | 0
___ | __ | __ | _ | [8 empty] | #DIV/0! | 0 | 0
___ | __ | __ | _ | [8 empty] | #DIV/0! | 0 | 0
___ | __ | __ | _ | [8 empty] | #DIV/0! | 0 | 0
___ | __ | __ | _ | [8 empty] | #DIV/0! | 0 | 0
___ | __ | __ | _ | [8 empty] | #DIV/0! | 0 | 0
___ | __ | __ | _ | [8 empty] | #DIV/0! | 0 | 0
___ | __ | __ | _ | [8 empty] | #DIV/0! | 0 | 0
___ | __ | __ | _ | [8 empty] | #DIV/0! | 0 | 0
___ | __ | __ | _ | [8 empty] | #DIV/0! | 0 | 0
___ | __ | __ | _ | [8 empty] | #DIV/0! | 0 | 0
___ | __ | __ | _ | [8 empty] | #DIV/0! | 0 | 0
___ | __ | __ | _ | [8 empty] | #DIV/0! | 0 | 0
___ | __ | __ | _ | [8 empty] | #DIV/0! | 0 | 0
___ | __ | __ | _ | [8 empty] | #DIV/0! | 0 | 0
___ | __ | __ | _ | [8 empty] | #DIV/0! | 0 | 0
___ | __ | __ | _ | [8 empty] | #DIV/0! | 0 | 0
___ | __ | __ | _ | [8 empty] | #DIV/0! | 0 | 0
___ | __ | __ | _ | [8 empty] | #DIV/0! | 0 | 0
___ | __ | __ | _ | [8 empty] | #DIV/0! | 0 | 0
___ | __ | __ | _ | [8 empty] | #DIV/0! | 0 | 0
___ | __ | __ | _ | [8 empty] | #DIV/0! | 0 | 0
___ | __ | __ | _ | [8 empty] | #DIV/0! | 0 | 0
___ | __ | __ | _ | [8 empty] | #DIV/0! | 0 | 0
___ | __ | __ | _ | [8 empty] | #DIV/0! | 0 | 0
___ | __ | __ | _ | [8 empty] | #DIV/0! | 0 | 0
___ | __ | __ | _ | [8 empty] | #DIV/0! | 0 | 0
___ | __ | __ | _ | [8 empty] | #DIV/0! | 0 | 0
___ | __ | __ | _ | [8 empty] | #DIV/0! | 0 | 0
___ | __ | __ | _ | [8 empty] | #DIV/0! | 0 | 0
___ | __ | __ | _ | [8 empty] | #DIV/0! | 0 | 0
___ | __ | __ | _ | [8 empty] | #DIV/0! | 0 | 0
___ | __ | __ | _ | [8 empty] | #DIV/0! | 0 | 0
___ | __ | __ | _ | [8 empty] | #DIV/0! | 0 | 0
___ | __ | __ | _ | [8 empty] | #DIV/0! | 0 | 0
___ | __ | __ | _ | [8 empty] | #DIV/0! | 0 | 0
___ | __ | __ | _ | [8 empty] | #DIV/0! | 0 | 0
___ | __ | __ | _ | [8 empty] | #DIV/0! | 0 | 0
___ | __ | __ | _ | [8 empty] | #DIV/0! | 0 | 0
___ | __ | __ | _ | [8 empty] | #DIV/0! | 0 | 0
___ | __ | __ | _ | [8 empty] | #DIV/0! | 0 | 0
___ | __ | __ | _ | [8 empty] | #DIV/0! | 0 | 0
___ | __ | __ | _ | [8 empty] | #DIV/0! | 0 | 0
___ | __ | __ | _ | [8 empty] | #DIV/0! | 0 | 0
___ | __ | __ | _ | [8 empty] | #DIV/0! | 0 | 0
___ | __ | __ | _ | [8 empty] | #DIV/0! | 0 | 0
___ | __ | __ | _ | [8 empty] | #DIV/0! | 0 | 0
___ | __ | __ | _ | [8 empty] | #DIV/0! | 0 | 0
___ | __ | __ | _ | [8 empty] | #DIV/0! | 0 | 0
___ | __ | __ | _ | [8 empty] | #DIV/0! | 0 | 0
___ | __ | __ | _ | [8 empty] | #DIV/0! | 0 | 0
___ | __ | __ | _ | [8 empty] | #DIV/0! | 0 | 0
___ | __ | __ | _ | [8 empty] | #DIV/0! | 0 | 0
___ | __ | __ | _ | [8 empty] | #DIV/0! | 0 | 0
___ | __ | __ | _ | [8 empty] | #DIV/0! | 0 | 0
___ | __ | __ | _ | [8 empty] | #DIV/0! | 0 | 0
___ | __ | __ | _ | [8 empty] | #DIV/0! | 0 | 0
___ | __ | __ | _ | [8 empty] | #DIV/0! | 0 | 0
___ | __ | __ | _ | [8 empty] | #DIV/0! | 0 | 0
___ | __ | __ | _ | [8 empty] | #DIV/0! | 0 | 0
___ | __ | __ | _ | [8 empty] | #DIV/0! | 0 | 0
___ | __ | __ | _ | [8 empty] | #DIV/0! | 0 | 0
___ | __ | __ | _ | [8 empty] | #DIV/0! | 0 | 0
___ | __ | __ | _ | [8 empty] | #DIV/0! | 0 | 0
___ | __ | __ | _ | [8 empty] | #DIV/0! | 0 | 0
___ | __ | __ | _ | [8 empty] | #DIV/0! | 0 | 0
___ | __ | __ | _ | [8 empty] | #DIV/0! | 0 | 0
___ | __ | __ | _ | [8 empty] | #DIV/0! | 0 | 0
___ | __ | __ | _ | [8 empty] | #DIV/0! | 0 | 0
___ | __ | __ | _ | [8 empty] | #DIV/0! | 0 | 0
___ | __ | __ | _ | [8 empty] | #DIV/0! | 0 | 0
___ | __ | __ | _ | [8 empty] | #DIV/0! | 0 | 0
___ | __ | __ | _ | [8 empty] | #DIV/0! | 0 | 0
___ | __ | __ | _ | [8 empty] | #DIV/0! | 0 | 0
___ | __ | __ | _ | [8 empty] | #DIV/0! | 0 | 0
___ | __ | __ | _ | [8 empty] | #DIV/0! | 0 | 0
___ | __ | __ | _ | [8 empty] | #DIV/0! | 0 | 0
___ | __ | __ | _ | [8 empty] | #DIV/0! | 0 | 0
___ | __ | __ | _ | [8 empty] | #DIV/0! | 0 | 0
___ | __ | __ | _ | [8 empty] | #DIV/0! | 0 | 0
___ | __ | __ | _ | [8 empty] | #DIV/0! | 0 | 0
___ | __ | __ | _ | [8 empty] | #DIV/0! | 0 | 0
___ | __ | __ | _ | [8 empty] | #DIV/0! | 0 | 0
___ | __ | __ | _ | [8 empty] | #DIV/0! | 0 | 0
___ | __ | __ | _ | [8 empty] | #DIV/0! | 0 | 0
___ | __ | __ | _ | [8 empty] | #DIV/0! | 0 | 0
___ | __ | __ | _ | [8 empty] | #DIV/0! | 0 | 0
___ | __ | __ | _ | [8 empty] | #DIV/0! | 0 | 0
___ | __ | __ | _ | [8 empty] | #DIV/0! | 0 | 0
___ | __ | __ | _ | [8 empty] | #DIV/0! | 0 | 0
___ | __ | __ | _ | [8 empty] | #DIV/0! | 0 | 0
___ | __ | __ | _ | [8 empty] | #DIV/0! | 0 | 0
___ | __ | __ | _ | [8 empty] | #DIV/0! | 0 | 0
___ | __ | __ | _ | [8 empty] | #DIV/0! | 0 | 0
___ | __ | __ | _ | [8 empty] | #DIV/0! | 0 | 0
___ | __ | __ | _ | [8 empty] | #DIV/0! | 0 | 0
___ | __ | __ | _ | [8 empty] | #DIV/0! | 0 | 0
___ | __ | __ | _ | [8 empty] | #DIV/0! | 0 | 0
___ | __ | __ | _ | [8 empty] | #DIV/0! | 0 | 0
___ | __ | __ | _ | [8 empty] | #DIV/0! | 0 | 0
___ | __ | __ | _ | [8 empty] | #DIV/0! | 0 | 0
___ | __ | __ | _ | [8 empty] | #DIV/0! | 0 | 0
___ | __ | __ | _ | [8 empty] | #DIV/0! | 0 | 0
___ | __ | __ | _ | [8 empty] | #DIV/0! | 0 | 0
___ | __ | __ | _ | [8 empty] | #DIV/0! | 0 | 0
___ | __ | __ | _ | [8 empty] | #DIV/0! | 0 | 0
___ | __ | __ | _ | [8 empty] | #DIV/0! | 0 | 0
___ | __ | __ | _ | [8 empty] | #DIV/0! | 0 | 0
___ | __ | __ | _ | [8 empty] | #DIV/0! | 0 | 0
___ | __ | __ | _ | [8 empty] | #DIV/0! | 0 | 0
___ | __ | __ | _ | [8 empty] | #DIV/0! | 0 | 0
___ | __ | __ | _ | [8 empty] | #DIV/0! | 0 | 0
___ | __ | __ | _ | [8 empty] | #DIV/0! | 0 | 0
___ | __ | __ | _ | [8 empty] | #DIV/0! | 0 | 0
___ | __ | __ | _ | [8 empty] | #DIV/0! | 0 | 0
___ | __ | __ | _ | [8 empty] | #DIV/0! | 0 | 0
___ | __ | __ | _ | [8 empty] | #DIV/0! | 0 | 0
___ | __ | __ | _ | [8 empty] | #DIV/0! | 0 | 0
___ | __ | __ | _ | [8 empty] | #DIV/0! | 0 | 0
___ | __ | __ | _ | [8 empty] | #DIV/0! | 0 | 0
___ | __ | __ | _ | [8 empty] | #DIV/0! | 0 | 0
___ | __ | __ | _ | [8 empty] | #DIV/0! | 0 | 0
___ | __ | __ | _ | [8 empty] | #DIV/0! | 0 | 0
___ | __ | __ | _ | [8 empty] | #DIV/0! | 0 | 0
___ | __ | __ | _ | [8 empty] | #DIV/0! | 0 | 0
___ | __ | __ | _ | [8 empty] | #DIV/0! | 0 | 0
___ | __ | __ | _ | [8 empty] | #DIV/0! | 0 | 0
___ | __ | __ | _ | [8 empty] | #DIV/0! | 0 | 0
___ | __ | __ | _ | [8 empty] | #DIV/0! | 0 | 0
___ | __ | __ | _ | [8 empty] | #DIV/0! | 0 | 0
___ | __ | __ | _ | [8 empty] | #DIV/0! | 0 | 0
___ | __ | __ | _ | [8 empty] | #DIV/0! | 0 | 0
___ | __ | __ | _ | [8 empty] | #DIV/0! | 0 | 0
___ | __ | __ | _ | [8 empty] | #DIV/0! | 0 | 0
___ | __ | __ | _ | [8 empty] | #DIV/0! | 0 | 0
___ | __ | __ | _ | [8 empty] | #DIV/0! | 0 | 0
___ | __ | __ | _ | [8 empty] | #DIV/0! | 0 | 0
___ | __ | __ | _ | [8 empty] | #DIV/0! | 0 | 0
___ | __ | __ | _ | [8 empty] | #DIV/0! | 0 | 0
___ | __ | __ | _ | [8 empty] | #DIV/0! | 0 | 0
___ | __ | __ | _ | [8 empty] | #DIV/0! | 0 | 0
___ | __ | __ | _ | [8 empty] | #DIV/0! | 0 | 0
___ | __ | __ | _ | [8 empty] | #DIV/0! | 0 | 0
___ | __ | __ | _ | [8 empty] | #DIV/0! | 0 | 0
___ | __ | __ | _ | [8 empty] | #DIV/0! | 0 | 0
___ | __ | __ | _ | [8 empty] | #DIV/0! | 0 | 0
___ | __ | __ | _ | [8 empty] | #DIV/0! | 0 | 0
___ | __ | __ | _ | [8 empty] | #DIV/0! | 0 | 0
___ | __ | __ | _ | [8 empty] | #DIV/0! | 0 | 0
___ | __ | __ | _ | [8 empty] | #DIV/0! | 0 | 0
___ | __ | __ | _ | [8 empty] | #DIV/0! | 0 | 0
___ | __ | __ | _ | [8 empty] | #DIV/0! | 0 | 0
___ | __ | __ | _ | [8 empty] | #DIV/0! | 0 | 0
___ | __ | __ | _ | [8 empty] | #DIV/0! | 0 | 0
___ | __ | __ | _ | [8 empty] | #DIV/0! | 0 | 0
___ | __ | __ | _ | [8 empty] | #DIV/0! | 0 | 0
___ | __ | __ | _ | [8 empty] | #DIV/0! | 0 | 0
___ | __ | __ | _ | [8 empty] | #DIV/0! | 0 | 0
___ | __ | __ | _ | [8 empty] | #DIV/0! | 0 | 0
___ | __ | __ | _ | [8 empty] | #DIV/0! | 0 | 0
___ | __ | __ | _ | [8 empty] | #DIV/0! | 0 | 0
___ | __ | __ | _ | [8 empty] | #DIV/0! | 0 | 0
___ | __ | __ | _ | [8 empty] | #DIV/0! | 0 | 0
___ | __ | __ | _ | [8 empty] | #DIV/0! | 0 | 0
___ | __ | __ | _ | [8 empty] | #DIV/0! | 0 | 0
___ | __ | __ | _ | [8 empty] | #DIV/0! | 0 | 0
___ | __ | __ | _ | [8 empty] | #DIV/0! | 0 | 0
___ | __ | __ | _ | [8 empty] | #DIV/0! | 0 | 0
___ | __ | __ | _ | [8 empty] | #DIV/0! | 0 | 0
___ | __ | __ | _ | [8 empty] | #DIV/0! | 0 | 0
___ | __ | __ | _ | [8 empty] | #DIV/0! | 0 | 0
___ | __ | __ | _ | [8 empty] | #DIV/0! | 0 | 0
___ | __ | __ | _ | [8 empty] | #DIV/0! | 0 | 0
___ | __ | __ | _ | [8 empty] | #DIV/0! | 0 | 0
___ | __ | __ | _ | [8 empty] | #DIV/0! | 0 | 0
___ | __ | __ | _ | [8 empty] | #DIV/0! | 0 | 0
___ | __ | __ | _ | [8 empty] | #DIV/0! | 0 | 0
___ | __ | __ | _ | [8 empty] | #DIV/0! | 0 | 0
___ | __ | __ | _ | [8 empty] | #DIV/0! | 0 | 0
___ | __ | __ | _ | [8 empty] | #DIV/0! | 0 | 0
___ | __ | __ | _ | [8 empty] | #DIV/0! | 0 | 0
___ | __ | __ | _ | [8 empty] | #DIV/0! | 0 | 0
___ | __ | __ | _ | [8 empty] | #DIV/0! | 0 | 0
___ | __ | __ | _ | [8 empty] | #DIV/0! | 0 | 0
___ | __ | __ | _ | [8 empty] | #DIV/0! | 0 | 0
___ | __ | __ | _ | [8 empty] | #DIV/0! | 0 | 0
___ | __ | __ | _ | [8 empty] | #DIV/0! | 0 | 0
___ | __ | __ | _ | [8 empty] | #DIV/0! | 0 | 0
___ | __ | __ | _ | [8 empty] | #DIV/0! | 0 | 0
___ | __ | __ | _ | [8 empty] | #DIV/0! | 0 | 0
___ | __ | __ | _ | [8 empty] | #DIV/0! | 0 | 0
___ | __ | __ | _ | [8 empty] | #DIV/0! | 0 | 0
___ | __ | __ | _ | [8 empty] | #DIV/0! | 0 | 0
___ | __ | __ | _ | [8 empty] | #DIV/0! | 0 | 0
___ | __ | __ | _ | [8 empty] | #DIV/0! | 0 | 0
___ | __ | __ | _ | [8 empty] | #DIV/0! | 0 | 0
___ | __ | __ | _ | [8 empty] | #DIV/0! | 0 | 0
___ | __ | __ | _ | [8 empty] | #DIV/0! | 0 | 0
___ | __ | __ | _ | [8 empty] | #DIV/0! | 0 | 0
___ | __ | __ | _ | [8 empty] | #DIV/0! | 0 | 0
___ | __ | __ | _ | [8 empty] | #DIV/0! | 0 | 0
___ | __ | __ | _ | [8 empty] | #DIV/0! | 0 | 0
___ | __ | __ | _ | [8 empty] | #DIV/0! | 0 | 0
___ | __ | __ | _ | [8 empty] | #DIV/0! | 0 | 0
___ | __ | __ | _ | [8 empty] | #DIV/0! | 0 | 0
___ | __ | __ | _ | [8 empty] | #DIV/0! | 0 | 0
___ | __ | __ | _ | [8 empty] | #DIV/0! | 0 | 0
___ | __ | __ | _ | [8 empty] | #DIV/0! | 0 | 0
___ | __ | __ | _ | [8 empty] | #DIV/0! | 0 | 0
___ | __ | __ | _ | [8 empty] | #DIV/0! | 0 | 0
___ | __ | __ | _ | [8 empty] | #DIV/0! | 0 | 0
___ | __ | __ | _ | [8 empty] | #DIV/0! | 0 | 0
___ | __ | __ | _ | [8 empty] | #DIV/0! | 0 | 0
___ | __ | __ | _ | [8 empty] | #DIV/0! | 0 | 0
___ | __ | __ | _ | [8 empty] | #DIV/0! | 0 | 0
___ | __ | __ | _ | [8 empty] | #DIV/0! | 0 | 0
___ | __ | __ | _ | [8 empty] | #DIV/0! | 0 | 0
___ | __ | __ | _ | [8 empty] | #DIV/0! | 0 | 0
___ | __ | __ | _ | [8 empty] | #DIV/0! | 0 | 0
___ | __ | __ | _ | [8 empty] | #DIV/0! | 0 | 0
___ | __ | __ | _ | [8 empty] | #DIV/0! | 0 | 0
___ | __ | __ | _ | [8 empty] | #DIV/0! | 0 | 0
___ | __ | __ | _ | [8 empty] | #DIV/0! | 0 | 0
___ | __ | __ | _ | [8 empty] | #DIV/0! | 0 | 0
___ | __ | __ | _ | [8 empty] | #DIV/0! | 0 | 0
___ | __ | __ | _ | [8 empty] | #DIV/0! | 0 | 0
___ | __ | __ | _ | [8 empty] | #DIV/0! | 0 | 0
___ | __ | __ | _ | [8 empty] | #DIV/0! | 0 | 0
___ | __ | __ | _ | [8 empty] | #DIV/0! | 0 | 0
___ | __ | __ | _ | [8 empty] | #DIV/0! | 0 | 0
___ | __ | __ | _ | [8 empty] | #DIV/0! | 0 | 0
___ | __ | __ | _ | [8 empty] | #DIV/0! | 0 | 0
___ | __ | __ | _ | [8 empty] | #DIV/0! | 0 | 0
___ | __ | __ | _ | [8 empty] | #DIV/0! | 0 | 0
___ | __ | __ | _ | [8 empty] | #DIV/0! | 0 | 0
___ | __ | __ | _ | [8 empty] | #DIV/0! | 0 | 0
___ | __ | __ | _ | [8 empty] | #DIV/0! | 0 | 0
___ | __ | __ | _ | [8 empty] | #DIV/0! | 0 | 0
___ | __ | __ | _ | [8 empty] | #DIV/0! | 0 | 0
___ | __ | __ | _ | [8 empty] | #DIV/0! | 0 | 0
___ | __ | __ | _ | [8 empty] | #DIV/0! | 0 | 0
___ | __ | __ | _ | [8 empty] | #DIV/0! | 0 | 0
___ | __ | __ | _ | [8 empty] | #DIV/0! | 0 | 0
___ | __ | __ | _ | [8 empty] | #DIV/0! | 0 | 0
___ | __ | __ | _ | [8 empty] | #DIV/0! | 0 | 0
___ | __ | __ | _ | [8 empty] | #DIV/0! | 0 | 0
___ | __ | __ | _ | [8 empty] | #DIV/0! | 0 | 0
___ | __ | __ | _ | [8 empty] | #DIV/0! | 0 | 0
___ | __ | __ | _ | [8 empty] | #DIV/0! | 0 | 0
___ | __ | __ | _ | [8 empty] | #DIV/0! | 0 | 0
___ | __ | __ | _ | [8 empty] | #DIV/0! | 0 | 0
___ | __ | __ | _ | [8 empty] | #DIV/0! | 0 | 0
___ | __ | __ | _ | [8 empty] | #DIV/0! | 0 | 0
___ | __ | __ | _ | [8 empty] | #DIV/0! | 0 | 0
___ | __ | __ | _ | [8 empty] | #DIV/0! | 0 | 0
___ | __ | __ | _ | [8 empty] | #DIV/0! | 0 | 0
___ | __ | __ | _ | [8 empty] | #DIV/0! | 0 | 0
___ | __ | __ | _ | [8 empty] | #DIV/0! | 0 | 0
___ | __ | __ | _ | [8 empty] | #DIV/0! | 0 | 0
___ | __ | __ | _ | [8 empty] | #DIV/0! | 0 | 0
___ | __ | __ | _ | [8 empty] | #DIV/0! | 0 | 0
___ | __ | __ | _ | [8 empty] | #DIV/0! | 0 | 0
___ | __ | __ | _ | [8 empty] | #DIV/0! | 0 | 0
___ | __ | __ | _ | [8 empty] | #DIV/0! | 0 | 0
___ | __ | __ | _ | [8 empty] | #DIV/0! | 0 | 0
___ | __ | __ | _ | [8 empty] | #DIV/0! | 0 | 0
___ | __ | __ | _ | [8 empty] | #DIV/0! | 0 | 0
___ | __ | __ | _ | [8 empty] | #DIV/0! | 0 | 0
___ | __ | __ | _ | [8 empty] | #DIV/0! | 0 | 0
___ | __ | __ | _ | [8 empty] | #DIV/0! | 0 | 0
___ | __ | __ | _ | [8 empty] | #DIV/0! | 0 | 0
___ | __ | __ | _ | [8 empty] | #DIV/0! | 0 | 0
___ | __ | __ | _ | [8 empty] | #DIV/0! | 0 | 0
___ | __ | __ | _ | [8 empty] | #DIV/0! | 0 | 0
___ | __ | __ | _ | [8 empty] | #DIV/0! | 0 | 0
___ | __ | __ | _ | [8 empty] | #DIV/0! | 0 | 0
___ | __ | __ | _ | [8 empty] | #DIV/0! | 0 | 0
___ | __ | __ | _ | [8 empty] | #DIV/0! | 0 | 0
___ | __ | __ | _ | [8 empty] | #DIV/0! | 0 | 0
___ | __ | __ | _ | [8 empty] | #DIV/0! | 0 | 0
___ | __ | __ | _ | [8 empty] | #DIV/0! | 0 | 0
___ | __ | __ | _ | [8 empty] | #DIV/0! | 0 | 0
___ | __ | __ | _ | [8 empty] | #DIV/0! | 0 | 0
___ | __ | __ | _ | [8 empty] | #DIV/0! | 0 | 0
___ | __ | __ | _ | [8 empty] | #DIV/0! | 0 | 0
___ | __ | __ | _ | [8 empty] | #DIV/0! | 0 | 0
___ | __ | __ | _ | [8 empty] | #DIV/0! | 0 | 0
___ | __ | __ | _ | [8 empty] | #DIV/0! | 0 | 0
___ | __ | __ | _ | [8 empty] | #DIV/0! | 0 | 0
___ | __ | __ | _ | [8 empty] | #DIV/0! | 0 | 0
___ | __ | __ | _ | [8 empty] | #DIV/0! | 0 | 0
___ | __ | __ | _ | [8 empty] | #DIV/0! | 0 | 0
___ | __ | __ | _ | [8 empty] | #DIV/0! | 0 | 0
___ | __ | __ | _ | [8 empty] | #DIV/0! | 0 | 0
___ | __ | __ | _ | [8 empty] | #DIV/0! | 0 | 0
___ | __ | __ | _ | [8 empty] | #DIV/0! | 0 | 0
___ | __ | __ | _ | [8 empty] | #DIV/0! | 0 | 0
___ | __ | __ | _ | [8 empty] | #DIV/0! | 0 | 0
___ | __ | __ | _ | [8 empty] | #DIV/0! | 0 | 0
___ | __ | __ | _ | [8 empty] | #DIV/0! | 0 | 0
___ | __ | __ | _ | [8 empty] | #DIV/0! | 0 | 0
___ | __ | __ | _ | [8 empty] | #DIV/0! | 0 | 0
___ | __ | __ | _ | [8 empty] | #DIV/0! | 0 | 0
___ | __ | __ | _ | [8 empty] | #DIV/0! | 0 | 0
___ | __ | __ | _ | [8 empty] | #DIV/0! | 0 | 0
___ | __ | __ | _ | [8 empty] | #DIV/0! | 0 | 0
___ | __ | __ | _ | [8 empty] | #DIV/0! | 0 | 0
___ | __ | __ | _ | [8 empty] | #DIV/0! | 0 | 0
___ | __ | __ | _ | [8 empty] | #DIV/0! | 0 | 0
___ | __ | __ | _ | [8 empty] | #DIV/0! | 0 | 0
___ | __ | __ | _ | [8 empty] | #DIV/0! | 0 | 0
___ | __ | __ | _ | [8 empty] | #DIV/0! | 0 | 0
___ | __ | __ | _ | [8 empty] | #DIV/0! | 0 | 0
___ | __ | __ | _ | [8 empty] | #DIV/0! | 0 | 0
___ | __ | __ | _ | [8 empty] | #DIV/0! | 0 | 0
___ | __ | __ | _ | [8 empty] | #DIV/0! | 0 | 0
___ | __ | __ | _ | [8 empty] | #DIV/0! | 0 | 0
___ | __ | __ | _ | [8 empty] | #DIV/0! | 0 | 0
___ | __ | __ | _ | [8 empty] | #DIV/0! | 0 | 0
___ | __ | __ | _ | [8 empty] | #DIV/0! | 0 | 0
___ | __ | __ | _ | [8 empty] | #DIV/0! | 0 | 0
___ | __ | __ | _ | [8 empty] | #DIV/0! | 0 | 0
___ | __ | __ | _ | [8 empty] | #DIV/0! | 0 | 0
___ | __ | __ | _ | [8 empty] | #DIV/0! | 0 | 0
___ | __ | __ | _ | [8 empty] | #DIV/0! | 0 | 0
___ | __ | __ | _ | [8 empty] | #DIV/0! | 0 | 0
___ | __ | __ | _ | [8 empty] | #DIV/0! | 0 | 0
___ | __ | __ | _ | [8 empty] | #DIV/0! | 0 | 0
___ | __ | __ | _ | [8 empty] | #DIV/0! | 0 | 0
___ | __ | __ | _ | [8 empty] | #DIV/0! | 0 | 0
___ | __ | __ | _ | [8 empty] | #DIV/0! | 0 | 0
___ | __ | __ | _ | [8 empty] | #DIV/0! | 0 | 0
___ | __ | __ | _ | [8 empty] | #DIV/0! | 0 | 0
___ | __ | __ | _ | [8 empty] | #DIV/0! | 0 | 0
___ | __ | __ | _ | [8 empty] | #DIV/0! | 0 | 0
___ | __ | __ | _ | [8 empty] | #DIV/0! | 0 | 0
___ | __ | __ | _ | [8 empty] | #DIV/0! | 0 | 0
___ | __ | __ | _ | [8 empty] | #DIV/0! | 0 | 0
___ | __ | __ | _ | [8 empty] | #DIV/0! | 0 | 0
___ | __ | __ | _ | [8 empty] | #DIV/0! | 0 | 0
___ | __ | __ | _ | [8 empty] | #DIV/0! | 0 | 0
___ | __ | __ | _ | [8 empty] | #DIV/0! | 0 | 0
___ | __ | __ | _ | [8 empty] | #DIV/0! | 0 | 0
___ | __ | __ | _ | [8 empty] | #DIV/0! | 0 | 0
___ | __ | __ | _ | [8 empty] | #DIV/0! | 0 | 0
___ | __ | __ | _ | [8 empty] | #DIV/0! | 0 | 0
___ | __ | __ | _ | [8 empty] | #DIV/0! | 0 | 0
___ | __ | __ | _ | [8 empty] | #DIV/0! | 0 | 0
___ | __ | __ | _ | [8 empty] | #DIV/0! | 0 | 0
___ | __ | __ | _ | [8 empty] | #DIV/0! | 0 | 0
___ | __ | __ | _ | [8 empty] | #DIV/0! | 0 | 0
___ | __ | __ | _ | [8 empty] | #DIV/0! | 0 | 0
___ | __ | __ | _ | [8 empty] | #DIV/0! | 0 | 0
___ | __ | __ | _ | [8 empty] | #DIV/0! | 0 | 0
___ | __ | __ | _ | [8 empty] | #DIV/0! | 0 | 0
___ | __ | __ | _ | [8 empty] | #DIV/0! | 0 | 0
___ | __ | __ | _ | [8 empty] | #DIV/0! | 0 | 0
___ | __ | __ | _ | [8 empty] | #DIV/0! | 0 | 0
___ | __ | __ | _ | [8 empty] | #DIV/0! | 0 | 0
___ | __ | __ | _ | [8 empty] | #DIV/0! | 0 | 0
___ | __ | __ | _ | [8 empty] | #DIV/0! | 0 | 0
___ | __ | __ | _ | [8 empty] | #DIV/0! | 0 | 0
___ | __ | __ | _ | [8 empty] | #DIV/0! | 0 | 0
___ | __ | __ | _ | [8 empty] | #DIV/0! | 0 | 0
___ | __ | __ | _ | [8 empty] | #DIV/0! | 0 | 0
___ | __ | __ | _ | [8 empty] | #DIV/0! | 0 | 0
___ | __ | __ | _ | [8 empty] | #DIV/0! | 0 | 0
___ | __ | __ | _ | [8 empty] | #DIV/0! | 0 | 0
___ | __ | __ | _ | [8 empty] | #DIV/0! | 0 | 0
___ | __ | __ | _ | [8 empty] | #DIV/0! | 0 | 0
___ | __ | __ | _ | [8 empty] | #DIV/0! | 0 | 0
___ | __ | __ | _ | [8 empty] | #DIV/0! | 0 | 0
___ | __ | __ | _ | [8 empty] | #DIV/0! | 0 | 0
___ | __ | __ | _ | [8 empty] | #DIV/0! | 0 | 0
___ | __ | __ | _ | [8 empty] | #DIV/0! | 0 | 0
___ | __ | __ | _ | [8 empty] | #DIV/0! | 0 | 0
___ | __ | __ | _ | [8 empty] | #DIV/0! | 0 | 0
___ | __ | __ | _ | [8 empty] | #DIV/0! | 0 | 0
___ | __ | __ | _ | [8 empty] | #DIV/0! | 0 | 0
___ | __ | __ | _ | [8 empty] | #DIV/0! | 0 | 0
___ | __ | __ | _ | [8 empty] | #DIV/0! | 0 | 0
___ | __ | __ | _ | [8 empty] | #DIV/0! | 0 | 0
___ | __ | __ | _ | [8 empty] | #DIV/0! | 0 | 0
___ | __ | __ | _ | [8 empty] | #DIV/0! | 0 | 0
___ | __ | __ | _ | [8 empty] | #DIV/0! | 0 | 0
___ | __ | __ | _ | [8 empty] | #DIV/0! | 0 | 0
___ | __ | __ | _ | [8 empty] | #DIV/0! | 0 | 0
___ | __ | __ | _ | [8 empty] | #DIV/0! | 0 | 0
___ | __ | __ | _ | [8 empty] | #DIV/0! | 0 | 0
___ | __ | __ | _ | [8 empty] | #DIV/0! | 0 | 0
___ | __ | __ | _ | [8 empty] | #DIV/0! | 0 | 0
___ | __ | __ | _ | [8 empty] | #DIV/0! | 0 | 0
___ | __ | __ | _ | [8 empty] | #DIV/0! | 0 | 0
___ | __ | __ | _ | [8 empty] | #DIV/0! | 0 | 0
___ | __ | __ | _ | [8 empty] | #DIV/0! | 0 | 0
___ | __ | __ | _ | [8 empty] | #DIV/0! | 0 | 0
___ | __ | __ | _ | [8 empty] | #DIV/0! | 0 | 0
___ | __ | __ | _ | [8 empty] | #DIV/0! | 0 | 0
___ | __ | __ | _ | [8 empty] | #DIV/0! | 0 | 0
___ | __ | __ | _ | [8 empty] | #DIV/0! | 0 | 0
___ | __ | __ | _ | [8 empty] | #DIV/0! | 0 | 0
___ | __ | __ | _ | [8 empty] | #DIV/0! | 0 | 0
___ | __ | __ | _ | [8 empty] | #DIV/0! | 0 | 0
___ | __ | __ | _ | [8 empty] | #DIV/0! | 0 | 0
___ | __ | __ | _ | [8 empty] | #DIV/0! | 0 | 0
___ | __ | __ | _ | [8 empty] | #DIV/0! | 0 | 0
___ | __ | __ | _ | [8 empty] | #DIV/0! | 0 | 0
___ | __ | __ | _ | [8 empty] | #DIV/0! | 0 | 0
___ | __ | __ | _ | [8 empty] | #DIV/0! | 0 | 0
___ | __ | __ | _ | [8 empty] | #DIV/0! | 0 | 0
___ | __ | __ | _ | [8 empty] | #DIV/0! | 0 | 0
___ | __ | __ | _ | [8 empty] | #DIV/0! | 0 | 0
___ | __ | __ | _ | [8 empty] | #DIV/0! | 0 | 0
___ | __ | __ | _ | [8 empty] | #DIV/0! | 0 | 0
___ | __ | __ | _ | [8 empty] | #DIV/0! | 0 | 0
___ | __ | __ | _ | [8 empty] | #DIV/0! | 0 | 0
___ | __ | __ | _ | [8 empty] | #DIV/0! | 0 | 0
___ | __ | __ | _ | [8 empty] | #DIV/0! | 0 | 0
___ | __ | __ | _ | [8 empty] | #DIV/0! | 0 | 0
___ | __ | __ | _ | [8 empty] | #DIV/0! | 0 | 0
___ | __ | __ | _ | [8 empty] | #DIV/0! | 0 | 0
___ | __ | __ | _ | [8 empty] | #DIV/0! | 0 | 0
___ | __ | __ | _ | [8 empty] | #DIV/0! | 0 | 0
___ | __ | __ | _ | [8 empty] | #DIV/0! | 0 | 0
___ | __ | __ | _ | [8 empty] | #DIV/0! | 0 | 0
___ | __ | __ | _ | [8 empty] | #DIV/0! | 0 | 0
___ | __ | __ | _ | [8 empty] | #DIV/0! | 0 | 0
___ | __ | __ | _ | [8 empty] | #DIV/0! | 0 | 0
___ | __ | __ | _ | [8 empty] | #DIV/0! | 0 | 0
___ | __ | __ | _ | [8 empty] | #DIV/0! | 0 | 0
___ | __ | __ | _ | [8 empty] | #DIV/0! | 0 | 0
___ | __ | __ | _ | [8 empty] | #DIV/0! | 0 | 0
___ | __ | __ | _ | [8 empty] | #DIV/0! | 0 | 0
___ | __ | __ | _ | [8 empty] | #DIV/0! | 0 | 0
___ | __ | __ | _ | [8 empty] | #DIV/0! | 0 | 0
___ | __ | __ | _ | [8 empty] | #DIV/0! | 0 | 0
___ | __ | __ | _ | [8 empty] | #DIV/0! | 0 | 0
___ | __ | __ | _ | [8 empty] | #DIV/0! | 0 | 0
___ | __ | __ | _ | [8 empty] | #DIV/0! | 0 | 0
___ | __ | __ | _ | [8 empty] | #DIV/0! | 0 | 0
___ | __ | __ | _ | [8 empty] | #DIV/0! | 0 | 0
___ | __ | __ | _ | [8 empty] | #DIV/0! | 0 | 0
___ | __ | __ | _ | [8 empty] | #DIV/0! | 0 | 0
___ | __ | __ | _ | [8 empty] | #DIV/0! | 0 | 0
___ | __ | __ | _ | [8 empty] | #DIV/0! | 0 | 0
___ | __ | __ | _ | [8 empty] | #DIV/0! | 0 | 0
___ | __ | __ | _ | [8 empty] | #DIV/0! | 0 | 0
___ | __ | __ | _ | [8 empty] | #DIV/0! | 0 | 0
___ | __ | __ | _ | [8 empty] | #DIV/0! | 0 | 0
___ | __ | __ | _ | [8 empty] | #DIV/0! | 0 | 0
___ | __ | __ | _ | [8 empty] | #DIV/0! | 0 | 0
___ | __ | __ | _ | [8 empty] | #DIV/0! | 0 | 0
___ | __ | __ | _ | [8 empty] | #DIV/0! | 0 | 0
___ | __ | __ | _ | [8 empty] | #DIV/0! | 0 | 0
___ | __ | __ | _ | [8 empty] | #DIV/0! | 0 | 0
___ | __ | __ | _ | [8 empty] | #DIV/0! | 0 | 0
___ | __ | __ | _ | [8 empty] | #DIV/0! | 0 | 0
___ | __ | __ | _ | [8 empty] | #DIV/0! | 0 | 0
___ | __ | __ | _ | [8 empty] | #DIV/0! | 0 | 0
___ | __ | __ | _ | [8 empty] | #DIV/0! | 0 | 0
___ | __ | __ | _ | [8 empty] | #DIV/0! | 0 | 0
___ | __ | __ | _ | [8 empty] | #DIV/0! | 0 | 0
___ | __ | __ | _ | [8 empty] | #DIV/0! | 0 | 0
___ | __ | __ | _ | [8 empty] | #DIV/0! | 0 | 0
___ | __ | __ | _ | [8 empty] | #DIV/0! | 0 | 0
___ | __ | __ | _ | [8 empty] | #DIV/0! | 0 | 0
___ | __ | __ | _ | [8 empty] | #DIV/0! | 0 | 0
___ | __ | __ | _ | [8 empty] | #DIV/0! | 0 | 0
___ | __ | __ | _ | [8 empty] | #DIV/0! | 0 | 0
___ | __ | __ | _ | [8 empty] | #DIV/0! | 0 | 0
___ | __ | __ | _ | [8 empty] | #DIV/0! | 0 | 0
___ | __ | __ | _ | [8 empty] | #DIV/0! | 0 | 0
___ | __ | __ | _ | [8 empty] | #DIV/0! | 0 | 0
___ | __ | __ | _ | [8 empty] | #DIV/0! | 0 | 0
___ | __ | __ | _ | [8 empty] | #DIV/0! | 0 | 0
___ | __ | __ | _ | [8 empty] | #DIV/0! | 0 | 0
___ | __ | __ | _ | [8 empty] | #DIV/0! | 0 | 0
___ | __ | __ | _ | [8 empty] | #DIV/0! | 0 | 0
___ | __ | __ | _ | [8 empty] | #DIV/0! | 0 | 0
___ | __ | __ | _ | [8 empty] | #DIV/0! | 0 | 0
___ | __ | __ | _ | [8 empty] | #DIV/0! | 0 | 0
___ | __ | __ | _ | [8 empty] | #DIV/0! | 0 | 0
___ | __ | __ | _ | [8 empty] | #DIV/0! | 0 | 0
___ | __ | __ | _ | [8 empty] | #DIV/0! | 0 | 0
___ | __ | __ | _ | [8 empty] | #DIV/0! | 0 | 0
___ | __ | __ | _ | [8 empty] | #DIV/0! | 0 | 0
___ | __ | __ | _ | [8 empty] | #DIV/0! | 0 | 0
___ | __ | __ | _ | [8 empty] | #DIV/0! | 0 | 0
___ | __ | __ | _ | [8 empty] | #DIV/0! | 0 | 0
___ | __ | __ | _ | [8 empty] | #DIV/0! | 0 | 0
___ | __ | __ | _ | [8 empty] | #DIV/0! | 0 | 0
___ | __ | __ | _ | [8 empty] | #DIV/0! | 0 | 0
___ | __ | __ | _ | [8 empty] | #DIV/0! | 0 | 0
___ | __ | __ | _ | [8 empty] | #DIV/0! | 0 | 0
___ | __ | __ | _ | [8 empty] | #DIV/0! | 0 | 0
___ | __ | __ | _ | [8 empty] | #DIV/0! | 0 | 0
___ | __ | __ | _ | [8 empty] | #DIV/0! | 0 | 0
___ | __ | __ | _ | [8 empty] | #DIV/0! | 0 | 0
___ | __ | __ | _ | [8 empty] | #DIV/0! | 0 | 0
___ | __ | __ | _ | [8 empty] | #DIV/0! | 0 | 0
___ | __ | __ | _ | [8 empty] | #DIV/0! | 0 | 0
___ | __ | __ | _ | [8 empty] | #DIV/0! | 0 | 0
___ | __ | __ | _ | [8 empty] | #DIV/0! | 0 | 0
___ | __ | __ | _ | [8 empty] | #DIV/0! | 0 | 0
___ | __ | __ | _ | [8 empty] | #DIV/0! | 0 | 0
___ | __ | __ | _ | [8 empty] | #DIV/0! | 0 | 0
___ | __ | __ | _ | [8 empty] | #DIV/0! | 0 | 0
___ | __ | __ | _ | [8 empty] | #DIV/0! | 0 | 0
___ | __ | __ | _ | [8 empty] | #DIV/0! | 0 | 0
___ | __ | __ | _ | [8 empty] | #DIV/0! | 0 | 0
___ | __ | __ | _ | [8 empty] | #DIV/0! | 0 | 0
___ | __ | __ | _ | [8 empty] | #DIV/0! | 0 | 0
___ | __ | __ | _ | [8 empty] | #DIV/0! | 0 | 0
___ | __ | __ | _ | [8 empty] | #DIV/0! | 0 | 0
___ | __ | __ | _ | [8 empty] | #DIV/0! | 0 | 0
___ | __ | __ | _ | [8 empty] | #DIV/0! | 0 | 0
___ | __ | __ | _ | [8 empty] | #DIV/0! | 0 | 0
___ | __ | __ | _ | [8 empty] | #DIV/0! | 0 | 0
___ | __ | __ | _ | [8 empty] | #DIV/0! | 0 | 0
___ | __ | __ | _ | [8 empty] | #DIV/0! | 0 | 0
___ | __ | __ | _ | [8 empty] | #DIV/0! | 0 | 0
___ | __ | __ | _ | [8 empty] | #DIV/0! | 0 | 0
___ | __ | __ | _ | [8 empty] | #DIV/0! | 0 | 0
___ | __ | __ | _ | [8 empty] | #DIV/0! | 0 | 0
___ | __ | __ | _ | [8 empty] | #DIV/0! | 0 | 0
___ | __ | __ | _ | [8 empty] | #DIV/0! | 0 | 0
___ | __ | __ | _ | [8 empty] | #DIV/0! | 0 | 0
___ | __ | __ | _ | [8 empty] | #DIV/0! | 0 | 0
___ | __ | __ | _ | [8 empty] | #DIV/0! | 0 | 0
___ | __ | __ | _ | [8 empty] | #DIV/0! | 0 | 0
___ | __ | __ | _ | [8 empty] | #DIV/0! | 0 | 0
___ | __ | __ | _ | [8 empty] | #DIV/0! | 0 | 0
___ | __ | __ | _ | [8 empty] | #DIV/0! | 0 | 0
___ | __ | __ | _ | [8 empty] | #DIV/0! | 0 | 0
___ | __ | __ | _ | [8 empty] | #DIV/0! | 0 | 0
___ | __ | __ | _ | [8 empty] | #DIV/0! | 0 | 0
___ | __ | __ | _ | [8 empty] | #DIV/0! | 0 | 0
___ | __ | __ | _ | [8 empty] | #DIV/0! | 0 | 0
___ | __ | __ | _ | [8 empty] | #DIV/0! | 0 | 0
___ | __ | __ | _ | [8 empty] | #DIV/0! | 0 | 0
___ | __ | __ | _ | [8 empty] | #DIV/0! | 0 | 0
___ | __ | __ | _ | [8 empty] | #DIV/0! | 0 | 0
___ | __ | __ | _ | [8 empty] | #DIV/0! | 0 | 0
___ | __ | __ | _ | [8 empty] | #DIV/0! | 0 | 0
___ | __ | __ | _ | [8 empty] | #DIV/0! | 0 | 0
___ | __ | __ | _ | [8 empty] | #DIV/0! | 0 | 0
___ | __ | __ | _ | [8 empty] | #DIV/0! | 0 | 0
___ | __ | __ | _ | [8 empty] | #DIV/0! | 0 | 0
___ | __ | __ | _ | [8 empty] | #DIV/0! | 0 | 0
___ | __ | __ | _ | [8 empty] | #DIV/0! | 0 | 0
___ | __ | __ | _ | [8 empty] | #DIV/0! | 0 | 0
___ | __ | __ | _ | [8 empty] | #DIV/0! | 0 | 0
___ | __ | __ | _ | [8 empty] | #DIV/0! | 0 | 0
___ | __ | __ | _ | [8 empty] | #DIV/0! | 0 | 0
___ | __ | __ | _ | [8 empty] | #DIV/0! | 0 | 0
___ | __ | __ | _ | [8 empty] | #DIV/0! | 0 | 0
___ | __ | __ | _ | [8 empty] | #DIV/0! | 0 | 0
___ | __ | __ | _ | [8 empty] | #DIV/0! | 0 | 0
___ | __ | __ | _ | [8 empty] | #DIV/0! | 0 | 0
___ | __ | __ | _ | [8 empty] | #DIV/0! | 0 | 0
___ | __ | __ | _ | [8 empty] | #DIV/0! | 0 | 0
___ | __ | __ | _ | [8 empty] | #DIV/0! | 0 | 0
___ | __ | __ | _ | [8 empty] | #DIV/0! | 0 | 0
___ | __ | __ | _ | [8 empty] | #DIV/0! | 0 | 0
___ | __ | __ | _ | [8 empty] | #DIV/0! | 0 | 0
___ | __ | __ | _ | [8 empty] | #DIV/0! | 0 | 0
___ | __ | __ | _ | [8 empty] | #DIV/0! | 0 | 0
___ | __ | __ | _ | [8 empty] | #DIV/0! | 0 | 0
___ | __ | __ | _ | [8 empty] | #DIV/0! | 0 | 0
___ | __ | __ | _ | [8 empty] | #DIV/0! | 0 | 0
___ | __ | __ | _ | [8 empty] | #DIV/0! | 0 | 0
___ | __ | __ | _ | [8 empty] | #DIV/0! | 0 | 0
___ | __ | __ | _ | [8 empty] | #DIV/0! | 0 | 0
___ | __ | __ | _ | [8 empty] | #DIV/0! | 0 | 0
___ | __ | __ | _ | [8 empty] | #DIV/0! | 0 | 0
___ | __ | __ | _ | [8 empty] | #DIV/0! | 0 | 0
___ | __ | __ | _ | [8 empty] | #DIV/0! | 0 | 0
___ | __ | __ | _ | [8 empty] | #DIV/0! | 0 | 0
___ | __ | __ | _ | [8 empty] | #DIV/0! | 0 | 0
___ | __ | __ | _ | [8 empty] | #DIV/0! | 0 | 0
___ | __ | __ | _ | [8 empty] | #DIV/0! | 0 | 0
___ | __ | __ | _ | [8 empty] | #DIV/0! | 0 | 0
___ | __ | __ | _ | [8 empty] | #DIV/0! | 0 | 0
___ | __ | __ | _ | [8 empty] | #DIV/0! | 0 | 0
___ | __ | __ | _ | [8 empty] | #DIV/0! | 0 | 0
___ | __ | __ | _ | [8 empty] | #DIV/0! | 0 | 0
___ | __ | __ | _ | [8 empty] | #DIV/0! | 0 | 0
___ | __ | __ | _ | [8 empty] | #DIV/0! | 0 | 0
___ | __ | __ | _ | [8 empty] | #DIV/0! | 0 | 0
___ | __ | __ | _ | [8 empty] | #DIV/0! | 0 | 0
___ | __ | __ | _ | [8 empty] | #DIV/0! | 0 | 0
___ | __ | __ | _ | [8 empty] | #DIV/0! | 0 | 0
___ | __ | __ | _ | [8 empty] | #DIV/0! | 0 | 0
___ | __ | __ | _ | [8 empty] | #DIV/0! | 0 | 0
___ | __ | __ | _ | [8 empty] | #DIV/0! | 0 | 0
___ | __ | __ | _ | [8 empty] | #DIV/0! | 0 | 0
___ | __ | __ | _ | [8 empty] | #DIV/0! | 0 | 0
___ | __ | __ | _ | [8 empty] | #DIV/0! | 0 | 0
___ | __ | __ | _ | [8 empty] | #DIV/0! | 0 | 0
___ | __ | __ | _ | [8 empty] | #DIV/0! | 0 | 0
___ | __ | __ | _ | [8 empty] | #DIV/0! | 0 | 0
___ | __ | __ | _ | [8 empty] | #DIV/0! | 0 | 0
___ | __ | __ | _ | [8 empty] | #DIV/0! | 0 | 0
___ | __ | __ | _ | [8 empty] | #DIV/0! | 0 | 0
___ | __ | __ | _ | [8 empty] | #DIV/0! | 0 | 0
___ | __ | __ | _ | [8 empty] | #DIV/0! | 0 | 0
___ | __ | __ | _ | [8 empty] | #DIV/0! | 0 | 0
___ | __ | __ | _ | [8 empty] | #DIV/0! | 0 | 0
___ | __ | __ | _ | [8 empty] | #DIV/0! | 0 | 0
___ | __ | __ | _ | [8 empty] | #DIV/0! | 0 | 0
___ | __ | __ | _ | [8 empty] | #DIV/0! | 0 | 0
___ | __ | __ | _ | [8 empty] | #DIV/0! | 0 | 0
___ | __ | __ | _ | [8 empty] | #DIV/0! | 0 | 0
___ | __ | __ | _ | [8 empty] | #DIV/0! | 0 | 0
___ | __ | __ | _ | [8 empty] | #DIV/0! | 0 | 0
___ | __ | __ | _ | [8 empty] | #DIV/0! | 0 | 0
___ | __ | __ | _ | [8 empty] | #DIV/0! | 0 | 0
___ | __ | __ | _ | [8 empty] | #DIV/0! | 0 | 0
___ | __ | __ | _ | [8 empty] | #DIV/0! | 0 | 0
___ | __ | __ | _ | [8 empty] | #DIV/0! | 0 | 0
___ | __ | __ | _ | [8 empty] | #DIV/0! | 0 | 0
___ | __ | __ | _ | [8 empty] | #DIV/0! | 0 | 0
___ | __ | __ | _ | [8 empty] | #DIV/0! | 0 | 0
___ | __ | __ | _ | [8 empty] | #DIV/0! | 0 | 0
___ | __ | __ | _ | [8 empty] | #DIV/0! | 0 | 0
___ | __ | __ | _ | [8 empty] | #DIV/0! | 0 | 0
___ | __ | __ | _ | [8 empty] | #DIV/0! | 0 | 0
___ | __ | __ | _ | [8 empty] | #DIV/0! | 0 | 0
___ | __ | __ | _ | [8 empty] | #DIV/0! | 0 | 0
___ | __ | __ | _ | [8 empty] | #DIV/0! | 0 | 0
___ | __ | __ | _ | [8 empty] | #DIV/0! | 0 | 0
___ | __ | __ | _ | [8 empty] | #DIV/0! | 0 | 0
___ | __ | __ | _ | [8 empty] | #DIV/0! | 0 | 0
___ | __ | __ | _ | [8 empty] | #DIV/0! | 0 | 0
___ | __ | __ | _ | [8 empty] | #DIV/0! | 0 | 0
___ | __ | __ | _ | [8 empty] | #DIV/0! | 0 | 0
___ | __ | __ | _ | [8 empty] | #DIV/0! | 0 | 0
___ | __ | __ | _ | [8 empty] | #DIV/0! | 0 | 0
___ | __ | __ | _ | [8 empty] | #DIV/0! | 0 | 0
___ | __ | __ | _ | [8 empty] | #DIV/0! | 0 | 0
___ | __ | __ | _ | [8 empty] | #DIV/0! | 0 | 0
___ | __ | __ | _ | [8 empty] | #DIV/0! | 0 | 0
___ | __ | __ | _ | [8 empty] | #DIV/0! | 0 | 0
___ | __ | __ | _ | [8 empty] | #DIV/0! | 0 | 0
___ | __ | __ | _ | [8 empty] | #DIV/0! | 0 | 0
___ | __ | __ | _ | [8 empty] | #DIV/0! | 0 | 0
___ | __ | __ | _ | [8 empty] | #DIV/0! | 0 | 0
___ | __ | __ | _ | [8 empty] | #DIV/0! | 0 | 0
___ | __ | __ | _ | [8 empty] | #DIV/0! | 0 | 0
___ | __ | __ | _ | [8 empty] | #DIV/0! | 0 | 0
___ | __ | __ | _ | [8 empty] | #DIV/0! | 0 | 0
___ | __ | __ | _ | [8 empty] | #DIV/0! | 0 | 0
___ | __ | __ | _ | [8 empty] | #DIV/0! | 0 | 0
___ | __ | __ | _ | [8 empty] | #DIV/0! | 0 | 0
___ | __ | __ | _ | [8 empty] | #DIV/0! | 0 | 0
___ | __ | __ | _ | [8 empty] | #DIV/0! | 0 | 0
___ | __ | __ | _ | [8 empty] | #DIV/0! | 0 | 0
___ | __ | __ | _ | [8 empty] | #DIV/0! | 0 | 0
___ | __ | __ | _ | [8 empty] | #DIV/0! | 0 | 0
___ | __ | __ | _ | [8 empty] | #DIV/0! | 0 | 0
___ | __ | __ | _ | [8 empty] | #DIV/0! | 0 | 0
___ | __ | __ | _ | [8 empty] | #DIV/0! | 0 | 0
___ | __ | __ | _ | [8 empty] | #DIV/0! | 0 | 0
___ | __ | __ | _ | [8 empty] | #DIV/0! | 0 | 0
___ | __ | __ | _ | [8 empty] | #DIV/0! | 0 | 0
___ | __ | __ | _ | [8 empty] | #DIV/0! | 0 | 0
___ | __ | __ | _ | [8 empty] | #DIV/0! | 0 | 0
___ | __ | __ | _ | [8 empty] | #DIV/0! | 0 | 0
___ | __ | __ | _ | [8 empty] | #DIV/0! | 0 | 0
___ | __ | __ | _ | [8 empty] | #DIV/0! | 0 | 0
___ | __ | __ | _ | [8 empty] | #DIV/0! | 0 | 0
___ | __ | __ | _ | [8 empty] | #DIV/0! | 0 | 0
___ | __ | __ | _ | [8 empty] | #DIV/0! | 0 | 0
___ | __ | __ | _ | [8 empty] | #DIV/0! | 0 | 0
___ | __ | __ | _ | [8 empty] | #DIV/0! | 0 | 0
___ | __ | __ | _ | [8 empty] | #DIV/0! | 0 | 0
___ | __ | __ | _ | [8 empty] | #DIV/0! | 0 | 0
___ | __ | __ | _ | [8 empty] | #DIV/0! | 0 | 0
___ | __ | __ | _ | [8 empty] | #DIV/0! | 0 | 0
___ | __ | __ | _ | [8 empty] | #DIV/0! | 0 | 0
___ | __ | __ | _ | [8 empty] | #DIV/0! | 0 | 0
___ | __ | __ | _ | [8 empty] | #DIV/0! | 0 | 0
___ | __ | __ | _ | [8 empty] | #DIV/0! | 0 | 0
___ | __ | __ | _ | [8 empty] | #DIV/0! | 0 | 0
___ | __ | __ | _ | [8 empty] | #DIV/0! | 0 | 0
___ | __ | __ | _ | [8 empty] | #DIV/0! | 0 | 0
___ | __ | __ | _ | [8 empty] | #DIV/0! | 0 | 0
___ | __ | __ | _ | [8 empty] | #DIV/0! | 0 | 0
___ | __ | __ | _ | [8 empty] | #DIV/0! | 0 | 0
___ | __ | __ | _ | [8 empty] | #DIV/0! | 0 | 0
___ | __ | __ | _ | [8 empty] | #DIV/0! | 0 | 0
___ | __ | __ | _ | [8 empty] | #DIV/0! | 0 | 0
___ | __ | __ | _ | [8 empty] | #DIV/0! | 0 | 0
___ | __ | __ | _ | [8 empty] | #DIV/0! | 0 | 0
___ | __ | __ | _ | [8 empty] | #DIV/0! | 0 | 0
___ | __ | __ | _ | [8 empty] | #DIV/0! | 0 | 0
___ | __ | __ | _ | [8 empty] | #DIV/0! | 0 | 0
___ | __ | __ | _ | [8 empty] | #DIV/0! | 0 | 0
___ | __ | __ | _ | [8 empty] | #DIV/0! | 0 | 0
___ | __ | __ | _ | [8 empty] | #DIV/0! | 0 | 0
___ | __ | __ | _ | [8 empty] | #DIV/0! | 0 | 0
___ | __ | __ | _ | [8 empty] | #DIV/0! | 0 | 0
___ | __ | __ | _ | [8 empty] | #DIV/0! | 0 | 0
___ | __ | __ | _ | [8 empty] | #DIV/0! | 0 | 0
___ | __ | __ | _ | [8 empty] | #DIV/0! | 0 | 0
___ | __ | __ | _ | [8 empty] | #DIV/0! | 0 | 0
___ | __ | __ | _ | [8 empty] | #DIV/0! | 0 | 0
___ | __ | __ | _ | [8 empty] | #DIV/0! | 0 | 0
___ | __ | __ | _ | [8 empty] | #DIV/0! | 0 | 0
___ | __ | __ | _ | [8 empty] | #DIV/0! | 0 | 0
___ | __ | __ | _ | [8 empty] | #DIV/0! | 0 | 0
___ | __ | __ | _ | [8 empty] | #DIV/0! | 0 | 0
___ | __ | __ | _ | [8 empty] | #DIV/0! | 0 | 0
___ | __ | __ | _ | [8 empty] | #DIV/0! | 0 | 0
___ | __ | __ | _ | [8 empty] | #DIV/0! | 0 | 0
___ | __ | __ | _ | [8 empty] | #DIV/0! | 0 | 0
___ | __ | __ | _ | [8 empty] | #DIV/0! | 0 | 0
___ | __ | __ | _ | [8 empty] | #DIV/0! | 0 | 0
___ | __ | __ | _ | [8 empty] | #DIV/0! | 0 | 0
___ | __ | __ | _ | [8 empty] | #DIV/0! | 0 | 0
___ | __ | __ | _ | [8 empty] | #DIV/0! | 0 | 0
___ | __ | __ | _ | [8 empty] | #DIV/0! | 0 | 0
___ | __ | __ | _ | [8 empty] | #DIV/0! | 0 | 0
___ | __ | __ | _ | [8 empty] | #DIV/0! | 0 | 0
___ | __ | __ | _ | [8 empty] | #DIV/0! | 0 | 0
___ | __ | __ | _ | [8 empty] | #DIV/0! | 0 | 0
___ | __ | __ | _ | [8 empty] | #DIV/0! | 0 | 0
___ | __ | __ | _ | [8 empty] | #DIV/0! | 0 | 0
___ | __ | __ | _ | [8 empty] | #DIV/0! | 0 | 0
___ | __ | __ | _ | [8 empty] | #DIV/0! | 0 | 0
___ | __ | __ | _ | [8 empty] | #DIV/0! | 0 | 0
___ | __ | __ | _ | [8 empty] | #DIV/0! | 0 | 0
___ | __ | __ | _ | [8 empty] | #DIV/0! | 0 | 0
___ | __ | __ | _ | [8 empty] | #DIV/0! | 0 | 0
___ | __ | __ | _ | [8 empty] | #DIV/0! | 0 | 0
___ | __ | __ | _ | [8 empty] | #DIV/0! | 0 | 0
___ | __ | __ | _ | [8 empty] | #DIV/0! | 0 | 0
___ | __ | __ | _ | [8 empty] | #DIV/0! | 0 | 0
___ | __ | __ | _ | [8 empty] | #DIV/0! | 0 | 0
___ | __ | __ | _ | [8 empty] | #DIV/0! | 0 | 0
___ | __ | __ | _ | [8 empty] | #DIV/0! | 0 | 0
___ | __ | __ | _ | [8 empty] | #DIV/0! | 0 | 0
___ | __ | __ | _ | [8 empty] | #DIV/0! | 0 | 0
___ | __ | __ | _ | [8 empty] | #DIV/0! | 0 | 0
___ | __ | __ | _ | [8 empty] | #DIV/0! | 0 | 0
___ | __ | __ | _ | [8 empty] | #DIV/0! | 0 | 0
___ | __ | __ | _ | [8 empty] | #DIV/0! | 0 | 0
___ | __ | __ | _ | [8 empty] | #DIV/0! | 0 | 0
___ | __ | __ | _ | [8 empty] | #DIV/0! | 0 | 0
___ | __ | __ | _ | [8 empty] | #DIV/0! | 0 | 0
___ | __ | __ | _ | [8 empty] | #DIV/0! | 0 | 0
___ | __ | __ | _ | [8 empty] | #DIV/0! | 0 | 0
___ | __ | __ | _ | [8 empty] | #DIV/0! | 0 | 0
___ | __ | __ | _ | [8 empty] | #DIV/0! | 0 | 0
___ | __ | __ | _ | [8 empty] | #DIV/0! | 0 | 0
___ | __ | __ | _ | [8 empty] | #DIV/0! | 0 | 0
___ | __ | __ | _ | [8 empty] | #DIV/0! | 0 | 0
___ | __ | __ | _ | [8 empty] | #DIV/0! | 0 | 0
___ | __ | __ | _ | [8 empty] | #DIV/0! | 0 | 0
___ | __ | __ | _ | [8 empty] | #DIV/0! | 0 | 0
___ | __ | __ | _ | [8 empty] | #DIV/0! | 0 | 0
___ | __ | __ | _ | [8 empty] | #DIV/0! | 0 | 0
___ | __ | __ | _ | [8 empty] | #DIV/0! | 0 | 0
___ | __ | __ | _ | [8 empty] | #DIV/0! | 0 | 0
___ | __ | __ | _ | [8 empty] | #DIV/0! | 0 | 0
___ | __ | __ | _ | [8 empty] | #DIV/0! | 0 | 0
___ | __ | __ | _ | [8 empty] | #DIV/0! | 0 | 0
___ | __ | __ | _ | [8 empty] | #DIV/0! | 0 | 0
___ | __ | __ | _ | [8 empty] | #DIV/0! | 0 | 0
___ | __ | __ | _ | [8 empty] | #DIV/0! | 0 | 0
___ | __ | __ | _ | [8 empty] | #DIV/0! | 0 | 0
___ | __ | __ | _ | [8 empty] | #DIV/0! | 0 | 0
___ | __ | __ | _ | [8 empty] | #DIV/0! | 0 | 0
___ | __ | __ | _ | [8 empty] | #DIV/0! | 0 | 0
___ | __ | __ | _ | [8 empty] | #DIV/0! | 0 | 0
___ | __ | __ | _ | [8 empty] | #DIV/0! | 0 | 0
___ | __ | __ | _ | [8 empty] | #DIV/0! | 0 | 0
___ | __ | __ | _ | [8 empty] | #DIV/0! | 0 | 0
___ | __ | __ | _ | [8 empty] | #DIV/0! | 0 | 0
___ | __ | __ | _ | [8 empty] | #DIV/0! | 0 | 0
___ | __ | __ | _ | [8 empty] | #DIV/0! | 0 | 0
___ | __ | __ | _ | [8 empty] | #DIV/0! | 0 | 0
___ | __ | __ | _ | [8 empty] | #DIV/0! | 0 | 0
___ | __ | __ | _ | [8 empty] | #DIV/0! | 0 | 0
___ | __ | __ | _ | [8 empty] | #DIV/0! | 0 | 0
___ | __ | __ | _ | [8 empty] | #DIV/0! | 0 | 0
___ | __ | __ | _ | [8 empty] | #DIV/0! | 0 | 0
___ | __ | __ | _ | [8 empty] | #DIV/0! | 0 | 0
___ | __ | __ | _ | [8 empty] | #DIV/0! | 0 | 0
___ | __ | __ | _ | [8 empty] | #DIV/0! | 0 | 0
___ | __ | __ | _ | [8 empty] | #DIV/0! | 0 | 0
___ | __ | __ | _ | [8 empty] | #DIV/0! | 0 | 0
___ | __ | __ | _ | [8 empty] | #DIV/0! | 0 | 0
___ | __ | __ | _ | [8 empty] | #DIV/0! | 0 | 0
___ | __ | __ | _ | [8 empty] | #DIV/0! | 0 | 0
___ | __ | __ | _ | [8 empty] | #DIV/0! | 0 | 0
___ | __ | __ | _ | [8 empty] | #DIV/0! | 0 | 0
___ | __ | __ | _ | [8 empty] | #DIV/0! | 0 | 0
___ | __ | __ | _ | [8 empty] | #DIV/0! | 0 | 0
___ | __ | __ | _ | [8 empty] | #DIV/0! | 0 | 0
___ | __ | __ | _ | [8 empty] | #DIV/0! | 0 | 0
___ | __ | __ | _ | [8 empty] | #DIV/0! | 0 | 0
___ | __ | __ | _ | [8 empty] | #DIV/0! | 0 | 0
___ | __ | __ | _ | [8 empty] | #DIV/0! | 0 | 0
___ | __ | __ | _ | [8 empty] | #DIV/0! | 0 | 0
___ | __ | __ | _ | [8 empty] | #DIV/0! | 0 | 0
___ | __ | __ | _ | [8 empty] | #DIV/0! | 0 | 0
___ | __ | __ | _ | [8 empty] | #DIV/0! | 0 | 0
___ | __ | __ | _ | [8 empty] | #DIV/0! | 0 | 0
___ | __ | __ | _ | [8 empty] | #DIV/0! | 0 | 0
___ | __ | __ | _ | [8 empty] | #DIV/0! | 0 | 0
___ | __ | __ | _ | [8 empty] | #DIV/0! | 0 | 0
___ | __ | __ | _ | [8 empty] | #DIV/0! | 0 | 0
___ | __ | __ | _ | [8 empty] | #DIV/0! | 0 | 0
___ | __ | __ | _ | [8 empty] | #DIV/0! | 0 | 0
___ | __ | __ | _ | [8 empty] | #DIV/0! | 0 | 0
___ | __ | __ | _ | [8 empty] | #DIV/0! | 0 | 0
___ | __ | __ | _ | [8 empty] | #DIV/0! | 0 | 0
___ | __ | __ | _ | [8 empty] | #DIV/0! | 0 | 0
___ | __ | __ | _ | [8 empty] | #DIV/0! | 0 | 0
___ | __ | __ | _ | [8 empty] | #DIV/0! | 0 | 0
___ | __ | __ | _ | [8 empty] | #DIV/0! | 0 | 0
___ | __ | __ | _ | [8 empty] | #DIV/0! | 0 | 0
___ | __ | __ | _ | [8 empty] | #DIV/0! | 0 | 0
___ | __ | __ | _ | [8 empty] | #DIV/0! | 0 | 0
___ | __ | __ | _ | [8 empty] | #DIV/0! | 0 | 0
___ | __ | __ | _ | [8 empty] | #DIV/0! | 0 | 0
___ | __ | __ | _ | [8 empty] | #DIV/0! | 0 | 0
___ | __ | __ | _ | [8 empty] | #DIV/0! | 0 | 0
___ | __ | __ | _ | [8 empty] | #DIV/0! | 0 | 0
___ | __ | __ | _ | [8 empty] | #DIV/0! | 0 | 0
___ | __ | __ | _ | [8 empty] | #DIV/0! | 0 | 0
___ | __ | __ | _ | [8 empty] | #DIV/0! | 0 | 0
___ | __ | __ | _ | [8 empty] | #DIV/0! | 0 | 0
___ | __ | __ | _ | [8 empty] | #DIV/0! | 0 | 0
___ | __ | __ | _ | [8 empty] | #DIV/0! | 0 | 0
___ | __ | __ | _ | [8 empty] | #DIV/0! | 0 | 0
___ | __ | __ | _ | [8 empty] | #DIV/0! | 0 | 0
___ | __ | __ | _ | [8 empty] | #DIV/0! | 0 | 0
___ | __ | __ | _ | [8 empty] | #DIV/0! | 0 | 0
___ | __ | __ | _ | [8 empty] | #DIV/0! | 0 | 0
___ | __ | __ | _ | [8 empty] | #DIV/0! | 0 | 0
___ | __ | __ | _ | [8 empty] | #DIV/0! | 0 | 0
___ | __ | __ | _ | [8 empty] | #DIV/0! | 0 | 0
___ | __ | __ | _ | [8 empty] | #DIV/0! | 0 | 0
___ | __ | __ | _ | [8 empty] | #DIV/0! | 0 | 0
___ | __ | __ | _ | [8 empty] | #DIV/0! | 0 | 0
___ | __ | __ | _ | [8 empty] | #DIV/0! | 0 | 0
___ | __ | __ | _ | [8 empty] | #DIV/0! | 0 | 0
___ | __ | __ | _ | [8 empty] | #DIV/0! | 0 | 0
___ | __ | __ | _ | [8 empty] | #DIV/0! | 0 | 0
___ | __ | __ | _ | [8 empty] | #DIV/0! | 0 | 0
___ | __ | __ | _ | [8 empty] | #DIV/0! | 0 | 0
___ | __ | __ | _ | [8 empty] | #DIV/0! | 0 | 0
___ | __ | __ | _ | [8 empty] | #DIV/0! | 0 | 0
___ | __ | __ | _ | [8 empty] | #DIV/0! | 0 | 0
___ | __ | __ | _ | [8 empty] | #DIV/0! | 0 | 0
___ | __ | __ | _ | [8 empty] | #DIV/0! | 0 | 0
___ | __ | __ | _ | [8 empty] | #DIV/0! | 0 | 0
___ | __ | __ | _ | [8 empty] | #DIV/0! | 0 | 0
___ | __ | __ | _ | [8 empty] | #DIV/0! | 0 | 0
___ | __ | __ | _ | [8 empty] | #DIV/0! | 0 | 0
___ | __ | __ | _ | [8 empty] | #DIV/0! | 0 | 0
___ | __ | __ | _ | [8 empty] | #DIV/0! | 0 | 0
___ | __ | __ | _ | [8 empty] | #DIV/0! | 0 | 0
___ | __ | __ | _ | [8 empty] | #DIV/0! | 0 | 0
___ | __ | __ | _ | [8 empty] | #DIV/0! | 0 | 0
___ | __ | __ | _ | [8 empty] | #DIV/0! | 0 | 0
___ | __ | __ | _ | [8 empty] | #DIV/0! | 0 | 0
___ | __ | __ | _ | [8 empty] | #DIV/0! | 0 | 0
___ | __ | __ | _ | [8 empty] | #DIV/0! | 0 | 0
___ | __ | __ | _ | [8 empty] | #DIV/0! | 0 | 0
___ | __ | __ | _ | [8 empty] | #DIV/0! | 0 | 0
___ | __ | __ | _ | [8 empty] | #DIV/0! | 0 | 0
___ | __ | __ | _ | [8 empty] | #DIV/0! | 0 | 0
___ | __ | __ | _ | [8 empty] | #DIV/0! | 0 | 0
___ | __ | __ | _ | [8 empty] | #DIV/0! | 0 | 0
___ | __ | __ | _ | [8 empty] | #DIV/0! | 0 | 0
___ | __ | __ | _ | [8 empty] | #DIV/0! | 0 | 0
___ | __ | __ | _ | [8 empty] | #DIV/0! | 0 | 0
___ | __ | __ | _ | [8 empty] | #DIV/0! | 0 | 0
___ | __ | __ | _ | [8 empty] | #DIV/0! | 0 | 0
___ | __ | __ | _ | [8 empty] | #DIV/0! | 0 | 0
___ | __ | __ | _ | [8 empty] | #DIV/0! | 0 | 0
___ | __ | __ | _ | [8 empty] | #DIV/0! | 0 | 0
___ | __ | __ | _ | [8 empty] | #DIV/0! | 0 | 0
___ | __ | __ | _ | [8 empty] | #DIV/0! | 0 | 0
___ | __ | __ | _ | [8 empty] | #DIV/0! | 0 | 0
___ | __ | __ | _ | [8 empty] | #DIV/0! | 0 | 0
___ | __ | __ | _ | [8 empty] | #DIV/0! | 0 | 0
___ | __ | __ | _ | [8 empty] | #DIV/0! | 0 | 0
___ | __ | __ | _ | [8 empty] | #DIV/0! | 0 | 0
___ | __ | __ | _ | [8 empty] | #DIV/0! | 0 | 0
___ | __ | __ | _ | [8 empty] | #DIV/0! | 0 | 0
___ | __ | __ | _ | [8 empty] | #DIV/0! | 0 | 0
___ | __ | __ | _ | [8 empty] | #DIV/0! | 0 | 0
___ | __ | __ | _ | [8 empty] | #DIV/0! | 0 | 0
___ | __ | __ | _ | [8 empty] | #DIV/0! | 0 | 0
___ | __ | __ | _ | [8 empty] | #DIV/0! | 0 | 0
___ | __ | __ | _ | [8 empty] | #DIV/0! | 0 | 0
___ | __ | __ | _ | [8 empty] | #DIV/0! | 0 | 0
___ | __ | __ | _ | [8 empty] | #DIV/0! | 0 | 0
___ | __ | __ | _ | [8 empty] | #DIV/0! | 0 | 0
___ | __ | __ | _ | [8 empty] | #DIV/0! | 0 | 0
___ | __ | __ | _ | [8 empty] | #DIV/0! | 0 | 0
___ | __ | __ | _ | [8 empty] | #DIV/0! | 0 | 0
___ | __ | __ | _ | [8 empty] | #DIV/0! | 0 | 0
___ | __ | __ | _ | [8 empty] | #DIV/0! | 0 | 0
___ | __ | __ | _ | [8 empty] | #DIV/0! | 0 | 0
___ | __ | __ | _ | [8 empty] | #DIV/0! | 0 | 0
___ | __ | __ | _ | [8 empty] | #DIV/0! | 0 | 0
___ | __ | __ | _ | [8 empty] | #DIV/0! | 0 | 0
___ | __ | __ | _ | [8 empty] | #DIV/0! | 0 | 0
___ | __ | __ | _ | [8 empty] | #DIV/0! | 0 | 0
___ | __ | __ | _ | [8 empty] | #DIV/0! | 0 | 0
___ | __ | __ | _ | [8 empty] | #DIV/0! | 0 | 0
___ | __ | __ | _ | [8 empty] | #DIV/0! | 0 | 0
___ | __ | __ | _ | [8 empty] | #DIV/0! | 0 | 0
___ | __ | __ | _ | [8 empty] | #DIV/0! | 0 | 0
___ | __ | __ | _ | [8 empty] | #DIV/0! | 0 | 0
___ | __ | __ | _ | [8 empty] | #DIV/0! | 0 | 0
___ | __ | __ | _ | [8 empty] | #DIV/0! | 0 | 0
___ | __ | __ | _ | [8 empty] | #DIV/0! | 0 | 0
___ | __ | __ | _ | [8 empty] | #DIV/0! | 0 | 0
___ | __ | __ | _ | [8 empty] | #DIV/0! | 0 | 0
___ | __ | __ | _ | [8 empty] | #DIV/0! | 0 | 0
___ | __ | __ | _ | [8 empty] | #DIV/0! | 0 | 0
___ | __ | __ | _ | [8 empty] | #DIV/0! | 0 | 0
___ | __ | __ | _ | [8 empty] | #DIV/0! | 0 | 0
___ | __ | __ | _ | [8 empty] | #DIV/0! | 0 | 0
___ | __ | __ | _ | [8 empty] | #DIV/0! | 0 | 0
___ | __ | __ | _ | [8 empty] | #DIV/0! | 0 | 0
___ | __ | __ | _ | [8 empty] | #DIV/0! | 0 | 0
___ | __ | __ | _ | [8 empty] | #DIV/0! | 0 | 0
___ | __ | __ | _ | [8 empty] | #DIV/0! | 0 | 0
___ | __ | __ | _ | [8 empty] | #DIV/0! | 0 | 0
___ | __ | __ | _ | [8 empty] | #DIV/0! | 0 | 0
___ | __ | __ | _ | [8 empty] | #DIV/0! | 0 | 0
___ | __ | __ | _ | [8 empty] | #DIV/0! | 0 | 0
___ | __ | __ | _ | [8 empty] | #DIV/0! | 0 | 0
___ | __ | __ | _ | [8 empty] | #DIV/0! | 0 | 0
___ | __ | __ | _ | [8 empty] | #DIV/0! | 0 | 0
___ | __ | __ | _ | [8 empty] | #DIV/0! | 0 | 0
___ | __ | __ | _ | [8 empty] | #DIV/0! | 0 | 0
___ | __ | __ | _ | [8 empty] | #DIV/0! | 0 | 0
___ | __ | __ | _ | [8 empty] | #DIV/0! | 0 | 0
___ | __ | __ | _ | [8 empty] | #DIV/0! | 0 | 0
___ | __ | __ | _ | [8 empty] | #DIV/0! | 0 | 0
___ | __ | __ | _ | [8 empty] | #DIV/0! | 0 | 0
___ | __ | __ | _ | [8 empty] | #DIV/0! | 0 | 0
___ | __ | __ | _ | [8 empty] | #DIV/0! | 0 | 0
___ | __ | __ | _ | [8 empty] | #DIV/0! | 0 | 0
___ | __ | __ | _ | [8 empty] | #DIV/0! | 0 | 0
___ | __ | __ | _ | [8 empty] | #DIV/0! | 0 | 0
___ | __ | __ | _ | [8 empty] | #DIV/0! | 0 | 0
___ | __ | __ | _ | [8 empty] | #DIV/0! | 0 | 0
___ | __ | __ | _ | [8 empty] | #DIV/0! | 0 | 0
___ | __ | __ | _ | [8 empty] | #DIV/0! | 0 | 0
___ | __ | __ | _ | [8 empty] | #DIV/0! | 0 | 0
___ | __ | __ | _ | [8 empty] | #DIV/0! | 0 | 0
___ | __ | __ | _ | [8 empty] | #DIV/0! | 0 | 0
___ | __ | __ | _ | [8 empty] | #DIV/0! | 0 | 0
___ | __ | __ | _ | [8 empty] | #DIV/0! | 0 | 0
___ | __ | __ | _ | [8 empty] | #DIV/0! | 0 | 0
___ | __ | __ | _ | [8 empty] | #DIV/0! | 0 | 0
___ | __ | __ | _ | [8 empty] | #DIV/0! | 0 | 0
___ | __ | __ | _ | [8 empty] | #DIV/0! | 0 | 0
___ | __ | __ | _ | [8 empty] | #DIV/0! | 0 | 0
___ | __ | __ | _ | [8 empty] | #DIV/0! | 0 | 0
___ | __ | __ | _ | [8 empty] | #DIV/0! | 0 | 0
___ | __ | __ | _ | [8 empty] | #DIV/0! | 0 | 0
___ | __ | __ | _ | [8 empty] | #DIV/0! | 0 | 0
___ | __ | __ | _ | [8 empty] | #DIV/0! | 0 | 0
___ | __ | __ | _ | [8 empty] | #DIV/0! | 0 | 0
___ | __ | __ | _ | [8 empty] | #DIV/0! | 0 | 0
___ | __ | __ | _ | [8 empty] | #DIV/0! | 0 | 0
___ | __ | __ | _ | [8 empty] | #DIV/0! | 0 | 0
___ | __ | __ | _ | [8 empty] | #DIV/0! | 0 | 0
___ | __ | __ | _ | [8 empty] | #DIV/0! | 0 | 0
___ | __ | __ | _ | [8 empty] | #DIV/0! | 0 | 0
___ | __ | __ | _ | [8 empty] | #DIV/0! | 0 | 0
___ | __ | __ | _ | [8 empty] | #DIV/0! | 0 | 0
___ | __ | __ | _ | [8 empty] | #DIV/0! | 0 | 0
___ | __ | __ | _ | [8 empty] | #DIV/0! | 0 | 0
___ | __ | __ | _ | [8 empty] | #DIV/0! | 0 | 0
___ | __ | __ | _ | [8 empty] | #DIV/0! | 0 | 0
___ | __ | __ | _ | [8 empty] | #DIV/0! | 0 | 0
___ | __ | __ | _ | [8 empty] | #DIV/0! | 0 | 0
___ | __ | __ | _ | [8 empty] | #DIV/0! | 0 | 0
___ | __ | __ | _ | [8 empty] | #DIV/0! | 0 | 0
___ | __ | __ | _ | [8 empty] | #DIV/0! | 0 | 0
___ | __ | __ | _ | [8 empty] | #DIV/0! | 0 | 0
___ | __ | __ | _ | [8 empty] | #DIV/0! | 0 | 0
___ | __ | __ | _ | [8 empty] | #DIV/0! | 0 | 0
___ | __ | __ | _ | [8 empty] | #DIV/0! | 0 | 0
___ | __ | __ | _ | [8 empty] | #DIV/0! | 0 | 0
___ | __ | __ | _ | [8 empty] | #DIV/0! | 0 | 0
___ | __ | __ | _ | [8 empty] | #DIV/0! | 0 | 0
___ | __ | __ | _ | [8 empty] | #DIV/0! | 0 | 0
___ | __ | __ | _ | [8 empty] | #DIV/0! | 0 | 0
___ | __ | __ | _ | [8 empty] | #DIV/0! | 0 | 0
___ | __ | __ | _ | [8 empty] | #DIV/0! | 0 | 0
___ | __ | __ | _ | [8 empty] | #DIV/0! | 0 | 0
___ | __ | __ | _ | [8 empty] | #DIV/0! | 0 | 0
___ | __ | __ | _ | [8 empty] | #DIV/0! | 0 | 0
___ | __ | __ | _ | [8 empty] | #DIV/0! | 0 | 0
___ | __ | __ | _ | [8 empty] | #DIV/0! | 0 | 0
___ | __ | __ | _ | [8 empty] | #DIV/0! | 0 | 0
___ | __ | __ | _ | [8 empty] | #DIV/0! | 0 | 0
___ | __ | __ | _ | [8 empty] | #DIV/0! | 0 | 0
___ | __ | __ | _ | [8 empty] | #DIV/0! | 0 | 0
___ | __ | __ | _ | [8 empty] | #DIV/0! | 0 | 0
___ | __ | __ | _ | [8 empty] | #DIV/0! | 0 | 0
___ | __ | __ | _ | [8 empty] | #DIV/0! | 0 | 0
___ | __ | __ | _ | [8 empty] | #DIV/0! | 0 | 0
___ | __ | __ | _ | [8 empty] | #DIV/0! | 0 | 0
___ | __ | __ | _ | [8 empty] | #DIV/0! | 0 | 0
___ | __ | __ | _ | [8 empty] | #DIV/0! | 0 | 0
___ | __ | __ | _ | [8 empty] | #DIV/0! | 0 | 0
___ | __ | __ | _ | [8 empty] | #DIV/0! | 0 | 0
___ | __ | __ | _ | [8 empty] | #DIV/0! | 0 | 0
___ | __ | __ | _ | [8 empty] | #DIV/0! | 0 | 0
___ | __ | __ | _ | [8 empty] | #DIV/0! | 0 | 0
___ | __ | __ | _ | [8 empty] | #DIV/0! | 0 | 0
___ | __ | __ | _ | [8 empty] | #DIV/0! | 0 | 0
___ | __ | __ | _ | [8 empty] | #DIV/0! | 0 | 0
___ | __ | __ | _ | [8 empty] | #DIV/0! | 0 | 0
___ | __ | __ | _ | [8 empty] | #DIV/0! | 0 | 0
___ | __ | __ | _ | [8 empty] | #DIV/0! | 0 | 0
___ | __ | __ | _ | [8 empty] | #DIV/0! | 0 | 0
___ | __ | __ | _ | [8 empty] | #DIV/0! | 0 | 0
___ | __ | __ | _ | [8 empty] | #DIV/0! | 0 | 0
___ | __ | __ | _ | [8 empty] | #DIV/0! | 0 | 0
___ | __ | __ | _ | [8 empty] | #DIV/0! | 0 | 0
___ | __ | __ | _ | [8 empty] | #DIV/0! | 0 | 0
___ | __ | __ | _ | [8 empty] | #DIV/0! | 0 | 0
___ | __ | __ | _ | [8 empty] | #DIV/0! | 0 | 0
___ | __ | __ | _ | [8 empty] | #DIV/0! | 0 | 0
___ | __ | __ | _ | [8 empty] | #DIV/0! | 0 | 0
___ | __ | __ | _ | [8 empty] | #DIV/0! | 0 | 0
___ | __ | __ | _ | [8 empty] | #DIV/0! | 0 | 0
___ | __ | __ | _ | [8 empty] | #DIV/0! | 0 | 0
___ | __ | __ | _ | [8 empty] | #DIV/0! | 0 | 0
___ | __ | __ | _ | [8 empty] | #DIV/0! | 0 | 0
___ | __ | __ | _ | [8 empty] | #DIV/0! | 0 | 0
___ | __ | __ | _ | [8 empty] | #DIV/0! | 0 | 0
___ | __ | __ | _ | [8 empty] | #DIV/0! | 0 | 0
___ | __ | __ | _ | [8 empty] | #DIV/0! | 0 | 0
___ | __ | __ | _ | [8 empty] | #DIV/0! | 0 | 0
___ | __ | __ | _ | [8 empty] | #DIV/0! | 0 | 0
___ | __ | __ | _ | [8 empty] | #DIV/0! | 0 | 0
___ | __ | __ | _ | [8 empty] | #DIV/0! | 0 | 0
___ | __ | __ | _ | [8 empty] | #DIV/0! | 0 | 0
___ | __ | __ | _ | [8 empty] | #DIV/0! | 0 | 0
___ | __ | __ | _ | [8 empty] | #DIV/0! | 0 | 0
___ | __ | __ | _ | [8 empty] | #DIV/0! | 0 | 0
___ | __ | __ | _ | [8 empty] | #DIV/0! | 0 | 0
___ | __ | __ | _ | [8 empty] | #DIV/0! | 0 | 0
___ | __ | __ | _ | [8 empty] | #DIV/0! | 0 | 0
___ | __ | __ | _ | [8 empty] | #DIV/0! | 0 | 0
___ | __ | __ | _ | [8 empty] | #DIV/0! | 0 | 0
___ | __ | __ | _ | [8 empty] | #DIV/0! | 0 | 0
___ | __ | __ | _ | [8 empty] | #DIV/0! | 0 | 0
___ | __ | __ | _ | [8 empty] | #DIV/0! | 0 | 0
___ | __ | __ | _ | [8 empty] | #DIV/0! | 0 | 0
___ | __ | __ | _ | [8 empty] | #DIV/0! | 0 | 0
___ | __ | __ | _ | [8 empty] | #DIV/0! | 0 | 0
___ | __ | __ | _ | [8 empty] | #DIV/0! | 0 | 0
___ | __ | __ | _ | [8 empty] | #DIV/0! | 0 | 0
___ | __ | __ | _ | [8 empty] | #DIV/0! | 0 | 0
___ | __ | __ | _ | [8 empty] | #DIV/0! | 0 | 0
___ | __ | __ | _ | [8 empty] | #DIV/0! | 0 | 0
___ | __ | __ | _ | [8 empty] | #DIV/0! | 0 | 0
___ | __ | __ | _ | [8 empty] | #DIV/0! | 0 | 0
___ | __ | __ | _ | [8 empty] | #DIV/0! | 0 | 0
___ | __ | __ | _ | [8 empty] | #DIV/0! | 0 | 0
___ | __ | __ | _ | [8 empty] | #DIV/0! | 0 | 0
___ | __ | __ | _ | [8 empty] | #DIV/0! | 0 | 0
___ | __ | __ | _ | [8 empty] | #DIV/0! | 0 | 0
___ | __ | __ | _ | [8 empty] | #DIV/0! | 0 | 0
___ | __ | __ | _ | [8 empty] | #DIV/0! | 0 | 0
___ | __ | __ | _ | [8 empty] | #DIV/0! | 0 | 0
___ | __ | __ | _ | [8 empty] | #DIV/0! | 0 | 0
___ | __ | __ | _ | [8 empty] | #DIV/0! | 0 | 0
___ | __ | __ | _ | [8 empty] | #DIV/0! | 0 | 0
___ | __ | __ | _ | [8 empty] | #DIV/0! | 0 | 0
___ | __ | __ | _ | [8 empty] | #DIV/0! | 0 | 0
___ | __ | __ | _ | [8 empty] | #DIV/0! | 0 | 0
___ | __ | __ | _ | [8 empty] | #DIV/0! | 0 | 0
___ | __ | __ | _ | [8 empty] | #DIV/0! | 0 | 0
___ | __ | __ | _ | [8 empty] | #DIV/0! | 0 | 0
___ | __ | __ | _ | [8 empty] | #DIV/0! | 0 | 0
___ | __ | __ | _ | [8 empty] | #DIV/0! | 0 | 0
___ | __ | __ | _ | [8 empty] | #DIV/0! | 0 | 0
___ | __ | __ | _ | [8 empty] | #DIV/0! | 0 | 0
___ | __ | __ | _ | [8 empty] | #DIV/0! | 0 | 0
___ | __ | __ | _ | [8 empty] | #DIV/0! | 0 | 0
___ | __ | __ | _ | [8 empty] | #DIV/0! | 0 | 0
___ | __ | __ | _ | [8 empty] | #DIV/0! | 0 | 0
___ | __ | __ | _ | [8 empty] | #DIV/0! | 0 | 0
___ | __ | __ | _ | [8 empty] | #DIV/0! | 0 | 0
___ | __ | __ | _ | [8 empty] | #DIV/0! | 0 | 0
___ | __ | __ | _ | [8 empty] | #DIV/0! | 0 | 0
___ | __ | __ | _ | [8 empty] | #DIV/0! | 0 | 0
___ | __ | __ | _ | [8 empty] | #DIV/0! | 0 | 0
___ | __ | __ | _ | [8 empty] | #DIV/0! | 0 | 0
___ | __ | __ | _ | [8 empty] | #DIV/0! | 0 | 0
___ | __ | __ | _ | [8 empty] | #DIV/0! | 0 | 0
___ | __ | __ | _ | [8 empty] | #DIV/0! | 0 | 0
___ | __ | __ | _ | [8 empty] | #DIV/0! | 0 | 0
___ | __ | __ | _ | [8 empty] | #DIV/0! | 0 | 0
___ | __ | __ | _ | [8 empty] | #DIV/0! | 0 | 0
___ | __ | __ | _ | [8 empty] | #DIV/0! | 0 | 0
___ | __ | __ | _ | [8 empty] | #DIV/0! | 0 | 0
___ | __ | __ | _ | [8 empty] | #DIV/0! | 0 | 0
___ | __ | __ | _ | [8 empty] | #DIV/0! | 0 | 0
___ | __ | __ | _ | [8 empty] | #DIV/0! | 0 | 0
___ | __ | __ | _ | [8 empty] | #DIV/0! | 0 | 0
___ | __ | __ | _ | [8 empty] | #DIV/0! | 0 | 0
___ | __ | __ | _ | [8 empty] | #DIV/0! | 0 | 0
___ | __ | __ | _ | [8 empty] | #DIV/0! | 0 | 0
___ | __ | __ | _ | [8 empty] | #DIV/0! | 0 | 0
___ | __ | __ | _ | [8 empty] | #DIV/0! | 0 | 0
___ | __ | __ | _ | [8 empty] | #DIV/0! | 0 | 0
___ | __ | __ | _ | [8 empty] | #DIV/0! | 0 | 0
___ | __ | __ | _ | [8 empty] | #DIV/0! | 0 | 0
___ | __ | __ | _ | [8 empty] | #DIV/0! | 0 | 0
___ | __ | __ | _ | [8 empty] | #DIV/0! | 0 | 0
___ | __ | __ | _ | [8 empty] | #DIV/0! | 0 | 0
___ | __ | __ | _ | [8 empty] | #DIV/0! | 0 | 0
___ | __ | __ | _ | [8 empty] | #DIV/0! | 0 | 0
___ | __ | __ | _ | [8 empty] | #DIV/0! | 0 | 0
___ | __ | __ | _ | [8 empty] | #DIV/0! | 0 | 0
___ | __ | __ | _ | [8 empty] | #DIV/0! | 0 | 0
___ | __ | __ | _ | [8 empty] | #DIV/0! | 0 | 0
___ | __ | __ | _ | [8 empty] | #DIV/0! | 0 | 0
___ | __ | __ | _ | [8 empty] | #DIV/0! | 0 | 0
___ | __ | __ | _ | [8 empty] | #DIV/0! | 0 | 0
___ | __ | __ | _ | [8 empty] | #DIV/0! | 0 | 0
___ | __ | __ | _ | [8 empty] | #DIV/0! | 0 | 0
___ | __ | __ | _ | [8 empty] | #DIV/0! | 0 | 0
___ | __ | __ | _ | [8 empty] | #DIV/0! | 0 | 0
___ | __ | __ | _ | [8 empty] | #DIV/0! | 0 | 0
___ | __ | __ | _ | [8 empty] | #DIV/0! | 0 | 0
___ | __ | __ | _ | [8 empty] | #DIV/0! | 0 | 0
___ | __ | __ | _ | [8 empty] | #DIV/0! | 0 | 0
___ | __ | __ | _ | [8 empty] | #DIV/0! | 0 | 0
___ | __ | __ | _ | [8 empty] | #DIV/0! | 0 | 0
___ | __ | __ | _ | [8 empty] | #DIV/0! | 0 | 0
___ | __ | __ | _ | [8 empty] | #DIV/0! | 0 | 0
___ | __ | __ | _ | [8 empty] | #DIV/0! | 0 | 0
___ | __ | __ | _ | [8 empty] | #DIV/0! | 0 | 0
___ | __ | __ | _ | [8 empty] | #DIV/0! | 0 | 0
___ | __ | __ | _ | [8 empty] | #DIV/0! | 0 | 0
___ | __ | __ | _ | [8 empty] | #DIV/0! | 0 | 0
___ | __ | __ | _ | [8 empty] | #DIV/0! | 0 | 0
___ | __ | __ | _ | [8 empty] | #DIV/0! | 0 | 0
___ | __ | __ | _ | [8 empty] | #DIV/0! | 0 | 0
___ | __ | __ | _ | [8 empty] | #DIV/0! | 0 | 0
___ | __ | __ | _ | [8 empty] | #DIV/0! | 0 | 0
___ | __ | __ | _ | [8 empty] | #DIV/0! | 0 | 0
___ | __ | __ | _ | [8 empty] | #DIV/0! | 0 | 0
___ | __ | __ | _ | [8 empty] | #DIV/0! | 0 | 0
___ | __ | __ | _ | [8 empty] | #DIV/0! | 0 | 0
___ | __ | __ | _ | [8 empty] | #DIV/0! | 0 | 0
___ | __ | __ | _ | [8 empty] | #DIV/0! | 0 | 0
___ | __ | __ | _ | [8 empty] | #DIV/0! | 0 | 0
___ | __ | __ | _ | [8 empty] | #DIV/0! | 0 | 0
___ | __ | __ | _ | [8 empty] | #DIV/0! | 0 | 0
___ | __ | __ | _ | [8 empty] | #DIV/0! | 0 | 0
___ | __ | __ | _ | [8 empty] | #DIV/0! | 0 | 0
___ | __ | __ | _ | [8 empty] | #DIV/0! | 0 | 0
___ | __ | __ | _ | [8 empty] | #DIV/0! | 0 | 0
___ | __ | __ | _ | [8 empty] | #DIV/0! | 0 | 0
___ | __ | __ | _ | [8 empty] | #DIV/0! | 0 | 0
___ | __ | __ | _ | [8 empty] | #DIV/0! | 0 | 0
___ | __ | __ | _ | [8 empty] | #DIV/0! | 0 | 0
___ | __ | __ | _ | [8 empty] | #DIV/0! | 0 | 0
___ | __ | __ | _ | [8 empty] | #DIV/0! | 0 | 0
___ | __ | __ | _ | [8 empty] | #DIV/0! | 0 | 0
___ | __ | __ | _ | [8 empty] | #DIV/0! | 0 | 0
___ | __ | __ | _ | [8 empty] | #DIV/0! | 0 | 0
___ | __ | __ | _ | [8 empty] | #DIV/0! | 0 | 0
___ | __ | __ | _ | [8 empty] | #DIV/0! | 0 | 0
___ | __ | __ | _ | [8 empty] | #DIV/0! | 0 | 0
___ | __ | __ | _ | [8 empty] | #DIV/0! | 0 | 0
___ | __ | __ | _ | [8 empty] | #DIV/0! | 0 | 0
___ | __ | __ | _ | [8 empty] | #DIV/0! | 0 | 0
___ | __ | __ | _ | [8 empty] | #DIV/0! | 0 | 0
___ | __ | __ | _ | [8 empty] | #DIV/0! | 0 | 0
___ | __ | __ | _ | [8 empty] | #DIV/0! | 0 | 0
___ | __ | __ | _ | [8 empty] | #DIV/0! | 0 | 0
___ | __ | __ | _ | [8 empty] | #DIV/0! | 0 | 0
___ | __ | __ | _ | [8 empty] | #DIV/0! | 0 | 0
___ | __ | __ | _ | [8 empty] | #DIV/0! | 0 | 0
___ | __ | __ | _ | [8 empty] | #DIV/0! | 0 | 0
___ | __ | __ | _ | [8 empty] | #DIV/0! | 0 | 0
___ | __ | __ | _ | [8 empty] | #DIV/0! | 0 | 0
___ | __ | __ | _ | [8 empty] | #DIV/0! | 0 | 0
___ | __ | __ | _ | [8 empty] | #DIV/0! | 0 | 0
___ | __ | __ | _ | [8 empty] | #DIV/0! | 0 | 0
___ | __ | __ | _ | [8 empty] | #DIV/0! | 0 | 0
___ | __ | __ | _ | [8 empty] | #DIV/0! | 0 | 0
___ | __ | __ | _ | [8 empty] | #DIV/0! | 0 | 0
___ | __ | __ | _ | [8 empty] | #DIV/0! | 0 | 0
___ | __ | __ | _ | [8 empty] | #DIV/0! | 0 | 0
___ | __ | __ | _ | [8 empty] | #DIV/0! | 0 | 0
___ | __ | __ | _ | [8 empty] | #DIV/0! | 0 | 0
___ | __ | __ | _ | [8 empty] | #DIV/0! | 0 | 0
___ | __ | __ | _ | [8 empty] | #DIV/0! | 0 | 0
___ | __ | __ | _ | [8 empty] | #DIV/0! | 0 | 0
___ | __ | __ | _ | [8 empty] | #DIV/0! | 0 | 0
___ | __ | __ | _ | [8 empty] | #DIV/0! | 0 | 0
___ | __ | __ | _ | [8 empty] | #DIV/0! | 0 | 0
___ | __ | __ | _ | [8 empty] | #DIV/0! | 0 | 0
___ | __ | __ | _ | [8 empty] | #DIV/0! | 0 | 0
___ | __ | __ | _ | [8 empty] | #DIV/0! | 0 | 0
___ | __ | __ | _ | [8 empty] | #DIV/0! | 0 | 0
___ | __ | __ | _ | [8 empty] | #DIV/0! | 0 | 0
___ | __ | __ | _ | [8 empty] | #DIV/0! | 0 | 0
___ | __ | __ | _ | [8 empty] | #DIV/0! | 0 | 0
___ | __ | __ | _ | [8 empty] | #DIV/0! | 0 | 0
___ | __ | __ | _ | [8 empty] | #DIV/0! | 0 | 0
___ | __ | __ | _ | [8 empty] | #DIV/0! | 0 | 0
___ | __ | __ | _ | [8 empty] | #DIV/0! | 0 | 0
___ | __ | __ | _ | [8 empty] | #DIV/0! | 0 | 0
___ | __ | __ | _ | [8 empty] | #DIV/0! | 0 | 0
___ | __ | __ | _ | [8 empty] | #DIV/0! | 0 | 0
___ | __ | __ | _ | [8 empty] | #DIV/0! | 0 | 0
___ | __ | __ | _ | [8 empty] | #DIV/0! | 0 | 0
___ | __ | __ | _ | [8 empty] | #DIV/0! | 0 | 0
___ | __ | __ | _ | [8 empty] | #DIV/0! | 0 | 0
___ | __ | __ | _ | [8 empty] | #DIV/0! | 0 | 0
___ | __ | __ | _ | [8 empty] | #DIV/0! | 0 | 0
___ | __ | __ | _ | [8 empty] | #DIV/0! | 0 | 0
___ | __ | __ | _ | [8 empty] | #DIV/0! | 0 | 0
___ | __ | __ | _ | [8 empty] | #DIV/0! | 0 | 0
___ | __ | __ | _ | [8 empty] | #DIV/0! | 0 | 0
___ | __ | __ | _ | [8 empty] | #DIV/0! | 0 | 0
___ | __ | __ | _ | [8 empty] | #DIV/0! | 0 | 0
___ | __ | __ | _ | [8 empty] | #DIV/0! | 0 | 0
___ | __ | __ | _ | [8 empty] | #DIV/0! | 0 | 0
___ | __ | __ | _ | [8 empty] | #DIV/0! | 0 | 0
___ | __ | __ | _ | [8 empty] | #DIV/0! | 0 | 0
___ | __ | __ | _ | [8 empty] | #DIV/0! | 0 | 0
___ | __ | __ | _ | [8 empty] | #DIV/0! | 0 | 0
___ | __ | __ | _ | [8 empty] | #DIV/0! | 0 | 0
___ | __ | __ | _ | [8 empty] | #DIV/0! | 0 | 0
___ | __ | __ | _ | [8 empty] | #DIV/0! | 0 | 0
___ | __ | __ | _ | [8 empty] | #DIV/0! | 0 | 0
___ | __ | __ | _ | [8 empty] | #DIV/0! | 0 | 0
___ | __ | __ | _ | [8 empty] | #DIV/0! | 0 | 0
___ | __ | __ | _ | [8 empty] | #DIV/0! | 0 | 0
___ | __ | __ | _ | [8 empty] | #DIV/0! | 0 | 0
___ | __ | __ | _ | [8 empty] | #DIV/0! | 0 | 0
___ | __ | __ | _ | [8 empty] | #DIV/0! | 0 | 0
___ | __ | __ | _ | [8 empty] | #DIV/0! | 0 | 0
___ | __ | __ | _ | [8 empty] | #DIV/0! | 0 | 0
___ | __ | __ | _ | [8 empty] | #DIV/0! | 0 | 0
___ | __ | __ | _ | [8 empty] | #DIV/0! | 0 | 0
___ | __ | __ | _ | [8 empty] | #DIV/0! | 0 | 0
___ | __ | __ | _ | [8 empty] | #DIV/0! | 0 | 0
___ | __ | __ | _ | [8 empty] | #DIV/0! | 0 | 0
___ | __ | __ | _ | [8 empty] | #DIV/0! | 0 | 0
___ | __ | __ | _ | [8 empty] | #DIV/0! | 0 | 0
___ | __ | __ | _ | [8 empty] | #DIV/0! | 0 | 0
___ | __ | __ | _ | [8 empty] | #DIV/0! | 0 | 0
___ | __ | __ | _ | [8 empty] | #DIV/0! | 0 | 0
___ | __ | __ | _ | [8 empty] | #DIV/0! | 0 | 0
___ | __ | __ | _ | [8 empty] | #DIV/0! | 0 | 0
___ | __ | __ | _ | [8 empty] | #DIV/0! | 0 | 0
___ | __ | __ | _ | [8 empty] | #DIV/0! | 0 | 0
___ | __ | __ | _ | [8 empty] | #DIV/0! | 0 | 0
___ | __ | __ | _ | [8 empty] | #DIV/0! | 0 | 0
___ | __ | __ | _ | [8 empty] | #DIV/0! | 0 | 0
___ | __ | __ | _ | [8 empty] | #DIV/0! | 0 | 0
___ | __ | __ | _ | [8 empty] | #DIV/0! | 0 | 0
___ | __ | __ | _ | [8 empty] | #DIV/0! | 0 | 0
___ | __ | __ | _ | [8 empty] | #DIV/0! | 0 | 0
___ | __ | __ | _ | [8 empty] | #DIV/0! | 0 | 0
___ | __ | __ | _ | [8 empty] | #DIV/0! | 0 | 0
___ | __ | __ | _ | [8 empty] | #DIV/0! | 0 | 0
___ | __ | __ | _ | [8 empty] | #DIV/0! | 0 | 0
___ | __ | __ | _ | [8 empty] | #DIV/0! | 0 | 0
___ | __ | __ | _ | [8 empty] | #DIV/0! | 0 | 0
___ | __ | __ | _ | [8 empty] | #DIV/0! | 0 | 0
___ | __ | __ | _ | [8 empty] | #DIV/0! | 0 | 0
___ | __ | __ | _ | [8 empty] | #DIV/0! | 0 | 0
___ | __ | __ | _ | [8 empty] | #DIV/0! | 0 | 0
___ | __ | __ | _ | [8 empty] | #DIV/0! | 0 | 0
___ | __ | __ | _ | [8 empty] | #DIV/0! | 0 | 0
___ | __ | __ | _ | [8 empty] | #DIV/0! | 0 | 0
___ | __ | __ | _ | [8 empty] | #DIV/0! | 0 | 0
___ | __ | __ | _ | [8 empty] | #DIV/0! | 0 | 0
___ | __ | __ | _ | [8 empty] | #DIV/0! | 0 | 0
___ | __ | __ | _ | [8 empty] | #DIV/0! | 0 | 0
___ | __ | __ | _ | [8 empty] | #DIV/0! | 0 | 0
___ | __ | __ | _ | [8 empty] | #DIV/0! | 0 | 0
___ | __ | __ | _ | [8 empty] | #DIV/0! | 0 | 0
___ | __ | __ | _ | [8 empty] | #DIV/0! | 0 | 0
___ | __ | __ | _ | [8 empty] | #DIV/0! | 0 | 0
___ | __ | __ | _ | [8 empty] | #DIV/0! | 0 | 0
___ | __ | __ | _ | [8 empty] | #DIV/0! | 0 | 0
___ | __ | __ | _ | [8 empty] | #DIV/0! | 0 | 0
___ | __ | __ | _ | [8 empty] | #DIV/0! | 0 | 0
___ | __ | __ | _ | [8 empty] | #DIV/0! | 0 | 0
___ | __ | __ | _ | [8 empty] | #DIV/0! | 0 | 0
___ | __ | __ | _ | [8 empty] | #DIV/0! | 0 | 0
___ | __ | __ | _ | [8 empty] | #DIV/0! | 0 | 0
___ | __ | __ | _ | [8 empty] | #DIV/0! | 0 | 0
___ | __ | __ | _ | [8 empty] | #DIV/0! | 0 | 0
___ | __ | __ | _ | [8 empty] | #DIV/0! | 0 | 0
___ | __ | __ | _ | [8 empty] | #DIV/0! | 0 | 0
___ | __ | __ | _ | [8 empty] | #DIV/0! | 0 | 0
___ | __ | __ | _ | [8 empty] | #DIV/0! | 0 | 0
___ | __ | __ | _ | [8 empty] | #DIV/0! | 0 | 0
___ | __ | __ | _ | [8 empty] | #DIV/0! | 0 | 0
___ | __ | __ | _ | [8 empty] | #DIV/0! | 0 | 0
___ | __ | __ | _ | [8 empty] | #DIV/0! | 0 | 0
___ | __ | __ | _ | [8 empty] | #DIV/0! | 0 | 0
___ | __ | __ | _ | [8 empty] | #DIV/0! | 0 | 0
___ | __ | __ | _ | [8 empty] | #DIV/0! | 0 | 0
___ | __ | __ | _ | [8 empty] | #DIV/0! | 0 | 0
___ | __ | __ | _ | [8 empty] | #DIV/0! | 0 | 0
___ | __ | __ | _ | [8 empty] | #DIV/0! | 0 | 0
___ | __ | __ | _ | [8 empty] | #DIV/0! | 0 | 0
___ | __ | __ | _ | [8 empty] | #DIV/0! | 0 | 0
___ | __ | __ | _ | [8 empty] | #DIV/0! | 0 | 0
___ | __ | __ | _ | [8 empty] | #DIV/0! | 0 | 0
___ | __ | __ | _ | [8 empty] | #DIV/0! | 0 | 0
___ | __ | __ | _ | [8 empty] | #DIV/0! | 0 | 0
___ | __ | __ | _ | [8 empty] | #DIV/0! | 0 | 0
___ | __ | __ | _ | [8 empty] | #DIV/0! | 0 | 0
___ | __ | __ | _ | [8 empty] | #DIV/0! | 0 | 0
___ | __ | __ | _ | [8 empty] | #DIV/0! | 0 | 0
___ | __ | __ | _ | [8 empty] | #DIV/0! | 0 | 0
___ | __ | __ | _ | [8 empty] | #DIV/0! | 0 | 0
___ | __ | __ | _ | [8 empty] | #DIV/0! | 0 | 0
___ | __ | __ | _ | [8 empty] | #DIV/0! | 0 | 0
___ | __ | __ | _ | [8 empty] | #DIV/0! | 0 | 0
___ | __ | __ | _ | [8 empty] | #DIV/0! | 0 | 0
___ | __ | __ | _ | [8 empty] | #DIV/0! | 0 | 0
___ | __ | __ | _ | [8 empty] | #DIV/0! | 0 | 0
___ | __ | __ | _ | [8 empty] | #DIV/0! | 0 | 0
___ | __ | __ | _ | [8 empty] | #DIV/0! | 0 | 0
___ | __ | __ | _ | [8 empty] | #DIV/0! | 0 | 0
___ | __ | __ | _ | [8 empty] | #DIV/0! | 0 | 0
___ | __ | __ | _ | [8 empty] | #DIV/0! | 0 | 0
___ | __ | __ | _ | [8 empty] | #DIV/0! | 0 | 0
___ | __ | __ | _ | [8 empty] | #DIV/0! | 0 | 0
___ | __ | __ | _ | [8 empty] | #DIV/0! | 0 | 0
___ | __ | __ | _ | [8 empty] | #DIV/0! | 0 | 0
___ | __ | __ | _ | [8 empty] | #DIV/0! | 0 | 0
___ | __ | __ | _ | [8 empty] | #DIV/0! | 0 | 0
___ | __ | __ | _ | [8 empty] | #DIV/0! | 0 | 0
___ | __ | __ | _ | [8 empty] | #DIV/0! | 0 | 0
___ | __ | __ | _ | [8 empty] | #DIV/0! | 0 | 0
___ | __ | __ | _ | [8 empty] | #DIV/0! | 0 | 0
___ | __ | __ | _ | [8 empty] | #DIV/0! | 0 | 0
___ | __ | __ | _ | [8 empty] | #DIV/0! | 0 | 0
___ | __ | __ | _ | [8 empty] | #DIV/0! | 0 | 0
___ | __ | __ | _ | [8 empty] | #DIV/0! | 0 | 0
___ | __ | __ | _ | [8 empty] | #DIV/0! | 0 | 0
___ | __ | __ | _ | [8 empty] | #DIV/0! | 0 | 0
___ | __ | __ | _ | [8 empty] | #DIV/0! | 0 | 0
___ | __ | __ | _ | [8 empty] | #DIV/0! | 0 | 0
___ | __ | __ | _ | [8 empty] | #DIV/0! | 0 | 0
___ | __ | __ | _ | [8 empty] | #DIV/0! | 0 | 0
___ | __ | __ | _ | [8 empty] | #DIV/0! | 0 | 0
___ | __ | __ | _ | [8 empty] | #DIV/0! | 0 | 0
___ | __ | __ | _ | [8 empty] | #DIV/0! | 0 | 0
___ | __ | __ | _ | [8 empty] | #DIV/0! | 0 | 0
___ | __ | __ | _ | [8 empty] | #DIV/0! | 0 | 0
___ | __ | __ | _ | [8 empty] | #DIV/0! | 0 | 0
___ | __ | __ | _ | [8 empty] | #DIV/0! | 0 | 0
___ | __ | __ | _ | [8 empty] | #DIV/0! | 0 | 0
___ | __ | __ | _ | [8 empty] | #DIV/0! | 0 | 0
___ | __ | __ | _ | [8 empty] | #DIV/0! | 0 | 0
___ | __ | __ | _ | [8 empty] | #DIV/0! | 0 | 0
___ | __ | __ | _ | [8 empty] | #DIV/0! | 0 | 0
___ | __ | __ | _ | [8 empty] | #DIV/0! | 0 | 0
___ | __ | __ | _ | [8 empty] | #DIV/0! | 0 | 0
___ | __ | __ | _ | [8 empty] | #DIV/0! | 0 | 0
___ | __ | __ | _ | [8 empty] | #DIV/0! | 0 | 0
___ | __ | __ | _ | [8 empty] | #DIV/0! | 0 | 0
___ | __ | __ | _ | [8 empty] | #DIV/0! | 0 | 0
___ | __ | __ | _ | [8 empty] | #DIV/0! | 0 | 0
___ | __ | __ | _ | [8 empty] | #DIV/0! | 0 | 0
___ | __ | __ | _ | [8 empty] | #DIV/0! | 0 | 0
___ | __ | __ | _ | [8 empty] | #DIV/0! | 0 | 0
___ | __ | __ | _ | [8 empty] | #DIV/0! | 0 | 0
___ | __ | __ | _ | [8 empty] | #DIV/0! | 0 | 0
___ | __ | __ | _ | [8 empty] | #DIV/0! | 0 | 0
___ | __ | __ | _ | [8 empty] | #DIV/0! | 0 | 0
___ | __ | __ | _ | [8 empty] | #DIV/0! | 0 | 0
___ | __ | __ | _ | [8 empty] | #DIV/0! | 0 | 0
___ | __ | __ | _ | [8 empty] | #DIV/0! | 0 | 0
___ | __ | __ | _ | [8 empty] | #DIV/0! | 0 | 0
___ | __ | __ | _ | [8 empty] | #DIV/0! | 0 | 0
___ | __ | __ | _ | [8 empty] | #DIV/0! | 0 | 0
___ | __ | __ | _ | [8 empty] | #DIV/0! | 0 | 0
___ | __ | __ | _ | [8 empty] | #DIV/0! | 0 | 0
___ | __ | __ | _ | [8 empty] | #DIV/0! | 0 | 0
___ | __ | __ | _ | [8 empty] | #DIV/0! | 0 | 0
___ | __ | __ | _ | [8 empty] | #DIV/0! | 0 | 0
___ | __ | __ | _ | [8 empty] | #DIV/0! | 0 | 0
___ | __ | __ | _ | [8 empty] | #DIV/0! | 0 | 0
___ | __ | __ | _ | [8 empty] | #DIV/0! | 0 | 0
___ | __ | __ | _ | [8 empty] | #DIV/0! | 0 | 0
___ | __ | __ | _ | [8 empty] | #DIV/0! | 0 | 0
___ | __ | __ | _ | [8 empty] | #DIV/0! | 0 | 0
___ | __ | __ | _ | [8 empty] | #DIV/0! | 0 | 0
___ | __ | __ | _ | [8 empty] | #DIV/0! | 0 | 0
___ | __ | __ | _ | [8 empty] | #DIV/0! | 0 | 0
___ | __ | __ | _ | [8 empty] | #DIV/0! | 0 | 0
___ | __ | __ | _ | [8 empty] | #DIV/0! | 0 | 0
___ | __ | __ | _ | [8 empty] | #DIV/0! | 0 | 0
___ | __ | __ | _ | [8 empty] | #DIV/0! | 0 | 0
___ | __ | __ | _ | [8 empty] | #DIV/0! | 0 | 0
___ | __ | __ | _ | [8 empty] | #DIV/0! | 0 | 0
___ | __ | __ | _ | [8 empty] | #DIV/0! | 0 | 0
___ | __ | __ | _ | [8 empty] | #DIV/0! | 0 | 0
___ | __ | __ | _ | [8 empty] | #DIV/0! | 0 | 0
___ | __ | __ | _ | [8 empty] | #DIV/0! | 0 | 0
___ | __ | __ | _ | [8 empty] | #DIV/0! | 0 | 0
___ | __ | __ | _ | [8 empty] | #DIV/0! | 0 | 0
___ | __ | __ | _ | [8 empty] | #DIV/0! | 0 | 0
___ | __ | __ | _ | [8 empty] | #DIV/0! | 0 | 0
___ | __ | __ | _ | [8 empty] | #DIV/0! | 0 | 0
___ | __ | __ | _ | [8 empty] | #DIV/0! | 0 | 0
___ | __ | __ | _ | [8 empty] | #DIV/0! | 0 | 0
___ | __ | __ | _ | [8 empty] | #DIV/0! | 0 | 0
___ | __ | __ | _ | [8 empty] | #DIV/0! | 0 | 0
___ | __ | __ | _ | [8 empty] | #DIV/0! | 0 | 0
___ | __ | __ | _ | [8 empty] | #DIV/0! | 0 | 0
___ | __ | __ | _ | [8 empty] | #DIV/0! | 0 | 0
___ | __ | __ | _ | [8 empty] | #DIV/0! | 0 | 0
___ | __ | __ | _ | [8 empty] | #DIV/0! | 0 | 0
___ | __ | __ | _ | [8 empty] | #DIV/0! | 0 | 0
___ | __ | __ | _ | [8 empty] | #DIV/0! | 0 | 0
___ | __ | __ | _ | [8 empty] | #DIV/0! | 0 | 0
___ | __ | __ | _ | [8 empty] | #DIV/0! | 0 | 0
___ | __ | __ | _ | [8 empty] | #DIV/0! | 0 | 0
___ | __ | __ | _ | [8 empty] | #DIV/0! | 0 | 0
___ | __ | __ | _ | [8 empty] | #DIV/0! | 0 | 0
___ | __ | __ | _ | [8 empty] | #DIV/0! | 0 | 0
___ | __ | __ | _ | [8 empty] | #DIV/0! | 0 | 0
___ | __ | __ | _ | [8 empty] | #DIV/0! | 0 | 0
___ | __ | __ | _ | [8 empty] | #DIV/0! | 0 | 0
___ | __ | __ | _ | [8 empty] | #DIV/0! | 0 | 0
___ | __ | __ | _ | [8 empty] | #DIV/0! | 0 | 0
___ | __ | __ | _ | [8 empty] | #DIV/0! | 0 | 0
___ | __ | __ | _ | [8 empty] | #DIV/0! | 0 | 0
___ | __ | __ | _ | [8 empty] | #DIV/0! | 0 | 0
___ | __ | __ | _ | [8 empty] | #DIV/0! | 0 | 0
___ | __ | __ | _ | [8 empty] | #DIV/0! | 0 | 0
___ | __ | __ | _ | [8 empty] | #DIV/0! | 0 | 0
___ | __ | __ | _ | [8 empty] | #DIV/0! | 0 | 0
___ | __ | __ | _ | [8 empty] | #DIV/0! | 0 | 0
___ | __ | __ | _ | [8 empty] | #DIV/0! | 0 | 0
___ | __ | __ | _ | [8 empty] | #DIV/0! | 0 | 0
___ | __ | __ | _ | [8 empty] | #DIV/0! | 0 | 0
___ | __ | __ | _ | [8 empty] | #DIV/0! | 0 | 0
___ | __ | __ | _ | [8 empty] | #DIV/0! | 0 | 0
___ | __ | __ | _ | [8 empty] | #DIV/0! | 0 | 0
___ | __ | __ | _ | [8 empty] | #DIV/0! | 0 | 0
___ | __ | __ | _ | [8 empty] | #DIV/0! | 0 | 0
___ | __ | __ | _ | [8 empty] | #DIV/0! | 0 | 0
___ | __ | __ | _ | [8 empty] | #DIV/0! | 0 | 0
___ | __ | __ | _ | [8 empty] | #DIV/0! | 0 | 0
___ | __ | __ | _ | [8 empty] | #DIV/0! | 0 | 0
___ | __ | __ | _ | [8 empty] | #DIV/0! | 0 | 0
___ | __ | __ | _ | [8 empty] | #DIV/0! | 0 | 0
___ | __ | __ | _ | [8 empty] | #DIV/0! | 0 | 0
___ | __ | __ | _ | [8 empty] | #DIV/0! | 0 | 0
___ | __ | __ | _ | [8 empty] | #DIV/0! | 0 | 0
___ | __ | __ | _ | [8 empty] | #DIV/0! | 0 | 0
___ | __ | __ | _ | [8 empty] | #DIV/0! | 0 | 0
___ | __ | __ | _ | [8 empty] | #DIV/0! | 0 | 0
___ | __ | __ | _ | [8 empty] | #DIV/0! | 0 | 0
___ | __ | __ | _ | [8 empty] | #DIV/0! | 0 | 0
___ | __ | __ | _ | [8 empty] | #DIV/0! | 0 | 0
___ | __ | __ | _ | [8 empty] | #DIV/0! | 0 | 0
___ | __ | __ | _ | [8 empty] | #DIV/0! | 0 | 0
___ | __ | __ | _ | [8 empty] | #DIV/0! | 0 | 0
___ | __ | __ | _ | [8 empty] | #DIV/0! | 0 | 0
___ | __ | __ | _ | [8 empty] | #DIV/0! | 0 | 0
___ | __ | __ | _ | [8 empty] | #DIV/0! | 0 | 0
___ | __ | __ | _ | [8 empty] | #DIV/0! | 0 | 0
___ | __ | __ | _ | [8 empty] | #DIV/0! | 0 | 0
___ | __ | __ | _ | [8 empty] | #DIV/0! | 0 | 0
___ | __ | __ | _ | [8 empty] | #DIV/0! | 0 | 0
___ | __ | __ | _ | [8 empty] | #DIV/0! | 0 | 0
___ | __ | __ | _ | [8 empty] | #DIV/0! | 0 | 0
___ | __ | __ | _ | [8 empty] | #DIV/0! | 0 | 0
___ | __ | __ | _ | [8 empty] | #DIV/0! | 0 | 0
___ | __ | __ | _ | [8 empty] | #DIV/0! | 0 | 0
___ | __ | __ | _ | [8 empty] | #DIV/0! | 0 | 0
___ | __ | __ | _ | [8 empty] | #DIV/0! | 0 | 0
___ | __ | __ | _ | [8 empty] | #DIV/0! | 0 | 0
___ | __ | __ | _ | [8 empty] | #DIV/0! | 0 | 0
___ | __ | __ | _ | [8 empty] | #DIV/0! | 0 | 0
___ | __ | __ | _ | [8 empty] | #DIV/0! | 0 | 0
___ | __ | __ | _ | [8 empty] | #DIV/0! | 0 | 0
___ | __ | __ | _ | [8 empty] | #DIV/0! | 0 | 0
___ | __ | __ | _ | [8 empty] | #DIV/0! | 0 | 0
___ | __ | __ | _ | [8 empty] | #DIV/0! | 0 | 0
___ | __ | __ | _ | [8 empty] | #DIV/0! | 0 | 0
___ | __ | __ | _ | [8 empty] | #DIV/0! | 0 | 0
___ | __ | __ | _ | [8 empty] | #DIV/0! | 0 | 0
___ | __ | __ | _ | [8 empty] | #DIV/0! | 0 | 0
___ | __ | __ | _ | [8 empty] | #DIV/0! | 0 | 0
___ | __ | __ | _ | [8 empty] | #DIV/0! | 0 | 0
___ | __ | __ | _ | [8 empty] | #DIV/0! | 0 | 0
___ | __ | __ | _ | [8 empty] | #DIV/0! | 0 | 0
___ | __ | __ | _ | [8 empty] | #DIV/0! | 0 | 0
___ | __ | __ | _ | [8 empty] | #DIV/0! | 0 | 0
___ | __ | __ | _ | [8 empty] | #DIV/0! | 0 | 0
___ | __ | __ | _ | [8 empty] | #DIV/0! | 0 | 0
___ | __ | __ | _ | [8 empty] | #DIV/0! | 0 | 0
___ | __ | __ | _ | [8 empty] | #DIV/0! | 0 | 0
___ | __ | __ | _ | [8 empty] | #DIV/0! | 0 | 0
___ | __ | __ | _ | [8 empty] | #DIV/0! | 0 | 0
___ | __ | __ | _ | [8 empty] | #DIV/0! | 0 | 0
___ | __ | __ | _ | [8 empty] | #DIV/0! | 0 | 0
___ | __ | __ | _ | [8 empty] | #DIV/0! | 0 | 0
___ | __ | __ | _ | [8 empty] | #DIV/0! | 0 | 0
___ | __ | __ | _ | [8 empty] | #DIV/0! | 0 | 0
___ | __ | __ | _ | [8 empty] | #DIV/0! | 0 | 0
___ | __ | __ | _ | [8 empty] | #DIV/0! | 0 | 0
___ | __ | __ | _ | [8 empty] | #DIV/0! | 0 | 0
___ | __ | __ | _ | [8 empty] | #DIV/0! | 0 | 0
___ | __ | __ | _ | [8 empty] | #DIV/0! | 0 | 0
___ | __ | __ | _ | [8 empty] | #DIV/0! | 0 | 0
___ | __ | __ | _ | [8 empty] | #DIV/0! | 0 | 0
___ | __ | __ | _ | [8 empty] | #DIV/0! | 0 | 0
___ | __ | __ | _ | [8 empty] | #DIV/0! | 0 | 0
___ | __ | __ | _ | [8 empty] | #DIV/0! | 0 | 0
___ | __ | __ | _ | [8 empty] | #DIV/0! | 0 | 0
___ | __ | __ | _ | [8 empty] | #DIV/0! | 0 | 0
___ | __ | __ | _ | [8 empty] | #DIV/0! | 0 | 0
___ | __ | __ | _ | [8 empty] | #DIV/0! | 0 | 0
___ | __ | __ | _ | [8 empty] | #DIV/0! | 0 | 0
___ | __ | __ | _ | [8 empty] | #DIV/0! | 0 | 0
___ | __ | __ | _ | [8 empty] | #DIV/0! | 0 | 0
___ | __ | __ | _ | [8 empty] | #DIV/0! | 0 | 0
___ | __ | __ | _ | [8 empty] | #DIV/0! | 0 | 0
___ | __ | __ | _ | [8 empty] | #DIV/0! | 0 | 0
___ | __ | __ | _ | [8 empty] | #DIV/0! | 0 | 0
___ | __ | __ | _ | [8 empty] | #DIV/0! | 0 | 0
___ | __ | __ | _ | [8 empty] | #DIV/0! | 0 | 0
___ | __ | __ | _ | [8 empty] | #DIV/0! | 0 | 0
___ | __ | __ | _ | [8 empty] | #DIV/0! | 0 | 0
___ | __ | __ | _ | [8 empty] | #DIV/0! | 0 | 0
___ | __ | __ | _ | [8 empty] | #DIV/0! | 0 | 0
___ | __ | __ | _ | [8 empty] | #DIV/0! | 0 | 0
___ | __ | __ | _ | [8 empty] | #DIV/0! | 0 | 0
___ | __ | __ | _ | [8 empty] | #DIV/0! | 0 | 0
___ | __ | __ | _ | [8 empty] | #DIV/0! | 0 | 0
___ | __ | __ | _ | [8 empty] | #DIV/0! | 0 | 0
___ | __ | __ | _ | [8 empty] | #DIV/0! | 0 | 0
___ | __ | __ | _ | [8 empty] | #DIV/0! | 0 | 0
___ | __ | __ | _ | [8 empty] | #DIV/0! | 0 | 0
___ | __ | __ | _ | [8 empty] | #DIV/0! | 0 | 0
___ | __ | __ | _ | [8 empty] | #DIV/0! | 0 | 0
___ | __ | __ | _ | [8 empty] | #DIV/0! | 0 | 0
___ | __ | __ | _ | [8 empty] | #DIV/0! | 0 | 0
___ | __ | __ | _ | [8 empty] | #DIV/0! | 0 | 0
___ | __ | __ | _ | [8 empty] | #DIV/0! | 0 | 0
___ | __ | __ | _ | [8 empty] | #DIV/0! | 0 | 0
___ | __ | __ | _ | [8 empty] | #DIV/0! | 0 | 0
___ | __ | __ | _ | [8 empty] | #DIV/0! | 0 | 0
___ | __ | __ | _ | [8 empty] | #DIV/0! | 0 | 0
___ | __ | __ | _ | [8 empty] | #DIV/0! | 0 | 0
___ | __ | __ | _ | [8 empty] | #DIV/0! | 0 | 0
___ | __ | __ | _ | [8 empty] | #DIV/0! | 0 | 0
___ | __ | __ | _ | [8 empty] | #DIV/0! | 0 | 0
___ | __ | __ | _ | [8 empty] | #DIV/0! | 0 | 0
___ | __ | __ | _ | [8 empty] | #DIV/0! | 0 | 0
___ | __ | __ | _ | [8 empty] | #DIV/0! | 0 | 0
___ | __ | __ | _ | [8 empty] | #DIV/0! | 0 | 0
___ | __ | __ | _ | [8 empty] | #DIV/0! | 0 | 0
___ | __ | __ | _ | [8 empty] | #DIV/0! | 0 | 0
___ | __ | __ | _ | [8 empty] | #DIV/0! | 0 | 0
___ | __ | __ | _ | [8 empty] | #DIV/0! | 0 | 0
___ | __ | __ | _ | [8 empty] | #DIV/0! | 0 | 0
___ | __ | __ | _ | [8 empty] | #DIV/0! | 0 | 0
___ | __ | __ | _ | [8 empty] | #DIV/0! | 0 | 0
___ | __ | __ | _ | [8 empty] | #DIV/0! | 0 | 0
___ | __ | __ | _ | [8 empty] | #DIV/0! | 0 | 0
___ | __ | __ | _ | [8 empty] | #DIV/0! | 0 | 0
___ | __ | __ | _ | [8 empty] | #DIV/0! | 0 | 0
___ | __ | __ | _ | [8 empty] | #DIV/0! | 0 | 0
___ | __ | __ | _ | [8 empty] | #DIV/0! | 0 | 0
___ | __ | __ | _ | [8 empty] | #DIV/0! | 0 | 0
___ | __ | __ | _ | [8 empty] | #DIV/0! | 0 | 0
___ | __ | __ | _ | [8 empty] | #DIV/0! | 0 | 0
___ | __ | __ | _ | [8 empty] | #DIV/0! | 0 | 0
___ | __ | __ | _ | [8 empty] | #DIV/0! | 0 | 0
___ | __ | __ | _ | [8 empty] | #DIV/0! | 0 | 0
___ | __ | __ | _ | [8 empty] | #DIV/0! | 0 | 0
___ | __ | __ | _ | [8 empty] | #DIV/0! | 0 | 0
___ | __ | __ | _ | [8 empty] | #DIV/0! | 0 | 0
___ | __ | __ | _ | [8 empty] | #DIV/0! | 0 | 0
___ | __ | __ | _ | [8 empty] | #DIV/0! | 0 | 0
___ | __ | __ | _ | [8 empty] | #DIV/0! | 0 | 0
___ | __ | __ | _ | [8 empty] | #DIV/0! | 0 | 0
___ | __ | __ | _ | [8 empty] | #DIV/0! | 0 | 0
___ | __ | __ | _ | [8 empty] | #DIV/0! | 0 | 0
___ | __ | __ | _ | [8 empty] | #DIV/0! | 0 | 0
___ | __ | __ | _ | [8 empty] | #DIV/0! | 0 | 0
___ | __ | __ | _ | [8 empty] | #DIV/0! | 0 | 0
___ | __ | __ | _ | [8 empty] | #DIV/0! | 0 | 0
___ | __ | __ | _ | [8 empty] | #DIV/0! | 0 | 0
___ | __ | __ | _ | [8 empty] | #DIV/0! | 0 | 0
___ | __ | __ | _ | [8 empty] | #DIV/0! | 0 | 0
___ | __ | __ | _ | [8 empty] | #DIV/0! | 0 | 0
___ | __ | __ | _ | [8 empty] | #DIV/0! | 0 | 0
___ | __ | __ | _ | [8 empty] | #DIV/0! | 0 | 0
___ | __ | __ | _ | [8 empty] | #DIV/0! | 0 | 0
___ | __ | __ | _ | [8 empty] | #DIV/0! | 0 | 0
___ | __ | __ | _ | [8 empty] | #DIV/0! | 0 | 0
___ | __ | __ | _ | [8 empty] | #DIV/0! | 0 | 0
___ | __ | __ | _ | [8 empty] | #DIV/0! | 0 | 0
___ | __ | __ | _ | [8 empty] | #DIV/0! | 0 | 0
___ | __ | __ | _ | [8 empty] | #DIV/0! | 0 | 0
___ | __ | __ | _ | [8 empty] | #DIV/0! | 0 | 0
___ | __ | __ | _ | [8 empty] | #DIV/0! | 0 | 0
___ | __ | __ | _ | [8 empty] | #DIV/0! | 0 | 0
___ | __ | __ | _ | [8 empty] | #DIV/0! | 0 | 0
___ | __ | __ | _ | [8 empty] | #DIV/0! | 0 | 0
___ | __ | __ | _ | [8 empty] | #DIV/0! | 0 | 0
___ | __ | __ | _ | [8 empty] | #DIV/0! | 0 | 0
___ | __ | __ | _ | [8 empty] | #DIV/0! | 0 | 0
___ | __ | __ | _ | [8 empty] | #DIV/0! | 0 | 0
___ | __ | __ | _ | [8 empty] | #DIV/0! | 0 | 0
___ | __ | __ | _ | [8 empty] | #DIV/0! | 0 | 0
___ | __ | __ | _ | [8 empty] | #DIV/0! | 0 | 0
___ | __ | __ | _ | [8 empty] | #DIV/0! | 0 | 0
___ | __ | __ | _ | [8 empty] | #DIV/0! | 0 | 0
___ | __ | __ | _ | [8 empty] | #DIV/0! | 0 | 0
___ | __ | __ | _ | [8 empty] | #DIV/0! | 0 | 0
___ | __ | __ | _ | [8 empty] | #DIV/0! | 0 | 0
___ | __ | __ | _ | [8 empty] | #DIV/0! | 0 | 0
___ | __ | __ | _ | [8 empty] | #DIV/0! | 0 | 0
___ | __ | __ | _ | [8 empty] | #DIV/0! | 0 | 0
___ | __ | __ | _ | [8 empty] | #DIV/0! | 0 | 0
___ | __ | __ | _ | [8 empty] | #DIV/0! | 0 | 0
___ | __ | __ | _ | [8 empty] | #DIV/0! | 0 | 0
___ | __ | __ | _ | [8 empty] | #DIV/0! | 0 | 0
___ | __ | __ | _ | [8 empty] | #DIV/0! | 0 | 0
___ | __ | __ | _ | [8 empty] | #DIV/0! | 0 | 0
___ | __ | __ | _ | [8 empty] | #DIV/0! | 0 | 0
___ | __ | __ | _ | [8 empty] | #DIV/0! | 0 | 0
___ | __ | __ | _ | [8 empty] | #DIV/0! | 0 | 0
___ | __ | __ | _ | [8 empty] | #DIV/0! | 0 | 0
___ | __ | __ | _ | [8 empty] | #DIV/0! | 0 | 0
___ | __ | __ | _ | [8 empty] | #DIV/0! | 0 | 0
___ | __ | __ | _ | [8 empty] | #DIV/0! | 0 | 0
___ | __ | __ | _ | [8 empty] | #DIV/0! | 0 | 0
___ | __ | __ | _ | [8 empty] | #DIV/0! | 0 | 0
___ | __ | __ | _ | [8 empty] | #DIV/0! | 0 | 0
___ | __ | __ | _ | [8 empty] | #DIV/0! | 0 | 0
___ | __ | __ | _ | [8 empty] | #DIV/0! | 0 | 0
___ | __ | __ | _ | [8 empty] | #DIV/0! | 0 | 0
___ | __ | __ | _ | [8 empty] | #DIV/0! | 0 | 0
___ | __ | __ | _ | [8 empty] | #DIV/0! | 0 | 0
___ | __ | __ | _ | [8 empty] | #DIV/0! | 0 | 0
___ | __ | __ | _ | [8 empty] | #DIV/0! | 0 | 0
___ | __ | __ | _ | [8 empty] | #DIV/0! | 0 | 0
___ | __ | __ | _ | [8 empty] | #DIV/0! | 0 | 0
___ | __ | __ | _ | [8 empty] | #DIV/0! | 0 | 0
___ | __ | __ | _ | [8 empty] | #DIV/0! | 0 | 0
___ | __ | __ | _ | [8 empty] | #DIV/0! | 0 | 0
___ | __ | __ | _ | [8 empty] | #DIV/0! | 0 | 0
___ | __ | __ | _ | [8 empty] | #DIV/0! | 0 | 0
___ | __ | __ | _ | [8 empty] | #DIV/0! | 0 | 0
___ | __ | __ | _ | [8 empty] | #DIV/0! | 0 | 0
___ | __ | __ | _ | [8 empty] | #DIV/0! | 0 | 0
___ | __ | __ | _ | [8 empty] | #DIV/0! | 0 | 0
___ | __ | __ | _ | [8 empty] | #DIV/0! | 0 | 0
___ | __ | __ | _ | [8 empty] | #DIV/0! | 0 | 0
___ | __ | __ | _ | [8 empty] | #DIV/0! | 0 | 0
___ | __ | __ | _ | [8 empty] | #DIV/0! | 0 | 0
___ | __ | __ | _ | [8 empty] | #DIV/0! | 0 | 0
___ | __ | __ | _ | [8 empty] | #DIV/0! | 0 | 0
___ | __ | __ | _ | [8 empty] | #DIV/0! | 0 | 0
___ | __ | __ | _ | [8 empty] | #DIV/0! | 0 | 0
___ | __ | __ | _ | [8 empty] | #DIV/0! | 0 | 0
___ | __ | __ | _ | [8 empty] | #DIV/0! | 0 | 0
___ | __ | __ | _ | [8 empty] | #DIV/0! | 0 | 0
___ | __ | __ | _ | [8 empty] | #DIV/0! | 0 | 0
___ | __ | __ | _ | [8 empty] | #DIV/0! | 0 | 0
___ | __ | __ | _ | [8 empty] | #DIV/0! | 0 | 0
___ | __ | __ | _ | [8 empty] | #DIV/0! | 0 | 0
___ | __ | __ | _ | [8 empty] | #DIV/0! | 0 | 0
___ | __ | __ | _ | [8 empty] | #DIV/0! | 0 | 0
___ | __ | __ | _ | [8 empty] | #DIV/0! | 0 | 0
___ | __ | __ | _ | [8 empty] | #DIV/0! | 0 | 0
___ | __ | __ | _ | [8 empty] | #DIV/0! | 0 | 0
___ | __ | __ | _ | [8 empty] | #DIV/0! | 0 | 0
___ | __ | __ | _ | [8 empty] | #DIV/0! | 0 | 0
___ | __ | __ | _ | [8 empty] | #DIV/0! | 0 | 0
___ | __ | __ | _ | [8 empty] | #DIV/0! | 0 | 0
___ | __ | __ | _ | [8 empty] | #DIV/0! | 0 | 0
___ | __ | __ | _ | [8 empty] | #DIV/0! | 0 | 0
___ | __ | __ | _ | [8 empty] | #DIV/0! | 0 | 0
___ | __ | __ | _ | [8 empty] | #DIV/0! | 0 | 0
___ | __ | __ | _ | [8 empty] | #DIV/0! | 0 | 0
___ | __ | __ | _ | [8 empty] | #DIV/0! | 0 | 0
___ | __ | __ | _ | [8 empty] | #DIV/0! | 0 | 0
___ | __ | __ | _ | [8 empty] | #DIV/0! | 0 | 0
___ | __ | __ | _ | [8 empty] | #DIV/0! | 0 | 0
___ | __ | __ | _ | [8 empty] | #DIV/0! | 0 | 0
___ | __ | __ | _ | [8 empty] | #DIV/0! | 0 | 0
___ | __ | __ | _ | [8 empty] | #DIV/0! | 0 | 0
___ | __ | __ | _ | [8 empty] | #DIV/0! | 0 | 0
___ | __ | __ | _ | [8 empty] | #DIV/0! | 0 | 0
___ | __ | __ | _ | [8 empty] | #DIV/0! | 0 | 0
___ | __ | __ | _ | [8 empty] | #DIV/0! | 0 | 0
___ | __ | __ | _ | [8 empty] | #DIV/0! | 0 | 0
___ | __ | __ | _ | [8 empty] | #DIV/0! | 0 | 0
___ | __ | __ | _ | [8 empty] | #DIV/0! | 0 | 0
___ | __ | __ | _ | [8 empty] | #DIV/0! | 0 | 0
___ | __ | __ | _ | [8 empty] | #DIV/0! | 0 | 0
___ | __ | __ | _ | [8 empty] | #DIV/0! | 0 | 0
___ | __ | __ | _ | [8 empty] | #DIV/0! | 0 | 0
___ | __ | __ | _ | [8 empty] | #DIV/0! | 0 | 0
___ | __ | __ | _ | [8 empty] | #DIV/0! | 0 | 0
___ | __ | __ | _ | [8 empty] | #DIV/0! | 0 | 0
___ | __ | __ | _ | [8 empty] | #DIV/0! | 0 | 0
___ | __ | __ | _ | [8 empty] | #DIV/0! | 0 | 0
___ | __ | __ | _ | [8 empty] | #DIV/0! | 0 | 0
___ | __ | __ | _ | [8 empty] | #DIV/0! | 0 | 0
___ | __ | __ | _ | [8 empty] | #DIV/0! | 0 | 0
___ | __ | __ | _ | [8 empty] | #DIV/0! | 0 | 0
___ | __ | __ | _ | [8 empty] | #DIV/0! | 0 | 0
___ | __ | __ | _ | [8 empty] | #DIV/0! | 0 | 0
___ | __ | __ | _ | [8 empty] | #DIV/0! | 0 | 0
___ | __ | __ | _ | [8 empty] | #DIV/0! | 0 | 0
___ | __ | __ | _ | [8 empty] | #DIV/0! | 0 | 0
___ | __ | __ | _ | [8 empty] | #DIV/0! | 0 | 0
___ | __ | __ | _ | [8 empty] | #DIV/0! | 0 | 0
___ | __ | __ | _ | [8 empty] | #DIV/0! | 0 | 0
___ | __ | __ | _ | [8 empty] | #DIV/0! | 0 | 0
___ | __ | __ | _ | [8 empty] | #DIV/0! | 0 | 0
___ | __ | __ | _ | [8 empty] | #DIV/0! | 0 | 0
___ | __ | __ | _ | [8 empty] | #DIV/0! | 0 | 0
___ | __ | __ | _ | [8 empty] | #DIV/0! | 0 | 0
___ | __ | __ | _ | [8 empty] | #DIV/0! | 0 | 0
___ | __ | __ | _ | [8 empty] | #DIV/0! | 0 | 0
___ | __ | __ | _ | [8 empty] | #DIV/0! | 0 | 0
___ | __ | __ | _ | [8 empty] | #DIV/0! | 0 | 0
___ | __ | __ | _ | [8 empty] | #DIV/0! | 0 | 0
___ | __ | __ | _ | [8 empty] | #DIV/0! | 0 | 0
___ | __ | __ | _ | [8 empty] | #DIV/0! | 0 | 0
___ | __ | __ | _ | [8 empty] | #DIV/0! | 0 | 0
___ | __ | __ | _ | [8 empty] | #DIV/0! | 0 | 0
___ | __ | __ | _ | [8 empty] | #DIV/0! | 0 | 0
___ | __ | __ | _ | [8 empty] | #DIV/0! | 0 | 0
___ | __ | __ | _ | [8 empty] | #DIV/0! | 0 | 0
___ | __ | __ | _ | [8 empty] | #DIV/0! | 0 | 0
___ | __ | __ | _ | [8 empty] | #DIV/0! | 0 | 0
___ | __ | __ | _ | [8 empty] | #DIV/0! | 0 | 0
___ | __ | __ | _ | [8 empty] | #DIV/0! | 0 | 0
___ | __ | __ | _ | [8 empty] | #DIV/0! | 0 | 0
___ | __ | __ | _ | [8 empty] | #DIV/0! | 0 | 0
___ | __ | __ | _ | [8 empty] | #DIV/0! | 0 | 0
___ | __ | __ | _ | [8 empty] | #DIV/0! | 0 | 0
___ | __ | __ | _ | [8 empty] | #DIV/0! | 0 | 0
___ | __ | __ | _ | [8 empty] | #DIV/0! | 0 | 0
___ | __ | __ | _ | [8 empty] | #DIV/0! | 0 | 0
___ | __ | __ | _ | [8 empty] | #DIV/0! | 0 | 0
___ | __ | __ | _ | [8 empty] | #DIV/0! | 0 | 0
___ | __ | __ | _ | [8 empty] | #DIV/0! | 0 | 0
___ | __ | __ | _ | [8 empty] | #DIV/0! | 0 | 0
___ | __ | __ | _ | [8 empty] | #DIV/0! | 0 | 0
___ | __ | __ | _ | [8 empty] | #DIV/0! | 0 | 0
___ | __ | __ | _ | [8 empty] | #DIV/0! | 0 | 0
___ | __ | __ | _ | [8 empty] | #DIV/0! | 0 | 0
___ | __ | __ | _ | [8 empty] | #DIV/0! | 0 | 0
___ | __ | __ | _ | [8 empty] | #DIV/0! | 0 | 0
___ | __ | __ | _ | [8 empty] | #DIV/0! | 0 | 0
___ | __ | __ | _ | [8 empty] | #DIV/0! | 0 | 0
___ | __ | __ | _ | [8 empty] | #DIV/0! | 0 | 0
___ | __ | __ | _ | [8 empty] | #DIV/0! | 0 | 0
___ | __ | __ | _ | [8 empty] | #DIV/0! | 0 | 0
___ | __ | __ | _ | [8 empty] | #DIV/0! | 0 | 0
___ | __ | __ | _ | [8 empty] | #DIV/0! | 0 | 0
___ | __ | __ | _ | [8 empty] | #DIV/0! | 0 | 0
___ | __ | __ | _ | [8 empty] | #DIV/0! | 0 | 0
___ | __ | __ | _ | [8 empty] | #DIV/0! | 0 | 0
___ | __ | __ | _ | [8 empty] | #DIV/0! | 0 | 0
___ | __ | __ | _ | [8 empty] | #DIV/0! | 0 | 0
___ | __ | __ | _ | [8 empty] | #DIV/0! | 0 | 0
___ | __ | __ | _ | [8 empty] | #DIV/0! | 0 | 0
___ | __ | __ | _ | [8 empty] | #DIV/0! | 0 | 0
___ | __ | __ | _ | [8 empty] | #DIV/0! | 0 | 0
___ | __ | __ | _ | [8 empty] | #DIV/0! | 0 | 0
___ | __ | __ | _ | [8 empty] | #DIV/0! | 0 | 0
___ | __ | __ | _ | [8 empty] | #DIV/0! | 0 | 0
___ | __ | __ | _ | [8 empty] | #DIV/0! | 0 | 0
___ | __ | __ | _ | [8 empty] | #DIV/0! | 0 | 0
___ | __ | __ | _ | [8 empty] | #DIV/0! | 0 | 0
___ | __ | __ | _ | [8 empty] | #DIV/0! | 0 | 0
___ | __ | __ | _ | [8 empty] | #DIV/0! | 0 | 0
___ | __ | __ | _ | [8 empty] | #DIV/0! | 0 | 0
___ | __ | __ | _ | [8 empty] | #DIV/0! | 0 | 0
___ | __ | __ | _ | [8 empty] | #DIV/0! | 0 | 0
___ | __ | __ | _ | [8 empty] | #DIV/0! | 0 | 0
___ | __ | __ | _ | [8 empty] | #DIV/0! | 0 | 0
___ | __ | __ | _ | [8 empty] | #DIV/0! | 0 | 0
___ | __ | __ | _ | [8 empty] | #DIV/0! | 0 | 0
___ | __ | __ | _ | [8 empty] | #DIV/0! | 0 | 0
___ | __ | __ | _ | [8 empty] | #DIV/0! | 0 | 0
___ | __ | __ | _ | [8 empty] | #DIV/0! | 0 | 0
___ | __ | __ | _ | [8 empty] | #DIV/0! | 0 | 0
___ | __ | __ | _ | [8 empty] | #DIV/0! | 0 | 0
___ | __ | __ | _ | [8 empty] | #DIV/0! | 0 | 0
___ | __ | __ | _ | [8 empty] | #DIV/0! | 0 | 0
___ | __ | __ | _ | [8 empty] | #DIV/0! | 0 | 0
___ | __ | __ | _ | [8 empty] | #DIV/0! | 0 | 0
___ | __ | __ | _ | [8 empty] | #DIV/0! | 0 | 0
___ | __ | __ | _ | [8 empty] | #DIV/0! | 0 | 0
___ | __ | __ | _ | [8 empty] | #DIV/0! | 0 | 0
___ | __ | __ | _ | [8 empty] | #DIV/0! | 0 | 0
___ | __ | __ | _ | [8 empty] | #DIV/0! | 0 | 0
___ | __ | __ | _ | [8 empty] | #DIV/0! | 0 | 0
___ | __ | __ | _ | [8 empty] | #DIV/0! | 0 | 0
___ | __ | __ | _ | [8 empty] | #DIV/0! | 0 | 0
___ | __ | __ | _ | [8 empty] | #DIV/0! | 0 | 0
___ | __ | __ | _ | [8 empty] | #DIV/0! | 0 | 0
___ | __ | __ | _ | [8 empty] | #DIV/0! | 0 | 0
___ | __ | __ | _ | [8 empty] | #DIV/0! | 0 | 0
___ | __ | __ | _ | [8 empty] | #DIV/0! | 0 | 0
___ | __ | __ | _ | [8 empty] | #DIV/0! | 0 | 0
___ | __ | __ | _ | [8 empty] | #DIV/0! | 0 | 0
___ | __ | __ | _ | [8 empty] | #DIV/0! | 0 | 0
___ | __ | __ | _ | [8 empty] | #DIV/0! | 0 | 0
___ | __ | __ | _ | [8 empty] | #DIV/0! | 0 | 0
___ | __ | __ | _ | [8 empty] | #DIV/0! | 0 | 0
___ | __ | __ | _ | [8 empty] | #DIV/0! | 0 | 0
___ | __ | __ | _ | [8 empty] | #DIV/0! | 0 | 0
___ | __ | __ | _ | [8 empty] | #DIV/0! | 0 | 0
___ | __ | __ | _ | [8 empty] | #DIV/0! | 0 | 0
___ | __ | __ | _ | [8 empty] | #DIV/0! | 0 | 0
___ | __ | __ | _ | [8 empty] | #DIV/0! | 0 | 0
___ | __ | __ | _ | [8 empty] | #DIV/0! | 0 | 0
___ | __ | __ | _ | [8 empty] | #DIV/0! | 0 | 0
___ | __ | __ | _ | [8 empty] | #DIV/0! | 0 | 0
___ | __ | __ | _ | [8 empty] | #DIV/0! | 0 | 0
___ | __ | __ | _ | [8 empty] | #DIV/0! | 0 | 0
___ | __ | __ | _ | [8 empty] | #DIV/0! | 0 | 0
___ | __ | __ | _ | [8 empty] | #DIV/0! | 0 | 0
___ | __ | __ | _ | [8 empty] | #DIV/0! | 0 | 0
___ | __ | __ | _ | [8 empty] | #DIV/0! | 0 | 0
___ | __ | __ | _ | [8 empty] | #DIV/0! | 0 | 0
___ | __ | __ | _ | [8 empty] | #DIV/0! | 0 | 0
___ | __ | __ | _ | [8 empty] | #DIV/0! | 0 | 0
___ | __ | __ | _ | [8 empty] | #DIV/0! | 0 | 0
___ | __ | __ | _ | [8 empty] | #DIV/0! | 0 | 0
___ | __ | __ | _ | [8 empty] | #DIV/0! | 0 | 0
___ | __ | __ | _ | [8 empty] | #DIV/0! | 0 | 0
___ | __ | __ | _ | [8 empty] | #DIV/0! | 0 | 0
___ | __ | __ | _ | [8 empty] | #DIV/0! | 0 | 0
___ | __ | __ | _ | [8 empty] | #DIV/0! | 0 | 0
___ | __ | __ | _ | [8 empty] | #DIV/0! | 0 | 0
___ | __ | __ | _ | [8 empty] | #DIV/0! | 0 | 0
___ | __ | __ | _ | [8 empty] | #DIV/0! | 0 | 0
___ | __ | __ | _ | [8 empty] | #DIV/0! | 0 | 0
___ | __ | __ | _ | [8 empty] | #DIV/0! | 0 | 0
___ | __ | __ | _ | [8 empty] | #DIV/0! | 0 | 0
___ | __ | __ | _ | [8 empty] | #DIV/0! | 0 | 0
___ | __ | __ | _ | [8 empty] | #DIV/0! | 0 | 0
___ | __ | __ | _ | [8 empty] | #DIV/0! | 0 | 0
___ | __ | __ | _ | [8 empty] | #DIV/0! | 0 | 0
___ | __ | __ | _ | [8 empty] | #DIV/0! | 0 | 0
___ | __ | __ | _ | [8 empty] | #DIV/0! | 0 | 0
___ | __ | __ | _ | [8 empty] | #DIV/0! | 0 | 0
___ | __ | __ | _ | [8 empty] | #DIV/0! | 0 | 0
___ | __ | __ | _ | [8 empty] | #DIV/0! | 0 | 0
___ | __ | __ | _ | [8 empty] | #DIV/0! | 0 | 0
___ | __ | __ | _ | [8 empty] | #DIV/0! | 0 | 0
___ | __ | __ | _ | [8 empty] | #DIV/0! | 0 | 0
___ | __ | __ | _ | [8 empty] | #DIV/0! | 0 | 0
___ | __ | __ | _ | [8 empty] | #DIV/0! | 0 | 0
___ | __ | __ | _ | [8 empty] | #DIV/0! | 0 | 0
___ | __ | __ | _ | [8 empty] | #DIV/0! | 0 | 0
___ | __ | __ | _ | [8 empty] | #DIV/0! | 0 | 0
___ | __ | __ | _ | [8 empty] | #DIV/0! | 0 | 0
___ | __ | __ | _ | [8 empty] | #DIV/0! | 0 | 0
___ | __ | __ | _ | [8 empty] | #DIV/0! | 0 | 0
___ | __ | __ | _ | [8 empty] | #DIV/0! | 0 | 0
___ | __ | __ | _ | [8 empty] | #DIV/0! | 0 | 0
___ | __ | __ | _ | [8 empty] | #DIV/0! | 0 | 0
___ | __ | __ | _ | [8 empty] | #DIV/0! | 0 | 0
___ | __ | __ | _ | [8 empty] | #DIV/0! | 0 | 0
___ | __ | __ | _ | [8 empty] | #DIV/0! | 0 | 0
___ | __ | __ | _ | [8 empty] | #DIV/0! | 0 | 0
___ | __ | __ | _ | [8 empty] | #DIV/0! | 0 | 0
___ | __ | __ | _ | [8 empty] | #DIV/0! | 0 | 0
___ | __ | __ | _ | [8 empty] | #DIV/0! | 0 | 0
___ | __ | __ | _ | [8 empty] | #DIV/0! | 0 | 0
___ | __ | __ | _ | [8 empty] | #DIV/0! | 0 | 0
___ | __ | __ | _ | [8 empty] | #DIV/0! | 0 | 0
___ | __ | __ | _ | [8 empty] | #DIV/0! | 0 | 0
___ | __ | __ | _ | [8 empty] | #DIV/0! | 0 | 0
___ | __ | __ | _ | [8 empty] | #DIV/0! | 0 | 0
___ | __ | __ | _ | [8 empty] | #DIV/0! | 0 | 0
___ | __ | __ | _ | [8 empty] | #DIV/0! | 0 | 0
___ | __ | __ | _ | [8 empty] | #DIV/0! | 0 | 0
___ | __ | __ | _ | [8 empty] | #DIV/0! | 0 | 0
___ | __ | __ | _ | [8 empty] | #DIV/0! | 0 | 0
___ | __ | __ | _ | [8 empty] | #DIV/0! | 0 | 0
___ | __ | __ | _ | [8 empty] | #DIV/0! | 0 | 0
___ | __ | __ | _ | [8 empty] | #DIV/0! | 0 | 0
___ | __ | __ | _ | [8 empty] | #DIV/0! | 0 | 0
___ | __ | __ | _ | [8 empty] | #DIV/0! | 0 | 0
___ | __ | __ | _ | [8 empty] | #DIV/0! | 0 | 0
___ | __ | __ | _ | [8 empty] | #DIV/0! | 0 | 0
___ | __ | __ | _ | [8 empty] | #DIV/0! | 0 | 0
___ | __ | __ | _ | [8 empty] | #DIV/0! | 0 | 0
___ | __ | __ | _ | [8 empty] | #DIV/0! | 0 | 0
___ | __ | __ | _ | [8 empty] | #DIV/0! | 0 | 0
___ | __ | __ | _ | [8 empty] | #DIV/0! | 0 | 0
___ | __ | __ | _ | [8 empty] | #DIV/0! | 0 | 0
___ | __ | __ | _ | [8 empty] | #DIV/0! | 0 | 0
___ | __ | __ | _ | [8 empty] | #DIV/0! | 0 | 0
___ | __ | __ | _ | [8 empty] | #DIV/0! | 0 | 0
___ | __ | __ | _ | [8 empty] | #DIV/0! | 0 | 0
___ | __ | __ | _ | [8 empty] | #DIV/0! | 0 | 0
___ | __ | __ | _ | [8 empty] | #DIV/0! | 0 | 0
___ | __ | __ | _ | [8 empty] | #DIV/0! | 0 | 0
___ | __ | __ | _ | [8 empty] | #DIV/0! | 0 | 0
___ | __ | __ | _ | [8 empty] | #DIV/0! | 0 | 0
___ | __ | __ | _ | [8 empty] | #DIV/0! | 0 | 0
___ | __ | __ | _ | [8 empty] | #DIV/0! | 0 | 0
___ | __ | __ | _ | [8 empty] | #DIV/0! | 0 | 0
___ | __ | __ | _ | [8 empty] | #DIV/0! | 0 | 0
___ | __ | __ | _ | [8 empty] | #DIV/0! | 0 | 0
___ | __ | __ | _ | [8 empty] | #DIV/0! | 0 | 0
___ | __ | __ | _ | [8 empty] | #DIV/0! | 0 | 0
___ | __ | __ | _ | [8 empty] | #DIV/0! | 0 | 0
___ | __ | __ | _ | [8 empty] | #DIV/0! | 0 | 0
___ | __ | __ | _ | [8 empty] | #DIV/0! | 0 | 0
___ | __ | __ | _ | [8 empty] | #DIV/0! | 0 | 0
___ | __ | __ | _ | [8 empty] | #DIV/0! | 0 | 0
___ | __ | __ | _ | [8 empty] | #DIV/0! | 0 | 0
___ | __ | __ | _ | [8 empty] | #DIV/0! | 0 | 0
___ | __ | __ | _ | [8 empty] | #DIV/0! | 0 | 0
___ | __ | __ | _ | [8 empty] | #DIV/0! | 0 | 0
___ | __ | __ | _ | [8 empty] | #DIV/0! | 0 | 0
___ | __ | __ | _ | [8 empty] | #DIV/0! | 0 | 0
___ | __ | __ | _ | [8 empty] | #DIV/0! | 0 | 0
___ | __ | __ | _ | [8 empty] | #DIV/0! | 0 | 0
___ | __ | __ | _ | [8 empty] | #DIV/0! | 0 | 0
___ | __ | __ | _ | [8 empty] | #DIV/0! | 0 | 0
___ | __ | __ | _ | [8 empty] | #DIV/0! | 0 | 0
___ | __ | __ | _ | [8 empty] | #DIV/0! | 0 | 0
___ | __ | __ | _ | [8 empty] | #DIV/0! | 0 | 0
___ | __ | __ | _ | [8 empty] | #DIV/0! | 0 | 0
___ | __ | __ | _ | [8 empty] | #DIV/0! | 0 | 0
___ | __ | __ | _ | [8 empty] | #DIV/0! | 0 | 0
___ | __ | __ | _ | [8 empty] | #DIV/0! | 0 | 0
___ | __ | __ | _ | [8 empty] | #DIV/0! | 0 | 0
___ | __ | __ | _ | [8 empty] | #DIV/0! | 0 | 0
___ | __ | __ | _ | [8 empty] | #DIV/0! | 0 | 0
___ | __ | __ | _ | [8 empty] | #DIV/0! | 0 | 0
___ | __ | __ | _ | [8 empty] | #DIV/0! | 0 | 0
___ | __ | __ | _ | [8 empty] | #DIV/0! | 0 | 0
___ | __ | __ | _ | [8 empty] | #DIV/0! | 0 | 0
___ | __ | __ | _ | [8 empty] | #DIV/0! | 0 | 0
___ | __ | __ | _ | [8 empty] | #DIV/0! | 0 | 0
___ | __ | __ | _ | [8 empty] | #DIV/0! | 0 | 0
___ | __ | __ | _ | [8 empty] | #DIV/0! | 0 | 0
___ | __ | __ | _ | [8 empty] | #DIV/0! | 0 | 0
___ | __ | __ | _ | [8 empty] | #DIV/0! | 0 | 0
___ | __ | __ | _ | [8 empty] | #DIV/0! | 0 | 0
___ | __ | __ | _ | [8 empty] | #DIV/0! | 0 | 0
___ | __ | __ | _ | [8 empty] | #DIV/0! | 0 | 0
___ | __ | __ | _ | [8 empty] | #DIV/0! | 0 | 0
___ | __ | __ | _ | [8 empty] | #DIV/0! | 0 | 0
___ | __ | __ | _ | [8 empty] | #DIV/0! | 0 | 0
___ | __ | __ | _ | [8 empty] | #DIV/0! | 0 | 0
___ | __ | __ | _ | [8 empty] | #DIV/0! | 0 | 0
___ | __ | __ | _ | [8 empty] | #DIV/0! | 0 | 0
___ | __ | __ | _ | [8 empty] | #DIV/0! | 0 | 0
___ | __ | __ | _ | [8 empty] | #DIV/0! | 0 | 0
___ | __ | __ | _ | [8 empty] | #DIV/0! | 0 | 0
___ | __ | __ | _ | [8 empty] | #DIV/0! | 0 | 0
___ | __ | __ | _ | [8 empty] | #DIV/0! | 0 | 0
___ | __ | __ | _ | [8 empty] | #DIV/0! | 0 | 0
___ | __ | __ | _ | [8 empty] | #DIV/0! | 0 | 0
___ | __ | __ | _ | [8 empty] | #DIV/0! | 0 | 0
___ | __ | __ | _ | [8 empty] | #DIV/0! | 0 | 0
___ | __ | __ | _ | [8 empty] | #DIV/0! | 0 | 0
___ | __ | __ | _ | [8 empty] | #DIV/0! | 0 | 0
___ | __ | __ | _ | [8 empty] | #DIV/0! | 0 | 0
___ | __ | __ | _ | [8 empty] | #DIV/0! | 0 | 0
___ | __ | __ | _ | [8 empty] | #DIV/0! | 0 | 0
___ | __ | __ | _ | [8 empty] | #DIV/0! | 0 | 0
___ | __ | __ | _ | [8 empty] | #DIV/0! | 0 | 0
___ | __ | __ | _ | [8 empty] | #DIV/0! | 0 | 0
___ | __ | __ | _ | [8 empty] | #DIV/0! | 0 | 0
___ | __ | __ | _ | [8 empty] | #DIV/0! | 0 | 0
___ | __ | __ | _ | [8 empty] | #DIV/0! | 0 | 0
___ | __ | __ | _ | [8 empty] | #DIV/0! | 0 | 0
___ | __ | __ | _ | [8 empty] | #DIV/0! | 0 | 0
___ | __ | __ | _ | [8 empty] | #DIV/0! | 0 | 0
___ | __ | __ | _ | [8 empty] | #DIV/0! | 0 | 0
___ | __ | __ | _ | [8 empty] | #DIV/0! | 0 | 0
___ | __ | __ | _ | [8 empty] | #DIV/0! | 0 | 0
___ | __ | __ | _ | [8 empty] | #DIV/0! | 0 | 0
___ | __ | __ | _ | [8 empty] | #DIV/0! | 0 | 0
___ | __ | __ | _ | [8 empty] | #DIV/0! | 0 | 0
___ | __ | __ | _ | [8 empty] | #DIV/0! | 0 | 0
___ | __ | __ | _ | [8 empty] | #DIV/0! | 0 | 0
___ | __ | __ | _ | [8 empty] | #DIV/0! | 0 | 0
___ | __ | __ | _ | [8 empty] | #DIV/0! | 0 | 0
___ | __ | __ | _ | [8 empty] | #DIV/0! | 0 | 0
___ | __ | __ | _ | [8 empty] | #DIV/0! | 0 | 0
___ | __ | __ | _ | [8 empty] | #DIV/0! | 0 | 0
___ | __ | __ | _ | [8 empty] | #DIV/0! | 0 | 0
___ | __ | __ | _ | [8 empty] | #DIV/0! | 0 | 0
___ | __ | __ | _ | [8 empty] | #DIV/0! | 0 | 0
___ | __ | __ | _ | [8 empty] | #DIV/0! | 0 | 0
___ | __ | __ | _ | [8 empty] | #DIV/0! | 0 | 0
___ | __ | __ | _ | [8 empty] | #DIV/0! | 0 | 0
___ | __ | __ | _ | [8 empty] | #DIV/0! | 0 | 0
___ | __ | __ | _ | [8 empty] | #DIV/0! | 0 | 0
___ | __ | __ | _ | [8 empty] | #DIV/0! | 0 | 0
___ | __ | __ | _ | [8 empty] | #DIV/0! | 0 | 0
___ | __ | __ | _ | [8 empty] | #DIV/0! | 0 | 0
___ | __ | __ | _ | [8 empty] | #DIV/0! | 0 | 0
___ | __ | __ | _ | [8 empty] | #DIV/0! | 0 | 0
___ | __ | __ | _ | [8 empty] | #DIV/0! | 0 | 0
___ | __ | __ | _ | [8 empty] | #DIV/0! | 0 | 0
___ | __ | __ | _ | [8 empty] | #DIV/0! | 0 | 0
___ | __ | __ | _ | [8 empty] | #DIV/0! | 0 | 0
___ | __ | __ | _ | [8 empty] | #DIV/0! | 0 | 0
___ | __ | __ | _ | [8 empty] | #DIV/0! | 0 | 0
___ | __ | __ | _ | [8 empty] | #DIV/0! | 0 | 0
___ | __ | __ | _ | [8 empty] | #DIV/0! | 0 | 0
___ | __ | __ | _ | [8 empty] | #DIV/0! | 0 | 0
___ | __ | __ | _ | [8 empty] | #DIV/0! | 0 | 0
___ | __ | __ | _ | [8 empty] | #DIV/0! | 0 | 0
___ | __ | __ | _ | [8 empty] | #DIV/0! | 0 | 0
___ | __ | __ | _ | [8 empty] | #DIV/0! | 0 | 0
___ | __ | __ | _ | [8 empty] | #DIV/0! | 0 | 0
___ | __ | __ | _ | [8 empty] | #DIV/0! | 0 | 0
___ | __ | __ | _ | [8 empty] | #DIV/0! | 0 | 0
___ | __ | __ | _ | [8 empty] | #DIV/0! | 0 | 0
___ | __ | __ | _ | [8 empty] | #DIV/0! | 0 | 0
___ | __ | __ | _ | [8 empty] | #DIV/0! | 0 | 0
___ | __ | __ | _ | [8 empty] | #DIV/0! | 0 | 0
___ | __ | __ | _ | [8 empty] | #DIV/0! | 0 | 0
___ | __ | __ | _ | [8 empty] | #DIV/0! | 0 | 0
___ | __ | __ | _ | [8 empty] | #DIV/0! | 0 | 0
___ | __ | __ | _ | [8 empty] | #DIV/0! | 0 | 0
___ | __ | __ | _ | [8 empty] | #DIV/0! | 0 | 0
___ | __ | __ | _ | [8 empty] | #DIV/0! | 0 | 0
___ | __ | __ | _ | [8 empty] | #DIV/0! | 0 | 0
___ | __ | __ | _ | [8 empty] | #DIV/0! | 0 | 0
___ | __ | __ | _ | [8 empty] | #DIV/0! | 0 | 0
___ | __ | __ | _ | [8 empty] | #DIV/0! | 0 | 0
___ | __ | __ | _ | [8 empty] | #DIV/0! | 0 | 0
___ | __ | __ | _ | [8 empty] | #DIV/0! | 0 | 0
___ | __ | __ | _ | [8 empty] | #DIV/0! | 0 | 0
___ | __ | __ | _ | [8 empty] | #DIV/0! | 0 | 0
___ | __ | __ | _ | [8 empty] | #DIV/0! | 0 | 0
___ | __ | __ | _ | [8 empty] | #DIV/0! | 0 | 0
___ | __ | __ | _ | [8 empty] | #DIV/0! | 0 | 0
___ | __ | __ | _ | [8 empty] | #DIV/0! | 0 | 0
___ | __ | __ | _ | [8 empty] | #DIV/0! | 0 | 0
___ | __ | __ | _ | [8 empty] | #DIV/0! | 0 | 0
___ | __ | __ | _ | [8 empty] | #DIV/0! | 0 | 0
___ | __ | __ | _ | [8 empty] | #DIV/0! | 0 | 0
___ | __ | __ | _ | [8 empty] | #DIV/0! | 0 | 0
___ | __ | __ | _ | [8 empty] | #DIV/0! | 0 | 0
___ | __ | __ | _ | [8 empty] | #DIV/0! | 0 | 0
___ | __ | __ | _ | [8 empty] | #DIV/0! | 0 | 0
___ | __ | __ | _ | [8 empty] | #DIV/0! | 0 | 0
___ | __ | __ | _ | [8 empty] | #DIV/0! | 0 | 0
___ | __ | __ | _ | [8 empty] | #DIV/0! | 0 | 0
___ | __ | __ | _ | [8 empty] | #DIV/0! | 0 | 0
___ | __ | __ | _ | [8 empty] | #DIV/0! | 0 | 0
___ | __ | __ | _ | [8 empty] | #DIV/0! | 0 | 0
___ | __ | __ | _ | [8 empty] | #DIV/0! | 0 | 0
___ | __ | __ | _ | [8 empty] | #DIV/0! | 0 | 0
___ | __ | __ | _ | [8 empty] | #DIV/0! | 0 | 0
___ | __ | __ | _ | [8 empty] | #DIV/0! | 0 | 0
___ | __ | __ | _ | [8 empty] | #DIV/0! | 0 | 0
___ | __ | __ | _ | [8 empty] | #DIV/0! | 0 | 0
___ | __ | __ | _ | [8 empty] | #DIV/0! | 0 | 0
___ | __ | __ | _ | [8 empty] | #DIV/0! | 0 | 0
___ | __ | __ | _ | [8 empty] | #DIV/0! | 0 | 0
___ | __ | __ | _ | [8 empty] | #DIV/0! | 0 | 0
___ | __ | __ | _ | [8 empty] | #DIV/0! | 0 | 0
___ | __ | __ | _ | [8 empty] | #DIV/0! | 0 | 0
___ | __ | __ | _ | [8 empty] | #DIV/0! | 0 | 0
___ | __ | __ | _ | [8 empty] | #DIV/0! | 0 | 0
___ | __ | __ | _ | [8 empty] | #DIV/0! | 0 | 0
___ | __ | __ | _ | [8 empty] | #DIV/0! | 0 | 0
___ | __ | __ | _ | [8 empty] | #DIV/0! | 0 | 0
___ | __ | __ | _ | [8 empty] | #DIV/0! | 0 | 0
___ | __ | __ | _ | [8 empty] | #DIV/0! | 0 | 0
___ | __ | __ | _ | [8 empty] | #DIV/0! | 0 | 0
___ | __ | __ | _ | [8 empty] | #DIV/0! | 0 | 0
___ | __ | __ | _ | [8 empty] | #DIV/0! | 0 | 0
___ | __ | __ | _ | [8 empty] | #DIV/0! | 0 | 0
___ | __ | __ | _ | [8 empty] | #DIV/0! | 0 | 0
___ | __ | __ | _ | [8 empty] | #DIV/0! | 0 | 0
___ | __ | __ | _ | [8 empty] | #DIV/0! | 0 | 0
___ | __ | __ | _ | [8 empty] | #DIV/0! | 0 | 0
___ | __ | __ | _ | [8 empty] | #DIV/0! | 0 | 0
___ | __ | __ | _ | [8 empty] | #DIV/0! | 0 | 0
___ | __ | __ | _ | [8 empty] | #DIV/0! | 0 | 0
___ | __ | __ | _ | [8 empty] | #DIV/0! | 0 | 0
___ | __ | __ | _ | [8 empty] | #DIV/0! | 0 | 0
___ | __ | __ | _ | [8 empty] | #DIV/0! | 0 | 0
___ | __ | __ | _ | [8 empty] | #DIV/0! | 0 | 0
___ | __ | __ | _ | [8 empty] | #DIV/0! | 0 | 0
___ | __ | __ | _ | [8 empty] | #DIV/0! | 0 | 0
___ | __ | __ | _ | [8 empty] | #DIV/0! | 0 | 0
___ | __ | __ | _ | [8 empty] | #DIV/0! | 0 | 0
___ | __ | __ | _ | [8 empty] | #DIV/0! | 0 | 0
___ | __ | __ | _ | [8 empty] | #DIV/0! | 0 | 0
___ | __ | __ | _ | [8 empty] | #DIV/0! | 0 | 0
___ | __ | __ | _ | [8 empty] | #DIV/0! | 0 | 0
___ | __ | __ | _ | [8 empty] | #DIV/0! | 0 | 0
___ | __ | __ | _ | [8 empty] | #DIV/0! | 0 | 0
___ | __ | __ | _ | [8 empty] | #DIV/0! | 0 | 0
___ | __ | __ | _ | [8 empty] | #DIV/0! | 0 | 0
___ | __ | __ | _ | [8 empty] | #DIV/0! | 0 | 0
___ | __ | __ | _ | [8 empty] | #DIV/0! | 0 | 0
___ | __ | __ | _ | [8 empty] | #DIV/0! | 0 | 0
___ | __ | __ | _ | [8 empty] | #DIV/0! | 0 | 0
___ | __ | __ | _ | [8 empty] | #DIV/0! | 0 | 0
___ | __ | __ | _ | [8 empty] | #DIV/0! | 0 | 0
___ | __ | __ | _ | [8 empty] | #DIV/0! | 0 | 0
___ | __ | __ | _ | [8 empty] | #DIV/0! | 0 | 0
___ | __ | __ | _ | [8 empty] | #DIV/0! | 0 | 0
___ | __ | __ | _ | [8 empty] | #DIV/0! | 0 | 0
___ | __ | __ | _ | [8 empty] | #DIV/0! | 0 | 0
___ | __ | __ | _ | [8 empty] | #DIV/0! | 0 | 0
___ | __ | __ | _ | [8 empty] | #DIV/0! | 0 | 0
___ | __ | __ | _ | [8 empty] | #DIV/0! | 0 | 0
___ | __ | __ | _ | [8 empty] | #DIV/0! | 0 | 0
___ | __ | __ | _ | [8 empty] | #DIV/0! | 0 | 0
___ | __ | __ | _ | [8 empty] | #DIV/0! | 0 | 0
___ | __ | __ | _ | [8 empty] | #DIV/0! | 0 | 0
___ | __ | __ | _ | [8 empty] | #DIV/0! | 0 | 0
___ | __ | __ | _ | [8 empty] | #DIV/0! | 0 | 0
___ | __ | __ | _ | [8 empty] | #DIV/0! | 0 | 0
___ | __ | __ | _ | [8 empty] | #DIV/0! | 0 | 0
___ | __ | __ | _ | [8 empty] | #DIV/0! | 0 | 0
___ | __ | __ | _ | [8 empty] | #DIV/0! | 0 | 0
___ | __ | __ | _ | [8 empty] | #DIV/0! | 0 | 0
___ | __ | __ | _ | [8 empty] | #DIV/0! | 0 | 0
___ | __ | __ | _ | [8 empty] | #DIV/0! | 0 | 0
___ | __ | __ | _ | [8 empty] | #DIV/0! | 0 | 0
___ | __ | __ | _ | [8 empty] | #DIV/0! | 0 | 0
___ | __ | __ | _ | [8 empty] | #DIV/0! | 0 | 0
___ | __ | __ | _ | [8 empty] | #DIV/0! | 0 | 0
___ | __ | __ | _ | [8 empty] | #DIV/0! | 0 | 0
___ | __ | __ | _ | [8 empty] | #DIV/0! | 0 | 0
___ | __ | __ | _ | [8 empty] | #DIV/0! | 0 | 0
___ | __ | __ | _ | [8 empty] | #DIV/0! | 0 | 0
___ | __ | __ | _ | [8 empty] | #DIV/0! | 0 | 0
___ | __ | __ | _ | [8 empty] | #DIV/0! | 0 | 0
___ | __ | __ | _ | [8 empty] | #DIV/0! | 0 | 0
___ | __ | __ | _ | [8 empty] | #DIV/0! | 0 | 0
___ | __ | __ | _ | [8 empty] | #DIV/0! | 0 | 0
___ | __ | __ | _ | [8 empty] | #DIV/0! | 0 | 0
___ | __ | __ | _ | [8 empty] | #DIV/0! | 0 | 0
___ | __ | __ | _ | [8 empty] | #DIV/0! | 0 | 0
___ | __ | __ | _ | [8 empty] | #DIV/0! | 0 | 0
___ | __ | __ | _ | [8 empty] | #DIV/0! | 0 | 0
___ | __ | __ | _ | [8 empty] | #DIV/0! | 0 | 0
___ | __ | __ | _ | [8 empty] | #DIV/0! | 0 | 0
___ | __ | __ | _ | [8 empty] | #DIV/0! | 0 | 0
___ | __ | __ | _ | [8 empty] | #DIV/0! | 0 | 0
___ | __ | __ | _ | [8 empty] | #DIV/0! | 0 | 0
___ | __ | __ | _ | [8 empty] | #DIV/0! | 0 | 0
___ | __ | __ | _ | [8 empty] | #DIV/0! | 0 | 0
___ | __ | __ | _ | [8 empty] | #DIV/0! | 0 | 0
___ | __ | __ | _ | [8 empty] | #DIV/0! | 0 | 0
___ | __ | __ | _ | [8 empty] | #DIV/0! | 0 | 0
___ | __ | __ | _ | [8 empty] | #DIV/0! | 0 | 0
___ | __ | __ | _ | [8 empty] | #DIV/0! | 0 | 0
___ | __ | __ | _ | [8 empty] | #DIV/0! | 0 | 0
___ | __ | __ | _ | [8 empty] | #DIV/0! | 0 | 0
___ | __ | __ | _ | [8 empty] | #DIV/0! | 0 | 0
___ | __ | __ | _ | [8 empty] | #DIV/0! | 0 | 0
___ | __ | __ | _ | [8 empty] | #DIV/0! | 0 | 0
___ | __ | __ | _ | [8 empty] | #DIV/0! | 0 | 0
___ | __ | __ | _ | [8 empty] | #DIV/0! | 0 | 0
___ | __ | __ | _ | [8 empty] | #DIV/0! | 0 | 0
___ | __ | __ | _ | [8 empty] | #DIV/0! | 0 | 0
___ | __ | __ | _ | [8 empty] | #DIV/0! | 0 | 0
___ | __ | __ | _ | [8 empty] | #DIV/0! | 0 | 0
___ | __ | __ | _ | [8 empty] | #DIV/0! | 0 | 0
___ | __ | __ | _ | [8 empty] | #DIV/0! | 0 | 0
___ | __ | __ | _ | [8 empty] | #DIV/0! | 0 | 0
___ | __ | __ | _ | [8 empty] | #DIV/0! | 0 | 0
___ | __ | __ | _ | [8 empty] | #DIV/0! | 0 | 0
___ | __ | __ | _ | [8 empty] | #DIV/0! | 0 | 0
___ | __ | __ | _ | [8 empty] | #DIV/0! | 0 | 0
___ | __ | __ | _ | [8 empty] | #DIV/0! | 0 | 0
___ | __ | __ | _ | [8 empty] | #DIV/0! | 0 | 0
___ | __ | __ | _ | [8 empty] | #DIV/0! | 0 | 0
___ | __ | __ | _ | [8 empty] | #DIV/0! | 0 | 0
___ | __ | __ | _ | [8 empty] | #DIV/0! | 0 | 0
___ | __ | __ | _ | [8 empty] | #DIV/0! | 0 | 0
___ | __ | __ | _ | [8 empty] | #DIV/0! | 0 | 0
___ | __ | __ | _ | [8 empty] | #DIV/0! | 0 | 0
___ | __ | __ | _ | [8 empty] | #DIV/0! | 0 | 0
___ | __ | __ | _ | [8 empty] | #DIV/0! | 0 | 0
___ | __ | __ | _ | [8 empty] | #DIV/0! | 0 | 0
___ | __ | __ | _ | [8 empty] | #DIV/0! | 0 | 0
___ | __ | __ | _ | [8 empty] | #DIV/0! | 0 | 0
___ | __ | __ | _ | [8 empty] | #DIV/0! | 0 | 0
___ | __ | __ | _ | [8 empty] | #DIV/0! | 0 | 0
___ | __ | __ | _ | [8 empty] | #DIV/0! | 0 | 0
___ | __ | __ | _ | [8 empty] | #DIV/0! | 0 | 0
___ | __ | __ | _ | [8 empty] | #DIV/0! | 0 | 0
___ | __ | __ | _ | [8 empty] | #DIV/0! | 0 | 0
___ | __ | __ | _ | [8 empty] | #DIV/0! | 0 | 0
___ | __ | __ | _ | [8 empty] | #DIV/0! | 0 | 0
___ | __ | __ | _ | [8 empty] | #DIV/0! | 0 | 0
___ | __ | __ | _ | [8 empty] | #DIV/0! | 0 | 0
___ | __ | __ | _ | [8 empty] | #DIV/0! | 0 | 0
___ | __ | __ | _ | [8 empty] | #DIV/0! | 0 | 0
___ | __ | __ | _ | [8 empty] | #DIV/0! | 0 | 0
___ | __ | __ | _ | [8 empty] | #DIV/0! | 0 | 0
___ | __ | __ | _ | [8 empty] | #DIV/0! | 0 | 0
___ | __ | __ | _ | [8 empty] | #DIV/0! | 0 | 0
___ | __ | __ | _ | [8 empty] | #DIV/0! | 0 | 0
___ | __ | __ | _ | [8 empty] | #DIV/0! | 0 | 0
___ | __ | __ | _ | [8 empty] | #DIV/0! | 0 | 0
___ | __ | __ | _ | [8 empty] | #DIV/0! | 0 | 0
___ | __ | __ | _ | [8 empty] | #DIV/0! | 0 | 0
___ | __ | __ | _ | [8 empty] | #DIV/0! | 0 | 0
___ | __ | __ | _ | [8 empty] | #DIV/0! | 0 | 0
___ | __ | __ | _ | [8 empty] | #DIV/0! | 0 | 0
___ | __ | __ | _ | [8 empty] | #DIV/0! | 0 | 0
___ | __ | __ | _ | [8 empty] | #DIV/0! | 0 | 0
___ | __ | __ | _ | [8 empty] | #DIV/0! | 0 | 0
___ | __ | __ | _ | [8 empty] | #DIV/0! | 0 | 0
___ | __ | __ | _ | [8 empty] | #DIV/0! | 0 | 0
___ | __ | __ | _ | [8 empty] | #DIV/0! | 0 | 0
___ | __ | __ | _ | [8 empty] | #DIV/0! | 0 | 0
___ | __ | __ | _ | [8 empty] | #DIV/0! | 0 | 0
___ | __ | __ | _ | [8 empty] | #DIV/0! | 0 | 0
___ | __ | __ | _ | [8 empty] | #DIV/0! | 0 | 0
___ | __ | __ | _ | [8 empty] | #DIV/0! | 0 | 0
___ | __ | __ | _ | [8 empty] | #DIV/0! | 0 | 0
___ | __ | __ | _ | [8 empty] | #DIV/0! | 0 | 0
___ | __ | __ | _ | [8 empty] | #DIV/0! | 0 | 0
___ | __ | __ | _ | [8 empty] | #DIV/0! | 0 | 0
___ | __ | __ | _ | [8 empty] | #DIV/0! | 0 | 0
___ | __ | __ | _ | [8 empty] | #DIV/0! | 0 | 0
___ | __ | __ | _ | [8 empty] | #DIV/0! | 0 | 0
___ | __ | __ | _ | [8 empty] | #DIV/0! | 0 | 0
___ | __ | __ | _ | [8 empty] | #DIV/0! | 0 | 0
___ | __ | __ | _ | [8 empty] | #DIV/0! | 0 | 0
___ | __ | __ | _ | [8 empty] | #DIV/0! | 0 | 0
___ | __ | __ | _ | [8 empty] | #DIV/0! | 0 | 0
___ | __ | __ | _ | [8 empty] | #DIV/0! | 0 | 0
___ | __ | __ | _ | [8 empty] | #DIV/0! | 0 | 0
___ | __ | __ | _ | [8 empty] | #DIV/0! | 0 | 0
___ | __ | __ | _ | [8 empty] | #DIV/0! | 0 | 0
___ | __ | __ | _ | [8 empty] | #DIV/0! | 0 | 0
___ | __ | __ | _ | [8 empty] | #DIV/0! | 0 | 0
___ | __ | __ | _ | [8 empty] | #DIV/0! | 0 | 0
___ | __ | __ | _ | [8 empty] | #DIV/0! | 0 | 0
___ | __ | __ | _ | [8 empty] | #DIV/0! | 0 | 0
___ | __ | __ | _ | [8 empty] | #DIV/0! | 0 | 0
___ | __ | __ | _ | [8 empty] | #DIV/0! | 0 | 0
___ | __ | __ | _ | [8 empty] | #DIV/0! | 0 | 0
___ | __ | __ | _ | [8 empty] | #DIV/0! | 0 | 0
___ | __ | __ | _ | [8 empty] | #DIV/0! | 0 | 0
___ | __ | __ | _ | [8 empty] | #DIV/0! | 0 | 0
___ | __ | __ | _ | [8 empty] | #DIV/0! | 0 | 0
___ | __ | __ | _ | [8 empty] | #DIV/0! | 0 | 0
___ | __ | __ | _ | [8 empty] | #DIV/0! | 0 | 0
___ | __ | __ | _ | [8 empty] | #DIV/0! | 0 | 0
___ | __ | __ | _ | [8 empty] | #DIV/0! | 0 | 0
___ | __ | __ | _ | [8 empty] | #DIV/0! | 0 | 0
___ | __ | __ | _ | [8 empty] | #DIV/0! | 0 | 0
___ | __ | __ | _ | [8 empty] | #DIV/0! | 0 | 0
___ | __ | __ | _ | [8 empty] | #DIV/0! | 0 | 0
___ | __ | __ | _ | [8 empty] | #DIV/0! | 0 | 0
___ | __ | __ | _ | [8 empty] | #DIV/0! | 0 | 0
___ | __ | __ | _ | [8 empty] | #DIV/0! | 0 | 0
___ | __ | __ | _ | [8 empty] | #DIV/0! | 0 | 0
___ | __ | __ | _ | [8 empty] | #DIV/0! | 0 | 0
___ | __ | __ | _ | [8 empty] | #DIV/0! | 0 | 0
___ | __ | __ | _ | [8 empty] | #DIV/0! | 0 | 0
___ | __ | __ | _ | [8 empty] | #DIV/0! | 0 | 0
___ | __ | __ | _ | [8 empty] | #DIV/0! | 0 | 0
___ | __ | __ | _ | [8 empty] | #DIV/0! | 0 | 0
___ | __ | __ | _ | [8 empty] | #DIV/0! | 0 | 0
___ | __ | __ | _ | [8 empty] | #DIV/0! | 0 | 0
___ | __ | __ | _ | [8 empty] | #DIV/0! | 0 | 0
___ | __ | __ | _ | [8 empty] | #DIV/0! | 0 | 0
___ | __ | __ | _ | [8 empty] | #DIV/0! | 0 | 0
___ | __ | __ | _ | [8 empty] | #DIV/0! | 0 | 0
___ | __ | __ | _ | [8 empty] | #DIV/0! | 0 | 0
___ | __ | __ | _ | [8 empty] | #DIV/0! | 0 | 0
___ | __ | __ | _ | [8 empty] | #DIV/0! | 0 | 0
___ | __ | __ | _ | [8 empty] | #DIV/0! | 0 | 0
___ | __ | __ | _ | [8 empty] | #DIV/0! | 0 | 0
___ | __ | __ | _ | [8 empty] | #DIV/0! | 0 | 0
___ | __ | __ | _ | [8 empty] | #DIV/0! | 0 | 0
___ | __ | __ | _ | [8 empty] | #DIV/0! | 0 | 0
___ | __ | __ | _ | [8 empty] | #DIV/0! | 0 | 0
___ | __ | __ | _ | [8 empty] | #DIV/0! | 0 | 0
___ | __ | __ | _ | [8 empty] | #DIV/0! | 0 | 0
___ | __ | __ | _ | [8 empty] | #DIV/0! | 0 | 0
___ | __ | __ | _ | [8 empty] | #DIV/0! | 0 | 0
___ | __ | __ | _ | [8 empty] | #DIV/0! | 0 | 0
___ | __ | __ | _ | [8 empty] | #DIV/0! | 0 | 0
___ | __ | __ | _ | [8 empty] | #DIV/0! | 0 | 0
___ | __ | __ | _ | [8 empty] | #DIV/0! | 0 | 0
___ | __ | __ | _ | [8 empty] | #DIV/0! | 0 | 0
___ | __ | __ | _ | [8 empty] | #DIV/0! | 0 | 0
___ | __ | __ | _ | [8 empty] | #DIV/0! | 0 | 0
___ | __ | __ | _ | [8 empty] | #DIV/0! | 0 | 0
___ | __ | __ | _ | [8 empty] | #DIV/0! | 0 | 0
___ | __ | __ | _ | [8 empty] | #DIV/0! | 0 | 0
___ | __ | __ | _ | [8 empty] | #DIV/0! | 0 | 0
___ | __ | __ | _ | [8 empty] | #DIV/0! | 0 | 0
___ | __ | __ | _ | [8 empty] | #DIV/0! | 0 | 0
___ | __ | __ | _ | [8 empty] | #DIV/0! | 0 | 0
___ | __ | __ | _ | [8 empty] | #DIV/0! | 0 | 0
___ | __ | __ | _ | [8 empty] | #DIV/0! | 0 | 0
___ | __ | __ | _ | [8 empty] | #DIV/0! | 0 | 0
___ | __ | __ | _ | [8 empty] | #DIV/0! | 0 | 0
___ | __ | __ | _ | [8 empty] | #DIV/0! | 0 | 0
___ | __ | __ | _ | [8 empty] | #DIV/0! | 0 | 0
___ | __ | __ | _ | [8 empty] | #DIV/0! | 0 | 0
___ | __ | __ | _ | [8 empty] | #DIV/0! | 0 | 0
___ | __ | __ | _ | [8 empty] | #DIV/0! | 0 | 0
___ | __ | __ | _ | [8 empty] | #DIV/0! | 0 | 0
___ | __ | __ | _ | [8 empty] | #DIV/0! | 0 | 0
___ | __ | __ | _ | [8 empty] | #DIV/0! | 0 | 0
___ | __ | __ | _ | [8 empty] | #DIV/0! | 0 | 0
___ | __ | __ | _ | [8 empty] | #DIV/0! | 0 | 0
___ | __ | __ | _ | [8 empty] | #DIV/0! | 0 | 0
___ | __ | __ | _ | [8 empty] | #DIV/0! | 0 | 0
___ | __ | __ | _ | [8 empty] | #DIV/0! | 0 | 0
___ | __ | __ | _ | [8 empty] | #DIV/0! | 0 | 0
___ | __ | __ | _ | [8 empty] | #DIV/0! | 0 | 0
___ | __ | __ | _ | [8 empty] | #DIV/0! | 0 | 0
___ | __ | __ | _ | [8 empty] | #DIV/0! | 0 | 0
___ | __ | __ | _ | [8 empty] | #DIV/0! | 0 | 0
___ | __ | __ | _ | [8 empty] | #DIV/0! | 0 | 0
___ | __ | __ | _ | [8 empty] | #DIV/0! | 0 | 0
___ | __ | __ | _ | [8 empty] | #DIV/0! | 0 | 0
___ | __ | __ | _ | [8 empty] | #DIV/0! | 0 | 0
___ | __ | __ | _ | [8 empty] | #DIV/0! | 0 | 0
___ | __ | __ | _ | [8 empty] | #DIV/0! | 0 | 0
___ | __ | __ | _ | [8 empty] | #DIV/0! | 0 | 0
___ | __ | __ | _ | [8 empty] | #DIV/0! | 0 | 0
___ | __ | __ | _ | [8 empty] | #DIV/0! | 0 | 0
___ | __ | __ | _ | [8 empty] | #DIV/0! | 0 | 0
___ | __ | __ | _ | [8 empty] | #DIV/0! | 0 | 0
___ | __ | __ | _ | [8 empty] | #DIV/0! | 0 | 0
___ | __ | __ | _ | [8 empty] | #DIV/0! | 0 | 0
___ | __ | __ | _ | [8 empty] | #DIV/0! | 0 | 0
___ | __ | __ | _ | [8 empty] | #DIV/0! | 0 | 0
___ | __ | __ | _ | [8 empty] | #DIV/0! | 0 | 0
___ | __ | __ | _ | [8 empty] | #DIV/0! | 0 | 0
___ | __ | __ | _ | [8 empty] | #DIV/0! | 0 | 0
___ | __ | __ | _ | [8 empty] | #DIV/0! | 0 | 0
___ | __ | __ | _ | [8 empty] | #DIV/0! | 0 | 0
___ | __ | __ | _ | [8 empty] | #DIV/0! | 0 | 0
___ | __ | __ | _ | [8 empty] | #DIV/0! | 0 | 0
___ | __ | __ | _ | [8 empty] | #DIV/0! | 0 | 0
___ | __ | __ | _ | [8 empty] | #DIV/0! | 0 | 0
___ | __ | __ | _ | [8 empty] | #DIV/0! | 0 | 0
___ | __ | __ | _ | [8 empty] | #DIV/0! | 0 | 0
___ | __ | __ | _ | [8 empty] | #DIV/0! | 0 | 0
___ | __ | __ | _ | [8 empty] | #DIV/0! | 0 | 0
___ | __ | __ | _ | [8 empty] | #DIV/0! | 0 | 0
___ | __ | __ | _ | [8 empty] | #DIV/0! | 0 | 0
___ | __ | __ | _ | [8 empty] | #DIV/0! | 0 | 0
___ | __ | __ | _ | [8 empty] | #DIV/0! | 0 | 0
___ | __ | __ | _ | [8 empty] | #DIV/0! | 0 | 0
___ | __ | __ | _ | [8 empty] | #DIV/0! | 0 | 0
___ | __ | __ | _ | [8 empty] | #DIV/0! | 0 | 0
___ | __ | __ | _ | [8 empty] | #DIV/0! | 0 | 0
___ | __ | __ | _ | [8 empty] | #DIV/0! | 0 | 0
___ | __ | __ | _ | [8 empty] | #DIV/0! | 0 | 0
___ | __ | __ | _ | [8 empty] | #DIV/0! | 0 | 0
___ | __ | __ | _ | [8 empty] | #DIV/0! | 0 | 0
___ | __ | __ | _ | [8 empty] | #DIV/0! | 0 | 0
___ | __ | __ | _ | [8 empty] | #DIV/0! | 0 | 0
___ | __ | __ | _ | [8 empty] | #DIV/0! | 0 | 0
___ | __ | __ | _ | [8 empty] | #DIV/0! | 0 | 0
___ | __ | __ | _ | [8 empty] | #DIV/0! | 0 | 0
___ | __ | __ | _ | [8 empty] | #DIV/0! | 0 | 0
___ | __ | __ | _ | [8 empty] | #DIV/0! | 0 | 0
___ | __ | __ | _ | [8 empty] | #DIV/0! | 0 | 0
___ | __ | __ | _ | [8 empty] | #DIV/0! | 0 | 0
___ | __ | __ | _ | [8 empty] | #DIV/0! | 0 | 0
___ | __ | __ | _ | [8 empty] | #DIV/0! | 0 | 0
___ | __ | __ | _ | [8 empty] | #DIV/0! | 0 | 0
___ | __ | __ | _ | [8 empty] | #DIV/0! | 0 | 0
___ | __ | __ | _ | [8 empty] | #DIV/0! | 0 | 0
___ | __ | __ | _ | [8 empty] | #DIV/0! | 0 | 0
___ | __ | __ | _ | [8 empty] | #DIV/0! | 0 | 0
___ | __ | __ | _ | [8 empty] | #DIV/0! | 0 | 0
___ | __ | __ | _ | [8 empty] | #DIV/0! | 0 | 0
___ | __ | __ | _ | [8 empty] | #DIV/0! | 0 | 0
___ | __ | __ | _ | [8 empty] | #DIV/0! | 0 | 0
___ | __ | __ | _ | [8 empty] | #DIV/0! | 0 | 0
___ | __ | __ | _ | [8 empty] | #DIV/0! | 0 | 0
___ | __ | __ | _ | [8 empty] | #DIV/0! | 0 | 0
___ | __ | __ | _ | [8 empty] | #DIV/0! | 0 | 0
___ | __ | __ | _ | [8 empty] | #DIV/0! | 0 | 0
___ | __ | __ | _ | [8 empty] | #DIV/0! | 0 | 0
___ | __ | __ | _ | [8 empty] | #DIV/0! | 0 | 0
___ | __ | __ | _ | [8 empty] | #DIV/0! | 0 | 0
___ | __ | __ | _ | [8 empty] | #DIV/0! | 0 | 0
___ | __ | __ | _ | [8 empty] | #DIV/0! | 0 | 0
___ | __ | __ | _ | [8 empty] | #DIV/0! | 0 | 0
___ | __ | __ | _ | [8 empty] | #DIV/0! | 0 | 0
___ | __ | __ | _ | [8 empty] | #DIV/0! | 0 | 0
___ | __ | __ | _ | [8 empty] | #DIV/0! | 0 | 0
___ | __ | __ | _ | [8 empty] | #DIV/0! | 0 | 0
___ | __ | __ | _ | [8 empty] | #DIV/0! | 0 | 0
___ | __ | __ | _ | [8 empty] | #DIV/0! | 0 | 0
___ | __ | __ | _ | [8 empty] | #DIV/0! | 0 | 0
___ | __ | __ | _ | [8 empty] | #DIV/0! | 0 | 0
___ | __ | __ | _ | [8 empty] | #DIV/0! | 0 | 0
___ | __ | __ | _ | [8 empty] | #DIV/0! | 0 | 0
___ | __ | __ | _ | [8 empty] | #DIV/0! | 0 | 0
___ | __ | __ | _ | [8 empty] | #DIV/0! | 0 | 0
___ | __ | __ | _ | [8 empty] | #DIV/0! | 0 | 0
___ | __ | __ | _ | [8 empty] | #DIV/0! | 0 | 0
___ | __ | __ | _ | [8 empty] | #DIV/0! | 0 | 0
___ | __ | __ | _ | [8 empty] | #DIV/0! | 0 | 0
___ | __ | __ | _ | [8 empty] | #DIV/0! | 0 | 0
___ | __ | __ | _ | [8 empty] | #DIV/0! | 0 | 0
___ | __ | __ | _ | [8 empty] | #DIV/0! | 0 | 0
___ | __ | __ | _ | [8 empty] | #DIV/0! | 0 | 0
___ | __ | __ | _ | [8 empty] | #DIV/0! | 0 | 0
___ | __ | __ | _ | [8 empty] | #DIV/0! | 0 | 0
___ | __ | __ | _ | [8 empty] | #DIV/0! | 0 | 0
___ | __ | __ | _ | [8 empty] | #DIV/0! | 0 | 0
___ | __ | __ | _ | [8 empty] | #DIV/0! | 0 | 0
___ | __ | __ | _ | [8 empty] | #DIV/0! | 0 | 0
___ | __ | __ | _ | [8 empty] | #DIV/0! | 0 | 0
___ | __ | __ | _ | [8 empty] | #DIV/0! | 0 | 0
___ | __ | __ | _ | [8 empty] | #DIV/0! | 0 | 0
___ | __ | __ | _ | [8 empty] | #DIV/0! | 0 | 0
___ | __ | __ | _ | [8 empty] | #DIV/0! | 0 | 0
___ | __ | __ | _ | [8 empty] | #DIV/0! | 0 | 0
___ | __ | __ | _ | [8 empty] | #DIV/0! | 0 | 0
___ | __ | __ | _ | [8 empty] | #DIV/0! | 0 | 0
___ | __ | __ | _ | [8 empty] | #DIV/0! | 0 | 0
___ | __ | __ | _ | [8 empty] | #DIV/0! | 0 | 0
___ | __ | __ | _ | [8 empty] | #DIV/0! | 0 | 0
___ | __ | __ | _ | [8 empty] | #DIV/0! | 0 | 0
___ | __ | __ | _ | [8 empty] | #DIV/0! | 0 | 0
___ | __ | __ | _ | [8 empty] | #DIV/0! | 0 | 0
___ | __ | __ | _ | [8 empty] | #DIV/0! | 0 | 0
___ | __ | __ | _ | [8 empty] | #DIV/0! | 0 | 0
___ | __ | __ | _ | [8 empty] | #DIV/0! | 0 | 0
___ | __ | __ | _ | [8 empty] | #DIV/0! | 0 | 0
___ | __ | __ | _ | [8 empty] | #DIV/0! | 0 | 0
___ | __ | __ | _ | [8 empty] | #DIV/0! | 0 | 0
___ | __ | __ | _ | [8 empty] | #DIV/0! | 0 | 0
___ | __ | __ | _ | [8 empty] | #DIV/0! | 0 | 0
___ | __ | __ | _ | [8 empty] | #DIV/0! | 0 | 0
___ | __ | __ | _ | [8 empty] | #DIV/0! | 0 | 0
___ | __ | __ | _ | [8 empty] | #DIV/0! | 0 | 0
___ | __ | __ | _ | [8 empty] | #DIV/0! | 0 | 0
___ | __ | __ | _ | [8 empty] | #DIV/0! | 0 | 0
___ | __ | __ | _ | [8 empty] | #DIV/0! | 0 | 0
___ | __ | __ | _ | [8 empty] | #DIV/0! | 0 | 0
___ | __ | __ | _ | [8 empty] | #DIV/0! | 0 | 0
___ | __ | __ | _ | [8 empty] | #DIV/0! | 0 | 0
___ | __ | __ | _ | [8 empty] | #DIV/0! | 0 | 0
___ | __ | __ | _ | [8 empty] | #DIV/0! | 0 | 0
___ | __ | __ | _ | [8 empty] | #DIV/0! | 0 | 0
___ | __ | __ | _ | [8 empty] | #DIV/0! | 0 | 0
___ | __ | __ | _ | [8 empty] | #DIV/0! | 0 | 0
___ | __ | __ | _ | [8 empty] | #DIV/0! | 0 | 0
___ | __ | __ | _ | [8 empty] | #DIV/0! | 0 | 0
___ | __ | __ | _ | [8 empty] | #DIV/0! | 0 | 0
___ | __ | __ | _ | [8 empty] | #DIV/0! | 0 | 0
___ | __ | __ | _ | [8 empty] | #DIV/0! | 0 | 0
___ | __ | __ | _ | [8 empty] | #DIV/0! | 0 | 0
___ | __ | __ | _ | [8 empty] | #DIV/0! | 0 | 0
___ | __ | __ | _ | [8 empty] | #DIV/0! | 0 | 0
___ | __ | __ | _ | [8 empty] | #DIV/0! | 0 | 0
___ | __ | __ | _ | [8 empty] | #DIV/0! | 0 | 0
___ | __ | __ | _ | [8 empty] | #DIV/0! | 0 | 0
___ | __ | __ | _ | [8 empty] | #DIV/0! | 0 | 0
___ | __ | __ | _ | [8 empty] | #DIV/0! | 0 | 0
___ | __ | __ | _ | [8 empty] | #DIV/0! | 0 | 0
___ | __ | __ | _ | [8 empty] | #DIV/0! | 0 | 0
___ | __ | __ | _ | [8 empty] | #DIV/0! | 0 | 0
___ | __ | __ | _ | [8 empty] | #DIV/0! | 0 | 0
___ | __ | __ | _ | [8 empty] | #DIV/0! | 0 | 0
___ | __ | __ | _ | [8 empty] | #DIV/0! | 0 | 0
___ | __ | __ | _ | [8 empty] | #DIV/0! | 0 | 0
___ | __ | __ | _ | [8 empty] | #DIV/0! | 0 | 0
___ | __ | __ | _ | [8 empty] | #DIV/0! | 0 | 0
___ | __ | __ | _ | [8 empty] | #DIV/0! | 0 | 0
___ | __ | __ | _ | [8 empty] | #DIV/0! | 0 | 0
___ | __ | __ | _ | [8 empty] | #DIV/0! | 0 | 0
___ | __ | __ | _ | [8 empty] | #DIV/0! | 0 | 0
___ | __ | __ | _ | [8 empty] | #DIV/0! | 0 | 0
___ | __ | __ | _ | [8 empty] | #DIV/0! | 0 | 0
___ | __ | __ | _ | [8 empty] | #DIV/0! | 0 | 0
___ | __ | __ | _ | [8 empty] | #DIV/0! | 0 | 0
___ | __ | __ | _ | [8 empty] | #DIV/0! | 0 | 0
___ | __ | __ | _ | [8 empty] | #DIV/0! | 0 | 0
___ | __ | __ | _ | [8 empty] | #DIV/0! | 0 | 0
___ | __ | __ | _ | [8 empty] | #DIV/0! | 0 | 0
___ | __ | __ | _ | [8 empty] | #DIV/0! | 0 | 0
___ | __ | __ | _ | [8 empty] | #DIV/0! | 0 | 0
___ | __ | __ | _ | [8 empty] | #DIV/0! | 0 | 0
___ | __ | __ | _ | [8 empty] | #DIV/0! | 0 | 0
___ | __ | __ | _ | [8 empty] | #DIV/0! | 0 | 0
___ | __ | __ | _ | [8 empty] | #DIV/0! | 0 | 0
___ | __ | __ | _ | [8 empty] | #DIV/0! | 0 | 0
___ | __ | __ | _ | [8 empty] | #DIV/0! | 0 | 0
___ | __ | __ | _ | [8 empty] | #DIV/0! | 0 | 0
___ | __ | __ | _ | [8 empty] | #DIV/0! | 0 | 0
___ | __ | __ | _ | [8 empty] | #DIV/0! | 0 | 0
___ | __ | __ | _ | [8 empty] | #DIV/0! | 0 | 0
___ | __ | __ | _ | [8 empty] | #DIV/0! | 0 | 0
___ | __ | __ | _ | [8 empty] | #DIV/0! | 0 | 0
___ | __ | __ | _ | [8 empty] | #DIV/0! | 0 | 0
___ | __ | __ | _ | [8 empty] | #DIV/0! | 0 | 0
___ | __ | __ | _ | [8 empty] | #DIV/0! | 0 | 0
___ | __ | __ | _ | [8 empty] | #DIV/0! | 0 | 0
___ | __ | __ | _ | [8 empty] | #DIV/0! | 0 | 0
___ | __ | __ | _ | [8 empty] | #DIV/0! | 0 | 0
___ | __ | __ | _ | [8 empty] | #DIV/0! | 0 | 0
___ | __ | __ | _ | [8 empty] | #DIV/0! | 0 | 0
___ | __ | __ | _ | [8 empty] | #DIV/0! | 0 | 0
___ | __ | __ | _ | [8 empty] | #DIV/0! | 0 | 0
___ | __ | __ | _ | [8 empty] | #DIV/0! | 0 | 0
___ | __ | __ | _ | [8 empty] | #DIV/0! | 0 | 0
___ | __ | __ | _ | [8 empty] | #DIV/0! | 0 | 0
___ | __ | __ | _ | [8 empty] | #DIV/0! | 0 | 0
___ | __ | __ | _ | [8 empty] | #DIV/0! | 0 | 0
___ | __ | __ | _ | [8 empty] | #DIV/0! | 0 | 0
___ | __ | __ | _ | [8 empty] | #DIV/0! | 0 | 0
___ | __ | __ | _ | [8 empty] | #DIV/0! | 0 | 0
___ | __ | __ | _ | [8 empty] | #DIV/0! | 0 | 0
___ | __ | __ | _ | [8 empty] | #DIV/0! | 0 | 0
___ | __ | __ | _ | [8 empty] | #DIV/0! | 0 | 0
___ | __ | __ | _ | [8 empty] | #DIV/0! | 0 | 0
___ | __ | __ | _ | [8 empty] | #DIV/0! | 0 | 0
___ | __ | __ | _ | [8 empty] | #DIV/0! | 0 | 0
___ | __ | __ | _ | [8 empty] | #DIV/0! | 0 | 0
___ | __ | __ | _ | [8 empty] | #DIV/0! | 0 | 0
___ | __ | __ | _ | [8 empty] | #DIV/0! | 0 | 0
___ | __ | __ | _ | [8 empty] | #DIV/0! | 0 | 0
___ | __ | __ | _ | [8 empty] | #DIV/0! | 0 | 0
___ | __ | __ | _ | [8 empty] | #DIV/0! | 0 | 0
___ | __ | __ | _ | [8 empty] | #DIV/0! | 0 | 0
___ | __ | __ | _ | [8 empty] | #DIV/0! | 0 | 0
___ | __ | __ | _ | [8 empty] | #DIV/0! | 0 | 0
___ | __ | __ | _ | [8 empty] | #DIV/0! | 0 | 0
___ | __ | __ | _ | [8 empty] | #DIV/0! | 0 | 0
___ | __ | __ | _ | [8 empty] | #DIV/0! | 0 | 0
___ | __ | __ | _ | [8 empty] | #DIV/0! | 0 | 0
___ | __ | __ | _ | [8 empty] | #DIV/0! | 0 | 0
___ | __ | __ | _ | [8 empty] | #DIV/0! | 0 | 0
___ | __ | __ | _ | [8 empty] | #DIV/0! | 0 | 0
___ | __ | __ | _ | [8 empty] | #DIV/0! | 0 | 0
___ | __ | __ | _ | [8 empty] | #DIV/0! | 0 | 0
___ | __ | __ | _ | [8 empty] | #DIV/0! | 0 | 0
___ | __ | __ | _ | [8 empty] | #DIV/0! | 0 | 0
___ | __ | __ | _ | [8 empty] | #DIV/0! | 0 | 0
___ | __ | __ | _ | [8 empty] | #DIV/0! | 0 | 0
___ | __ | __ | _ | [8 empty] | #DIV/0! | 0 | 0
___ | __ | __ | _ | [8 empty] | #DIV/0! | 0 | 0
___ | __ | __ | _ | [8 empty] | #DIV/0! | 0 | 0
___ | __ | __ | _ | [8 empty] | #DIV/0! | 0 | 0
___ | __ | __ | _ | [8 empty] | #DIV/0! | 0 | 0
___ | __ | __ | _ | [8 empty] | #DIV/0! | 0 | 0
___ | __ | __ | _ | [8 empty] | #DIV/0! | 0 | 0
___ | __ | __ | _ | [8 empty] | #DIV/0! | 0 | 0
___ | __ | __ | _ | [8 empty] | #DIV/0! | 0 | 0
___ | __ | __ | _ | [8 empty] | #DIV/0! | 0 | 0
___ | __ | __ | _ | [8 empty] | #DIV/0! | 0 | 0
___ | __ | __ | _ | [8 empty] | #DIV/0! | 0 | 0
___ | __ | __ | _ | [8 empty] | #DIV/0! | 0 | 0
___ | __ | __ | _ | [8 empty] | #DIV/0! | 0 | 0
___ | __ | __ | _ | [8 empty] | #DIV/0! | 0 | 0
___ | __ | __ | _ | [8 empty] | #DIV/0! | 0 | 0
___ | __ | __ | _ | [8 empty] | #DIV/0! | 0 | 0
___ | __ | __ | _ | [8 empty] | #DIV/0! | 0 | 0
___ | __ | __ | _ | [8 empty] | #DIV/0! | 0 | 0
___ | __ | __ | _ | [8 empty] | #DIV/0! | 0 | 0
___ | __ | __ | _ | [8 empty] | #DIV/0! | 0 | 0
___ | __ | __ | _ | [8 empty] | #DIV/0! | 0 | 0
___ | __ | __ | _ | [8 empty] | #DIV/0! | 0 | 0
___ | __ | __ | _ | [8 empty] | #DIV/0! | 0 | 0
___ | __ | __ | _ | [8 empty] | #DIV/0! | 0 | 0
___ | __ | __ | _ | [8 empty] | #DIV/0! | 0 | 0
___ | __ | __ | _ | [8 empty] | #DIV/0! | 0 | 0
___ | __ | __ | _ | [8 empty] | #DIV/0! | 0 | 0
___ | __ | __ | _ | [8 empty] | #DIV/0! | 0 | 0
___ | __ | __ | _ | [8 empty] | #DIV/0! | 0 | 0
___ | __ | __ | _ | [8 empty] | #DIV/0! | 0 | 0
___ | __ | __ | _ | [8 empty] | #DIV/0! | 0 | 0
___ | __ | __ | _ | [8 empty] | #DIV/0! | 0 | 0
___ | __ | __ | _ | [8 empty] | #DIV/0! | 0 | 0
___ | __ | __ | _ | [8 empty] | #DIV/0! | 0 | 0
___ | __ | __ | _ | [8 empty] | #DIV/0! | 0 | 0
___ | __ | __ | _ | [8 empty] | #DIV/0! | 0 | 0
___ | __ | __ | _ | [8 empty] | #DIV/0! | 0 | 0
___ | __ | __ | _ | [8 empty] | #DIV/0! | 0 | 0
___ | __ | __ | _ | [8 empty] | #DIV/0! | 0 | 0
___ | __ | __ | _ | [8 empty] | #DIV/0! | 0 | 0
___ | __ | __ | _ | [8 empty] | #DIV/0! | 0 | 0
___ | __ | __ | _ | [8 empty] | #DIV/0! | 0 | 0
___ | __ | __ | _ | [8 empty] | #DIV/0! | 0 | 0
___ | __ | __ | _ | [8 empty] | #DIV/0! | 0 | 0
___ | __ | __ | _ | [8 empty] | #DIV/0! | 0 | 0
___ | __ | __ | _ | [8 empty] | #DIV/0! | 0 | 0
___ | __ | __ | _ | [8 empty] | #DIV/0! | 0 | 0
___ | __ | __ | _ | [8 empty] | #DIV/0! | 0 | 0
___ | __ | __ | _ | [8 empty] | #DIV/0! | 0 | 0
___ | __ | __ | _ | [8 empty] | #DIV/0! | 0 | 0
___ | __ | __ | _ | [8 empty] | #DIV/0! | 0 | 0
___ | __ | __ | _ | [8 empty] | #DIV/0! | 0 | 0
___ | __ | __ | _ | [8 empty] | #DIV/0! | 0 | 0
___ | __ | __ | _ | [8 empty] | #DIV/0! | 0 | 0
___ | __ | __ | _ | [8 empty] | #DIV/0! | 0 | 0
___ | __ | __ | _ | [8 empty] | #DIV/0! | 0 | 0
___ | __ | __ | _ | [8 empty] | #DIV/0! | 0 | 0
___ | __ | __ | _ | [8 empty] | #DIV/0! | 0 | 0
___ | __ | __ | _ | [8 empty] | #DIV/0! | 0 | 0
___ | __ | __ | _ | [8 empty] | #DIV/0! | 0 | 0
___ | __ | __ | _ | [8 empty] | #DIV/0! | 0 | 0
___ | __ | __ | _ | [8 empty] | #DIV/0! | 0 | 0
___ | __ | __ | _ | [8 empty] | #DIV/0! | 0 | 0
___ | __ | __ | _ | [8 empty] | #DIV/0! | 0 | 0
___ | __ | __ | _ | [8 empty] | #DIV/0! | 0 | 0
___ | __ | __ | _ | [8 empty] | #DIV/0! | 0 | 0
___ | __ | __ | _ | [8 empty] | #DIV/0! | 0 | 0
___ | __ | __ | _ | [8 empty] | #DIV/0! | 0 | 0
___ | __ | __ | _ | [8 empty] | #DIV/0! | 0 | 0
___ | __ | __ | _ | [8 empty] | #DIV/0! | 0 | 0
___ | __ | __ | _ | [8 empty] | #DIV/0! | 0 | 0
___ | __ | __ | _ | [8 empty] | #DIV/0! | 0 | 0
___ | __ | __ | _ | [8 empty] | #DIV/0! | 0 | 0
___ | __ | __ | _ | [8 empty] | #DIV/0! | 0 | 0
___ | __ | __ | _ | [8 empty] | #DIV/0! | 0 | 0
___ | __ | __ | _ | [8 empty] | #DIV/0! | 0 | 0
___ | __ | __ | _ | [8 empty] | #DIV/0! | 0 | 0
___ | __ | __ | _ | [8 empty] | #DIV/0! | 0 | 0
___ | __ | __ | _ | [8 empty] | #DIV/0! | 0 | 0
___ | __ | __ | _ | [8 empty] | #DIV/0! | 0 | 0
___ | __ | __ | _ | [8 empty] | #DIV/0! | 0 | 0
___ | __ | __ | _ | [8 empty] | #DIV/0! | 0 | 0
___ | __ | __ | _ | [8 empty] | #DIV/0! | 0 | 0
___ | __ | __ | _ | [8 empty] | #DIV/0! | 0 | 0
___ | __ | __ | _ | [8 empty] | #DIV/0! | 0 | 0
___ | __ | __ | _ | [8 empty] | #DIV/0! | 0 | 0
___ | __ | __ | _ | [8 empty] | #DIV/0! | 0 | 0
___ | __ | __ | _ | [8 empty] | #DIV/0! | 0 | 0
___ | __ | __ | _ | [8 empty] | #DIV/0! | 0 | 0
___ | __ | __ | _ | [8 empty] | #DIV/0! | 0 | 0
___ | __ | __ | _ | [8 empty] | #DIV/0! | 0 | 0
___ | __ | __ | _ | [8 empty] | #DIV/0! | 0 | 0
___ | __ | __ | _ | [8 empty] | #DIV/0! | 0 | 0
___ | __ | __ | _ | [8 empty] | #DIV/0! | 0 | 0
___ | __ | __ | _ | [8 empty] | #DIV/0! | 0 | 0
___ | __ | __ | _ | [8 empty] | #DIV/0! | 0 | 0
___ | __ | __ | _ | [8 empty] | #DIV/0! | 0 | 0
___ | __ | __ | _ | [8 empty] | #DIV/0! | 0 | 0
___ | __ | __ | _ | [8 empty] | #DIV/0! | 0 | 0
___ | __ | __ | _ | [8 empty] | #DIV/0! | 0 | 0
___ | __ | __ | _ | [8 empty] | #DIV/0! | 0 | 0
___ | __ | __ | _ | [8 empty] | #DIV/0! | 0 | 0
___ | __ | __ | _ | [8 empty] | #DIV/0! | 0 | 0
___ | __ | __ | _ | [8 empty] | #DIV/0! | 0 | 0
___ | __ | __ | _ | [8 empty] | #DIV/0! | 0 | 0
___ | __ | __ | _ | [8 empty] | #DIV/0! | 0 | 0
___ | __ | __ | _ | [8 empty] | #DIV/0! | 0 | 0
___ | __ | __ | _ | [8 empty] | #DIV/0! | 0 | 0
___ | __ | __ | _ | [8 empty] | #DIV/0! | 0 | 0
___ | __ | __ | _ | [8 empty] | #DIV/0! | 0 | 0
___ | __ | __ | _ | [8 empty] | #DIV/0! | 0 | 0
___ | __ | __ | _ | [8 empty] | #DIV/0! | 0 | 0
___ | __ | __ | _ | [8 empty] | #DIV/0! | 0 | 0
___ | __ | __ | _ | [8 empty] | #DIV/0! | 0 | 0
___ | __ | __ | _ | [8 empty] | #DIV/0! | 0 | 0
___ | __ | __ | _ | [8 empty] | #DIV/0! | 0 | 0
___ | __ | __ | _ | [8 empty] | #DIV/0! | 0 | 0
___ | __ | __ | _ | [8 empty] | #DIV/0! | 0 | 0
___ | __ | __ | _ | [8 empty] | #DIV/0! | 0 | 0
___ | __ | __ | _ | [8 empty] | #DIV/0! | 0 | 0
___ | __ | __ | _ | [8 empty] | #DIV/0! | 0 | 0
___ | __ | __ | _ | [8 empty] | #DIV/0! | 0 | 0
___ | __ | __ | _ | [8 empty] | #DIV/0! | 0 | 0
___ | __ | __ | _ | [8 empty] | #DIV/0! | 0 | 0
___ | __ | __ | _ | [8 empty] | #DIV/0! | 0 | 0
___ | __ | __ | _ | [8 empty] | #DIV/0! | 0 | 0
___ | __ | __ | _ | [8 empty] | #DIV/0! | 0 | 0
___ | __ | __ | _ | [8 empty] | #DIV/0! | 0 | 0
___ | __ | __ | _ | [8 empty] | #DIV/0! | 0 | 0
___ | __ | __ | _ | [8 empty] | #DIV/0! | 0 | 0
___ | __ | __ | _ | [8 empty] | #DIV/0! | 0 | 0
___ | __ | __ | _ | [8 empty] | #DIV/0! | 0 | 0
___ | __ | __ | _ | [8 empty] | #DIV/0! | 0 | 0
___ | __ | __ | _ | [8 empty] | #DIV/0! | 0 | 0
___ | __ | __ | _ | [8 empty] | #DIV/0! | 0 | 0
___ | __ | __ | _ | [8 empty] | #DIV/0! | 0 | 0
___ | __ | __ | _ | [8 empty] | #DIV/0! | 0 | 0
___ | __ | __ | _ | [8 empty] | #DIV/0! | 0 | 0
___ | __ | __ | _ | [8 empty] | #DIV/0! | 0 | 0
___ | __ | __ | _ | [8 empty] | #DIV/0! | 0 | 0
___ | __ | __ | _ | [8 empty] | #DIV/0! | 0 | 0
___ | __ | __ | _ | [8 empty] | #DIV/0! | 0 | 0
___ | __ | __ | _ | [8 empty] | #DIV/0! | 0 | 0
___ | __ | __ | _ | [8 empty] | #DIV/0! | 0 | 0
___ | __ | __ | _ | [8 empty] | #DIV/0! | 0 | 0
___ | __ | __ | _ | [8 empty] | #DIV/0! | 0 | 0
___ | __ | __ | _ | [8 empty] | #DIV/0! | 0 | 0
___ | __ | __ | _ | [8 empty] | #DIV/0! | 0 | 0
___ | __ | __ | _ | [8 empty] | #DIV/0! | 0 | 0
___ | __ | __ | _ | [8 empty] | #DIV/0! | 0 | 0
___ | __ | __ | _ | [8 empty] | #DIV/0! | 0 | 0
___ | __ | __ | _ | [8 empty] | #DIV/0! | 0 | 0
___ | __ | __ | _ | [8 empty] | #DIV/0! | 0 | 0
___ | __ | __ | _ | [8 empty] | #DIV/0! | 0 | 0
___ | __ | __ | _ | [8 empty] | #DIV/0! | 0 | 0
___ | __ | __ | _ | [8 empty] | #DIV/0! | 0 | 0
___ | __ | __ | _ | [8 empty] | #DIV/0! | 0 | 0
___ | __ | __ | _ | [8 empty] | #DIV/0! | 0 | 0
___ | __ | __ | _ | [8 empty] | #DIV/0! | 0 | 0
___ | __ | __ | _ | [8 empty] | #DIV/0! | 0 | 0
___ | __ | __ | _ | [8 empty] | #DIV/0! | 0 | 0
___ | __ | __ | _ | [8 empty] | #DIV/0! | 0 | 0
___ | __ | __ | _ | [8 empty] | #DIV/0! | 0 | 0
___ | __ | __ | _ | [8 empty] | #DIV/0! | 0 | 0
___ | __ | __ | _ | [8 empty] | #DIV/0! | 0 | 0
___ | __ | __ | _ | [8 empty] | #DIV/0! | 0 | 0
___ | __ | __ | _ | [8 empty] | #DIV/0! | 0 | 0
___ | __ | __ | _ | [8 empty] | #DIV/0! | 0 | 0
___ | __ | __ | _ | [8 empty] | #DIV/0! | 0 | 0
___ | __ | __ | _ | [8 empty] | #DIV/0! | 0 | 0
___ | __ | __ | _ | [8 empty] | #DIV/0! | 0 | 0
___ | __ | __ | _ | [8 empty] | #DIV/0! | 0 | 0
___ | __ | __ | _ | [8 empty] | #DIV/0! | 0 | 0
___ | __ | __ | _ | [8 empty] | #DIV/0! | 0 | 0
___ | __ | __ | _ | [8 empty] | #DIV/0! | 0 | 0
___ | __ | __ | _ | [8 empty] | #DIV/0! | 0 | 0
___ | __ | __ | _ | [8 empty] | #DIV/0! | 0 | 0
___ | __ | __ | _ | [8 empty] | #DIV/0! | 0 | 0
___ | __ | __ | _ | [8 empty] | #DIV/0! | 0 | 0
___ | __ | __ | _ | [8 empty] | #DIV/0! | 0 | 0
___ | __ | __ | _ | [8 empty] | #DIV/0! | 0 | 0
___ | __ | __ | _ | [8 empty] | #DIV/0! | 0 | 0
___ | __ | __ | _ | [8 empty] | #DIV/0! | 0 | 0
___ | __ | __ | _ | [8 empty] | #DIV/0! | 0 | 0
___ | __ | __ | _ | [8 empty] | #DIV/0! | 0 | 0
___ | __ | __ | _ | [8 empty] | #DIV/0! | 0 | 0
___ | __ | __ | _ | [8 empty] | #DIV/0! | 0 | 0
___ | __ | __ | _ | [8 empty] | #DIV/0! | 0 | 0
___ | __ | __ | _ | [8 empty] | #DIV/0! | 0 | 0
___ | __ | __ | _ | [8 empty] | #DIV/0! | 0 | 0
___ | __ | __ | _ | [8 empty] | #DIV/0! | 0 | 0
___ | __ | __ | _ | [8 empty] | #DIV/0! | 0 | 0
___ | __ | __ | _ | [8 empty] | #DIV/0! | 0 | 0
___ | __ | __ | _ | [8 empty] | #DIV/0! | 0 | 0
___ | __ | __ | _ | [8 empty] | #DIV/0! | 0 | 0
___ | __ | __ | _ | [8 empty] | #DIV/0! | 0 | 0
___ | __ | __ | _ | [8 empty] | #DIV/0! | 0 | 0
___ | __ | __ | _ | [8 empty] | #DIV/0! | 0 | 0
___ | __ | __ | _ | [8 empty] | #DIV/0! | 0 | 0
___ | __ | __ | _ | [8 empty] | #DIV/0! | 0 | 0
___ | __ | __ | _ | [8 empty] | #DIV/0! | 0 | 0
___ | __ | __ | _ | [8 empty] | #DIV/0! | 0 | 0
___ | __ | __ | _ | [8 empty] | #DIV/0! | 0 | 0
___ | __ | __ | _ | [8 empty] | #DIV/0! | 0 | 0
___ | __ | __ | _ | [8 empty] | #DIV/0! | 0 | 0
___ | __ | __ | _ | [8 empty] | #DIV/0! | 0 | 0
___ | __ | __ | _ | [8 empty] | #DIV/0! | 0 | 0
___ | __ | __ | _ | [8 empty] | #DIV/0! | 0 | 0
___ | __ | __ | _ | [8 empty] | #DIV/0! | 0 | 0
___ | __ | __ | _ | [8 empty] | #DIV/0! | 0 | 0
___ | __ | __ | _ | [8 empty] | #DIV/0! | 0 | 0
___ | __ | __ | _ | [8 empty] | #DIV/0! | 0 | 0
___ | __ | __ | _ | [8 empty] | #DIV/0! | 0 | 0
___ | __ | __ | _ | [8 empty] | #DIV/0! | 0 | 0
___ | __ | __ | _ | [8 empty] | #DIV/0! | 0 | 0
___ | __ | __ | _ | [8 empty] | #DIV/0! | 0 | 0
___ | __ | __ | _ | [8 empty] | #DIV/0! | 0 | 0
___ | __ | __ | _ | [8 empty] | #DIV/0! | 0 | 0
___ | __ | __ | _ | [8 empty] | #DIV/0! | 0 | 0
___ | __ | __ | _ | [8 empty] | #DIV/0! | 0 | 0
___ | __ | __ | _ | [8 empty] | #DIV/0! | 0 | 0
___ | __ | __ | _ | [8 empty] | #DIV/0! | 0 | 0
___ | __ | __ | _ | [8 empty] | #DIV/0! | 0 | 0
___ | __ | __ | _ | [8 empty] | #DIV/0! | 0 | 0
___ | __ | __ | _ | [8 empty] | #DIV/0! | 0 | 0
___ | __ | __ | _ | [8 empty] | #DIV/0! | 0 | 0
___ | __ | __ | _ | [8 empty] | #DIV/0! | 0 | 0
___ | __ | __ | _ | [8 empty] | #DIV/0! | 0 | 0
___ | __ | __ | _ | [8 empty] | #DIV/0! | 0 | 0
___ | __ | __ | _ | [8 empty] | #DIV/0! | 0 | 0
___ | __ | __ | _ | [8 empty] | #DIV/0! | 0 | 0
___ | __ | __ | _ | [8 empty] | #DIV/0! | 0 | 0
___ | __ | __ | _ | [8 empty] | #DIV/0! | 0 | 0
___ | __ | __ | _ | [8 empty] | #DIV/0! | 0 | 0
___ | __ | __ | _ | [8 empty] | #DIV/0! | 0 | 0
___ | __ | __ | _ | [8 empty] | #DIV/0! | 0 | 0
___ | __ | __ | _ | [8 empty] | #DIV/0! | 0 | 0
___ | __ | __ | _ | [8 empty] | #DIV/0! | 0 | 0
___ | __ | __ | _ | [8 empty] | #DIV/0! | 0 | 0
___ | __ | __ | _ | [8 empty] | #DIV/0! | 0 | 0
___ | __ | __ | _ | [8 empty] | #DIV/0! | 0 | 0
___ | __ | __ | _ | [8 empty] | #DIV/0! | 0 | 0
___ | __ | __ | _ | [8 empty] | #DIV/0! | 0 | 0
___ | __ | __ | _ | [8 empty] | #DIV/0! | 0 | 0
___ | __ | __ | _ | [8 empty] | #DIV/0! | 0 | 0
___ | __ | __ | _ | [8 empty] | #DIV/0! | 0 | 0
___ | __ | __ | _ | [8 empty] | #DIV/0! | 0 | 0
___ | __ | __ | _ | [8 empty] | #DIV/0! | 0 | 0
___ | __ | __ | _ | [8 empty] | #DIV/0! | 0 | 0
___ | __ | __ | _ | [8 empty] | #DIV/0! | 0 | 0
___ | __ | __ | _ | [8 empty] | #DIV/0! | 0 | 0
___ | __ | __ | _ | [8 empty] | #DIV/0! | 0 | 0
___ | __ | __ | _ | [8 empty] | #DIV/0! | 0 | 0
___ | __ | __ | _ | [8 empty] | #DIV/0! | 0 | 0
___ | __ | __ | _ | [8 empty] | #DIV/0! | 0 | 0
___ | __ | __ | _ | [8 empty] | #DIV/0! | 0 | 0
___ | __ | __ | _ | [8 empty] | #DIV/0! | 0 | 0
___ | __ | __ | _ | [8 empty] | #DIV/0! | 0 | 0
___ | __ | __ | _ | [8 empty] | #DIV/0! | 0 | 0
___ | __ | __ | _ | [8 empty] | #DIV/0! | 0 | 0
___ | __ | __ | _ | [8 empty] | #DIV/0! | 0 | 0
___ | __ | __ | _ | [8 empty] | #DIV/0! | 0 | 0
___ | __ | __ | _ | [8 empty] | #DIV/0! | 0 | 0
___ | __ | __ | _ | [8 empty] | #DIV/0! | 0 | 0
___ | __ | __ | _ | [8 empty] | #DIV/0! | 0 | 0
___ | __ | __ | _ | [8 empty] | #DIV/0! | 0 | 0
___ | __ | __ | _ | [8 empty] | #DIV/0! | 0 | 0
___ | __ | __ | _ | [8 empty] | #DIV/0! | 0 | 0
___ | __ | __ | _ | [8 empty] | #DIV/0! | 0 | 0
___ | __ | __ | _ | [8 empty] | #DIV/0! | 0 | 0
___ | __ | __ | _ | [8 empty] | #DIV/0! | 0 | 0
___ | __ | __ | _ | [8 empty] | #DIV/0! | 0 | 0
___ | __ | __ | _ | [8 empty] | #DIV/0! | 0 | 0
___ | __ | __ | _ | [8 empty] | #DIV/0! | 0 | 0
___ | __ | __ | _ | [8 empty] | #DIV/0! | 0 | 0
___ | __ | __ | _ | [8 empty] | #DIV/0! | 0 | 0
___ | __ | __ | _ | [8 empty] | #DIV/0! | 0 | 0
___ | __ | __ | _ | [8 empty] | #DIV/0! | 0 | 0
___ | __ | __ | _ | [8 empty] | #DIV/0! | 0 | 0
___ | __ | __ | _ | [8 empty] | #DIV/0! | 0 | 0
___ | __ | __ | _ | [8 empty] | #DIV/0! | 0 | 0
___ | __ | __ | _ | [8 empty] | #DIV/0! | 0 | 0
___ | __ | __ | _ | [8 empty] | #DIV/0! | 0 | 0
___ | __ | __ | _ | [8 empty] | #DIV/0! | 0 | 0
___ | __ | __ | _ | [8 empty] | #DIV/0! | 0 | 0
___ | __ | __ | _ | [8 empty] | #DIV/0! | 0 | 0
___ | __ | __ | _ | [8 empty] | #DIV/0! | 0 | 0
___ | __ | __ | _ | [8 empty] | #DIV/0! | 0 | 0
___ | __ | __ | _ | [8 empty] | #DIV/0! | 0 | 0
___ | __ | __ | _ | [8 empty] | #DIV/0! | 0 | 0
___ | __ | __ | _ | [8 empty] | #DIV/0! | 0 | 0
___ | __ | __ | _ | [8 empty] | #DIV/0! | 0 | 0
___ | __ | __ | _ | [8 empty] | #DIV/0! | 0 | 0
___ | __ | __ | _ | [8 empty] | #DIV/0! | 0 | 0
___ | __ | __ | _ | [8 empty] | #DIV/0! | 0 | 0
___ | __ | __ | _ | [8 empty] | #DIV/0! | 0 | 0
___ | __ | __ | _ | [8 empty] | #DIV/0! | 0 | 0
___ | __ | __ | _ | [8 empty] | #DIV/0! | 0 | 0
___ | __ | __ | _ | [8 empty] | #DIV/0! | 0 | 0
___ | __ | __ | _ | [8 empty] | #DIV/0! | 0 | 0
___ | __ | __ | _ | [8 empty] | #DIV/0! | 0 | 0
___ | __ | __ | _ | [8 empty] | #DIV/0! | 0 | 0
___ | __ | __ | _ | [8 empty] | #DIV/0! | 0 | 0
___ | __ | __ | _ | [8 empty] | #DIV/0! | 0 | 0
___ | __ | __ | _ | [8 empty] | #DIV/0! | 0 | 0
___ | __ | __ | _ | [8 empty] | #DIV/0! | 0 | 0
___ | __ | __ | _ | [8 empty] | #DIV/0! | 0 | 0
___ | __ | __ | _ | [8 empty] | #DIV/0! | 0 | 0
___ | __ | __ | _ | [8 empty] | #DIV/0! | 0 | 0
___ | __ | __ | _ | [8 empty] | #DIV/0! | 0 | 0
___ | __ | __ | _ | [8 empty] | #DIV/0! | 0 | 0
___ | __ | __ | _ | [8 empty] | #DIV/0! | 0 | 0
___ | __ | __ | _ | [8 empty] | #DIV/0! | 0 | 0
___ | __ | __ | _ | [8 empty] | #DIV/0! | 0 | 0
___ | __ | __ | _ | [8 empty] | #DIV/0! | 0 | 0
___ | __ | __ | _ | [8 empty] | #DIV/0! | 0 | 0
___ | __ | __ | _ | [8 empty] | #DIV/0! | 0 | 0
___ | __ | __ | _ | [8 empty] | #DIV/0! | 0 | 0
___ | __ | __ | _ | [8 empty] | #DIV/0! | 0 | 0
___ | __ | __ | _ | [8 empty] | #DIV/0! | 0 | 0
___ | __ | __ | _ | [8 empty] | #DIV/0! | 0 | 0
___ | __ | __ | _ | [8 empty] | #DIV/0! | 0 | 0
___ | __ | __ | _ | [8 empty] | #DIV/0! | 0 | 0
___ | __ | __ | _ | [8 empty] | #DIV/0! | 0 | 0
___ | __ | __ | _ | [8 empty] | #DIV/0! | 0 | 0
___ | __ | __ | _ | [8 empty] | #DIV/0! | 0 | 0
___ | __ | __ | _ | [8 empty] | #DIV/0! | 0 | 0
___ | __ | __ | _ | [8 empty] | #DIV/0! | 0 | 0
___ | __ | __ | _ | [8 empty] | #DIV/0! | 0 | 0
___ | __ | __ | _ | [8 empty] | #DIV/0! | 0 | 0
___ | __ | __ | _ | [8 empty] | #DIV/0! | 0 | 0
___ | __ | __ | _ | [8 empty] | #DIV/0! | 0 | 0
___ | __ | __ | _ | [8 empty] | #DIV/0! | 0 | 0
___ | __ | __ | _ | [8 empty] | #DIV/0! | 0 | 0
___ | __ | __ | _ | [8 empty] | #DIV/0! | 0 | 0
___ | __ | __ | _ | [8 empty] | #DIV/0! | 0 | 0
___ | __ | __ | _ | [8 empty] | #DIV/0! | 0 | 0
___ | __ | __ | _ | [8 empty] | #DIV/0! | 0 | 0
___ | __ | __ | _ | [8 empty] | #DIV/0! | 0 | 0
___ | __ | __ | _ | [8 empty] | #DIV/0! | 0 | 0
___ | __ | __ | _ | [8 empty] | #DIV/0! | 0 | 0
___ | __ | __ | _ | [8 empty] | #DIV/0! | 0 | 0
___ | __ | __ | _ | [8 empty] | #DIV/0! | 0 | 0
___ | __ | __ | _ | [8 empty] | #DIV/0! | 0 | 0
___ | __ | __ | _ | [8 empty] | #DIV/0! | 0 | 0
___ | __ | __ | _ | [8 empty] | #DIV/0! | 0 | 0
___ | __ | __ | _ | [8 empty] | #DIV/0! | 0 | 0
___ | __ | __ | _ | [8 empty] | #DIV/0! | 0 | 0
___ | __ | __ | _ | [8 empty] | #DIV/0! | 0 | 0
___ | __ | __ | _ | [8 empty] | #DIV/0! | 0 | 0
___ | __ | __ | _ | [8 empty] | #DIV/0! | 0 | 0
___ | __ | __ | _ | [8 empty] | #DIV/0! | 0 | 0
___ | __ | __ | _ | [8 empty] | #DIV/0! | 0 | 0
___ | __ | __ | _ | [8 empty] | #DIV/0! | 0 | 0
___ | __ | __ | _ | [8 empty] | #DIV/0! | 0 | 0
___ | __ | __ | _ | [8 empty] | #DIV/0! | 0 | 0
___ | __ | __ | _ | [8 empty] | #DIV/0! | 0 | 0
___ | __ | __ | _ | [8 empty] | #DIV/0! | 0 | 0
___ | __ | __ | _ | [8 empty] | #DIV/0! | 0 | 0
___ | __ | __ | _ | [8 empty] | #DIV/0! | 0 | 0
___ | __ | __ | _ | [8 empty] | #DIV/0! | 0 | 0
___ | __ | __ | _ | [8 empty] | #DIV/0! | 0 | 0
___ | __ | __ | _ | [8 empty] | #DIV/0! | 0 | 0
___ | __ | __ | _ | [8 empty] | #DIV/0! | 0 | 0
___ | __ | __ | _ | [8 empty] | #DIV/0! | 0 | 0
___ | __ | __ | _ | [8 empty] | #DIV/0! | 0 | 0
___ | __ | __ | _ | [8 empty] | #DIV/0! | 0 | 0
___ | __ | __ | _ | [8 empty] | #DIV/0! | 0 | 0
___ | __ | __ | _ | [8 empty] | #DIV/0! | 0 | 0
___ | __ | __ | _ | [8 empty] | #DIV/0! | 0 | 0
___ | __ | __ | _ | [8 empty] | #DIV/0! | 0 | 0
___ | __ | __ | _ | [8 empty] | #DIV/0! | 0 | 0
___ | __ | __ | _ | [8 empty] | #DIV/0! | 0 | 0
___ | __ | __ | _ | [8 empty] | #DIV/0! | 0 | 0
___ | __ | __ | _ | [8 empty] | #DIV/0! | 0 | 0
___ | __ | __ | _ | [8 empty] | #DIV/0! | 0 | 0
___ | __ | __ | _ | [8 empty] | #DIV/0! | 0 | 0
___ | __ | __ | _ | [8 empty] | #DIV/0! | 0 | 0
___ | __ | __ | _ | [8 empty] | #DIV/0! | 0 | 0
___ | __ | __ | _ | [8 empty] | #DIV/0! | 0 | 0
___ | __ | __ | _ | [8 empty] | #DIV/0! | 0 | 0
___ | __ | __ | _ | [8 empty] | #DIV/0! | 0 | 0
___ | __ | __ | _ | [8 empty] | #DIV/0! | 0 | 0
___ | __ | __ | _ | [8 empty] | #DIV/0! | 0 | 0
___ | __ | __ | _ | [8 empty] | #DIV/0! | 0 | 0
___ | __ | __ | _ | [8 empty] | #DIV/0! | 0 | 0
___ | __ | __ | _ | [8 empty] | #DIV/0! | 0 | 0
___ | __ | __ | _ | [8 empty] | #DIV/0! | 0 | 0
___ | __ | __ | _ | [8 empty] | #DIV/0! | 0 | 0
___ | __ | __ | _ | [8 empty] | #DIV/0! | 0 | 0
___ | __ | __ | _ | [8 empty] | #DIV/0! | 0 | 0
___ | __ | __ | _ | [8 empty] | #DIV/0! | 0 | 0
___ | __ | __ | _ | [8 empty] | #DIV/0! | 0 | 0
___ | __ | __ | _ | [8 empty] | #DIV/0! | 0 | 0
___ | __ | __ | _ | [8 empty] | #DIV/0! | 0 | 0
___ | __ | __ | _ | [8 empty] | #DIV/0! | 0 | 0
___ | __ | __ | _ | [8 empty] | #DIV/0! | 0 | 0
___ | __ | __ | _ | [8 empty] | #DIV/0! | 0 | 0
___ | __ | __ | _ | [8 empty] | #DIV/0! | 0 | 0
___ | __ | __ | _ | [8 empty] | #DIV/0! | 0 | 0
___ | __ | __ | _ | [8 empty] | #DIV/0! | 0 | 0
___ | __ | __ | _ | [8 empty] | #DIV/0! | 0 | 0
___ | __ | __ | _ | [8 empty] | #DIV/0! | 0 | 0
___ | __ | __ | _ | [8 empty] | #DIV/0! | 0 | 0
___ | __ | __ | _ | [8 empty] | #DIV/0! | 0 | 0
___ | __ | __ | _ | [8 empty] | #DIV/0! | 0 | 0
___ | __ | __ | _ | [8 empty] | #DIV/0! | 0 | 0
___ | __ | __ | _ | [8 empty] | #DIV/0! | 0 | 0
___ | __ | __ | _ | [8 empty] | #DIV/0! | 0 | 0
___ | __ | __ | _ | [8 empty] | #DIV/0! | 0 | 0
___ | __ | __ | _ | [8 empty] | #DIV/0! | 0 | 0
___ | __ | __ | _ | [8 empty] | #DIV/0! | 0 | 0
___ | __ | __ | _ | [8 empty] | #DIV/0! | 0 | 0
___ | __ | __ | _ | [8 empty] | #DIV/0! | 0 | 0
___ | __ | __ | _ | [8 empty] | #DIV/0! | 0 | 0
___ | __ | __ | _ | [8 empty] | #DIV/0! | 0 | 0
___ | __ | __ | _ | [8 empty] | #DIV/0! | 0 | 0
___ | __ | __ | _ | [8 empty] | #DIV/0! | 0 | 0
___ | __ | __ | _ | [8 empty] | #DIV/0! | 0 | 0
___ | __ | __ | _ | [8 empty] | #DIV/0! | 0 | 0
___ | __ | __ | _ | [8 empty] | #DIV/0! | 0 | 0
___ | __ | __ | _ | [8 empty] | #DIV/0! | 0 | 0
___ | __ | __ | _ | [8 empty] | #DIV/0! | 0 | 0
___ | __ | __ | _ | [8 empty] | #DIV/0! | 0 | 0
___ | __ | __ | _ | [8 empty] | #DIV/0! | 0 | 0
___ | __ | __ | _ | [8 empty] | #DIV/0! | 0 | 0
___ | __ | __ | _ | [8 empty] | #DIV/0! | 0 | 0
___ | __ | __ | _ | [8 empty] | #DIV/0! | 0 | 0
___ | __ | __ | _ | [8 empty] | #DIV/0! | 0 | 0
___ | __ | __ | _ | [8 empty] | #DIV/0! | 0 | 0
___ | __ | __ | _ | [8 empty] | #DIV/0! | 0 | 0
___ | __ | __ | _ | [8 empty] | #DIV/0! | 0 | 0
___ | __ | __ | _ | [8 empty] | #DIV/0! | 0 | 0
___ | __ | __ | _ | [8 empty] | #DIV/0! | 0 | 0
___ | __ | __ | _ | [8 empty] | #DIV/0! | 0 | 0
___ | __ | __ | _ | [8 empty] | #DIV/0! | 0 | 0
___ | __ | __ | _ | [8 empty] | #DIV/0! | 0 | 0
___ | __ | __ | _ | [8 empty] | #DIV/0! | 0 | 0
___ | __ | __ | _ | [8 empty] | #DIV/0! | 0 | 0
___ | __ | __ | _ | [8 empty] | #DIV/0! | 0 | 0
___ | __ | __ | _ | [8 empty] | #DIV/0! | 0 | 0
___ | __ | __ | _ | [8 empty] | #DIV/0! | 0 | 0
___ | __ | __ | _ | [8 empty] | #DIV/0! | 0 | 0
___ | __ | __ | _ | [8 empty] | #DIV/0! | 0 | 0
___ | __ | __ | _ | [8 empty] | #DIV/0! | 0 | 0
___ | __ | __ | _ | [8 empty] | #DIV/0! | 0 | 0
___ | __ | __ | _ | [8 empty] | #DIV/0! | 0 | 0
___ | __ | __ | _ | [8 empty] | #DIV/0! | 0 | 0
___ | __ | __ | _ | [8 empty] | #DIV/0! | 0 | 0
___ | __ | __ | _ | [8 empty] | #DIV/0! | 0 | 0
___ | __ | __ | _ | [8 empty] | #DIV/0! | 0 | 0
___ | __ | __ | _ | [8 empty] | #DIV/0! | 0 | 0
___ | __ | __ | _ | [8 empty] | #DIV/0! | 0 | 0
___ | __ | __ | _ | [8 empty] | #DIV/0! | 0 | 0
___ | __ | __ | _ | [8 empty] | #DIV/0! | 0 | 0
___ | __ | __ | _ | [8 empty] | #DIV/0! | 0 | 0
___ | __ | __ | _ | [8 empty] | #DIV/0! | 0 | 0
___ | __ | __ | _ | [8 empty] | #DIV/0! | 0 | 0
___ | __ | __ | _ | [8 empty] | #DIV/0! | 0 | 0
___ | __ | __ | _ | [8 empty] | #DIV/0! | 0 | 0
___ | __ | __ | _ | [8 empty] | #DIV/0! | 0 | 0
___ | __ | __ | _ | [8 empty] | #DIV/0! | 0 | 0
___ | __ | __ | _ | [8 empty] | #DIV/0! | 0 | 0
___ | __ | __ | _ | [8 empty] | #DIV/0! | 0 | 0
___ | __ | __ | _ | [8 empty] | #DIV/0! | 0 | 0
___ | __ | __ | _ | [8 empty] | #DIV/0! | 0 | 0
___ | __ | __ | _ | [8 empty] | #DIV/0! | 0 | 0
___ | __ | __ | _ | [8 empty] | #DIV/0! | 0 | 0
___ | __ | __ | _ | [8 empty] | #DIV/0! | 0 | 0
___ | __ | __ | _ | [8 empty] | #DIV/0! | 0 | 0
___ | __ | __ | _ | [8 empty] | #DIV/0! | 0 | 0
___ | __ | __ | _ | [8 empty] | #DIV/0! | 0 | 0
___ | __ | __ | _ | [8 empty] | #DIV/0! | 0 | 0
___ | __ | __ | _ | [8 empty] | #DIV/0! | 0 | 0
___ | __ | __ | _ | [8 empty] | #DIV/0! | 0 | 0
___ | __ | __ | _ | [8 empty] | #DIV/0! | 0 | 0
___ | __ | __ | _ | [8 empty] | #DIV/0! | 0 | 0
___ | __ | __ | _ | [8 empty] | #DIV/0! | 0 | 0
___ | __ | __ | _ | [8 empty] | #DIV/0! | 0 | 0
___ | __ | __ | _ | [8 empty] | #DIV/0! | 0 | 0
___ | __ | __ | _ | [8 empty] | #DIV/0! | 0 | 0
___ | __ | __ | _ | [8 empty] | #DIV/0! | 0 | 0
___ | __ | __ | _ | [8 empty] | #DIV/0! | 0 | 0
___ | __ | __ | _ | [8 empty] | #DIV/0! | 0 | 0
___ | __ | __ | _ | [8 empty] | #DIV/0! | 0 | 0
___ | __ | __ | _ | [8 empty] | #DIV/0! | 0 | 0
___ | __ | __ | _ | [8 empty] | #DIV/0! | 0 | 0
___ | __ | __ | _ | [8 empty] | #DIV/0! | 0 | 0
___ | __ | __ | _ | [8 empty] | #DIV/0! | 0 | 0
___ | __ | __ | _ | [8 empty] | #DIV/0! | 0 | 0
___ | __ | __ | _ | [8 empty] | #DIV/0! | 0 | 0
___ | __ | __ | _ | [8 empty] | #DIV/0! | 0 | 0
___ | __ | __ | _ | [8 empty] | #DIV/0! | 0 | 0
___ | __ | __ | _ | [8 empty] | #DIV/0! | 0 | 0
___ | __ | __ | _ | [8 empty] | #DIV/0! | 0 | 0
___ | __ | __ | _ | [8 empty] | #DIV/0! | 0 | 0
___ | __ | __ | _ | [8 empty] | #DIV/0! | 0 | 0
___ | __ | __ | _ | [8 empty] | #DIV/0! | 0 | 0
___ | __ | __ | _ | [8 empty] | #DIV/0! | 0 | 0
___ | __ | __ | _ | [8 empty] | #DIV/0! | 0 | 0
___ | __ | __ | _ | [8 empty] | #DIV/0! | 0 | 0
___ | __ | __ | _ | [8 empty] | #DIV/0! | 0 | 0
___ | __ | __ | _ | [8 empty] | #DIV/0! | 0 | 0
___ | __ | __ | _ | [8 empty] | #DIV/0! | 0 | 0
___ | __ | __ | _ | [8 empty] | #DIV/0! | 0 | 0
___ | __ | __ | _ | [8 empty] | #DIV/0! | 0 | 0
___ | __ | __ | _ | [8 empty] | #DIV/0! | 0 | 0
___ | __ | __ | _ | [8 empty] | #DIV/0! | 0 | 0
___ | __ | __ | _ | [8 empty] | #DIV/0! | 0 | 0
___ | __ | __ | _ | [8 empty] | #DIV/0! | 0 | 0
___ | __ | __ | _ | [8 empty] | #DIV/0! | 0 | 0
___ | __ | __ | _ | [8 empty] | #DIV/0! | 0 | 0
___ | __ | __ | _ | [8 empty] | #DIV/0! | 0 | 0
___ | __ | __ | _ | [8 empty] | #DIV/0! | 0 | 0
___ | __ | __ | _ | [8 empty] | #DIV/0! | 0 | 0
___ | __ | __ | _ | [8 empty] | #DIV/0! | 0 | 0
___ | __ | __ | _ | [8 empty] | #DIV/0! | 0 | 0
___ | __ | __ | _ | [8 empty] | #DIV/0! | 0 | 0
___ | __ | __ | _ | [8 empty] | #DIV/0! | 0 | 0
___ | __ | __ | _ | [8 empty] | #DIV/0! | 0 | 0
___ | __ | __ | _ | [8 empty] | #DIV/0! | 0 | 0
___ | __ | __ | _ | [8 empty] | #DIV/0! | 0 | 0
___ | __ | __ | _ | [8 empty] | #DIV/0! | 0 | 0
___ | __ | __ | _ | [8 empty] | #DIV/0! | 0 | 0
___ | __ | __ | _ | [8 empty] | #DIV/0! | 0 | 0
___ | __ | __ | _ | [8 empty] | #DIV/0! | 0 | 0
___ | __ | __ | _ | [8 empty] | #DIV/0! | 0 | 0
___ | __ | __ | _ | [8 empty] | #DIV/0! | 0 | 0
___ | __ | __ | _ | [8 empty] | #DIV/0! | 0 | 0
___ | __ | __ | _ | [8 empty] | #DIV/0! | 0 | 0
___ | __ | __ | _ | [8 empty] | #DIV/0! | 0 | 0
___ | __ | __ | _ | [8 empty] | #DIV/0! | 0 | 0
___ | __ | __ | _ | [8 empty] | #DIV/0! | 0 | 0
___ | __ | __ | _ | [8 empty] | #DIV/0! | 0 | 0
___ | __ | __ | _ | [8 empty] | #DIV/0! | 0 | 0
___ | __ | __ | _ | [8 empty] | #DIV/0! | 0 | 0
___ | __ | __ | _ | [8 empty] | #DIV/0! | 0 | 0
___ | __ | __ | _ | [8 empty] | #DIV/0! | 0 | 0
___ | __ | __ | _ | [8 empty] | #DIV/0! | 0 | 0
___ | __ | __ | _ | [8 empty] | #DIV/0! | 0 | 0
___ | __ | __ | _ | [8 empty] | #DIV/0! | 0 | 0
___ | __ | __ | _ | [8 empty] | #DIV/0! | 0 | 0
___ | __ | __ | _ | [8 empty] | #DIV/0! | 0 | 0
___ | __ | __ | _ | [8 empty] | #DIV/0! | 0 | 0
___ | __ | __ | _ | [8 empty] | #DIV/0! | 0 | 0
___ | __ | __ | _ | [8 empty] | #DIV/0! | 0 | 0
___ | __ | __ | _ | [8 empty] | #DIV/0! | 0 | 0
___ | __ | __ | _ | [8 empty] | #DIV/0! | 0 | 0
___ | __ | __ | _ | [8 empty] | #DIV/0! | 0 | 0
___ | __ | __ | _ | [8 empty] | #DIV/0! | 0 | 0
___ | __ | __ | _ | [8 empty] | #DIV/0! | 0 | 0
___ | __ | __ | _ | [8 empty] | #DIV/0! | 0 | 0
___ | __ | __ | _ | [8 empty] | #DIV/0! | 0 | 0
___ | __ | __ | _ | [8 empty] | #DIV/0! | 0 | 0
___ | __ | __ | _ | [8 empty] | #DIV/0! | 0 | 0
___ | __ | __ | _ | [8 empty] | #DIV/0! | 0 | 0
___ | __ | __ | _ | [8 empty] | #DIV/0! | 0 | 0
___ | __ | __ | _ | [8 empty] | #DIV/0! | 0 | 0
___ | __ | __ | _ | [8 empty] | #DIV/0! | 0 | 0
___ | __ | __ | _ | [8 empty] | #DIV/0! | 0 | 0
___ | __ | __ | _ | [8 empty] | #DIV/0! | 0 | 0
___ | __ | __ | _ | [8 empty] | #DIV/0! | 0 | 0
___ | __ | __ | _ | [8 empty] | #DIV/0! | 0 | 0
___ | __ | __ | _ | [8 empty] | #DIV/0! | 0 | 0
___ | __ | __ | _ | [8 empty] | #DIV/0! | 0 | 0
___ | __ | __ | _ | [8 empty] | #DIV/0! | 0 | 0
___ | __ | __ | _ | [8 empty] | #DIV/0! | 0 | 0
___ | __ | __ | _ | [8 empty] | #DIV/0! | 0 | 0
___ | __ | __ | _ | [8 empty] | #DIV/0! | 0 | 0
___ | __ | __ | _ | [8 empty] | #DIV/0! | 0 | 0
___ | __ | __ | _ | [8 empty] | #DIV/0! | 0 | 0
___ | __ | __ | _ | [8 empty] | #DIV/0! | 0 | 0
___ | __ | __ | _ | [8 empty] | #DIV/0! | 0 | 0
___ | __ | __ | _ | [8 empty] | #DIV/0! | 0 | 0
___ | __ | __ | _ | [8 empty] | #DIV/0! | 0 | 0
___ | __ | __ | _ | [8 empty] | #DIV/0! | 0 | 0
___ | __ | __ | _ | [8 empty] | #DIV/0! | 0 | 0
___ | __ | __ | _ | [8 empty] | #DIV/0! | 0 | 0
___ | __ | __ | _ | [8 empty] | #DIV/0! | 0 | 0
___ | __ | __ | _ | [8 empty] | #DIV/0! | 0 | 0
___ | __ | __ | _ | [8 empty] | #DIV/0! | 0 | 0
___ | __ | __ | _ | [8 empty] | #DIV/0! | 0 | 0
___ | __ | __ | _ | [8 empty] | #DIV/0! | 0 | 0
___ | __ | __ | _ | [8 empty] | #DIV/0! | 0 | 0
___ | __ | __ | _ | [8 empty] | #DIV/0! | 0 | 0
___ | __ | __ | _ | [8 empty] | #DIV/0! | 0 | 0
___ | __ | __ | _ | [8 empty] | #DIV/0! | 0 | 0
___ | __ | __ | _ | [8 empty] | #DIV/0! | 0 | 0
___ | __ | __ | _ | [8 empty] | #DIV/0! | 0 | 0
___ | __ | __ | _ | [8 empty] | #DIV/0! | 0 | 0
___ | __ | __ | _ | [8 empty] | #DIV/0! | 0 | 0
___ | __ | __ | _ | [8 empty] | #DIV/0! | 0 | 0
___ | __ | __ | _ | [8 empty] | #DIV/0! | 0 | 0
___ | __ | __ | _ | [8 empty] | #DIV/0! | 0 | 0
___ | __ | __ | _ | [8 empty] | #DIV/0! | 0 | 0
___ | __ | __ | _ | [8 empty] | #DIV/0! | 0 | 0
___ | __ | __ | _ | [8 empty] | #DIV/0! | 0 | 0
___ | __ | __ | _ | [8 empty] | #DIV/0! | 0 | 0
___ | __ | __ | _ | [8 empty] | #DIV/0! | 0 | 0
___ | __ | __ | _ | [8 empty] | #DIV/0! | 0 | 0
___ | __ | __ | _ | [8 empty] | #DIV/0! | 0 | 0
___ | __ | __ | _ | [8 empty] | #DIV/0! | 0 | 0
___ | __ | __ | _ | [8 empty] | #DIV/0! | 0 | 0
___ | __ | __ | _ | [8 empty] | #DIV/0! | 0 | 0
___ | __ | __ | _ | [8 empty] | #DIV/0! | 0 | 0
___ | __ | __ | _ | [8 empty] | #DIV/0! | 0 | 0
___ | __ | __ | _ | [8 empty] | #DIV/0! | 0 | 0
___ | __ | __ | _ | [8 empty] | #DIV/0! | 0 | 0
___ | __ | __ | _ | [8 empty] | #DIV/0! | 0 | 0
___ | __ | __ | _ | [8 empty] | #DIV/0! | 0 | 0
___ | __ | __ | _ | [8 empty] | #DIV/0! | 0 | 0
___ | __ | __ | _ | [8 empty] | #DIV/0! | 0 | 0
___ | __ | __ | _ | [8 empty] | #DIV/0! | 0 | 0
___ | __ | __ | _ | [8 empty] | #DIV/0! | 0 | 0
___ | __ | __ | _ | [8 empty] | #DIV/0! | 0 | 0
___ | __ | __ | _ | [8 empty] | #DIV/0! | 0 | 0
___ | __ | __ | _ | [8 empty] | #DIV/0! | 0 | 0
___ | __ | __ | _ | [8 empty] | #DIV/0! | 0 | 0
___ | __ | __ | _ | [8 empty] | #DIV/0! | 0 | 0
___ | __ | __ | _ | [8 empty] | #DIV/0! | 0 | 0
___ | __ | __ | _ | [8 empty] | #DIV/0! | 0 | 0
___ | __ | __ | _ | [8 empty] | #DIV/0! | 0 | 0
___ | __ | __ | _ | [8 empty] | #DIV/0! | 0 | 0
___ | __ | __ | _ | [8 empty] | #DIV/0! | 0 | 0
___ | __ | __ | _ | [8 empty] | #DIV/0! | 0 | 0
___ | __ | __ | _ | [8 empty] | #DIV/0! | 0 | 0
___ | __ | __ | _ | [8 empty] | #DIV/0! | 0 | 0
___ | __ | __ | _ | [8 empty] | #DIV/0! | 0 | 0
___ | __ | __ | _ | [8 empty] | #DIV/0! | 0 | 0
___ | __ | __ | _ | [8 empty] | #DIV/0! | 0 | 0
___ | __ | __ | _ | [8 empty] | #DIV/0! | 0 | 0
___ | __ | __ | _ | [8 empty] | #DIV/0! | 0 | 0
___ | __ | __ | _ | [8 empty] | #DIV/0! | 0 | 0
___ | __ | __ | _ | [8 empty] | #DIV/0! | 0 | 0
___ | __ | __ | _ | [8 empty] | #DIV/0! | 0 | 0
___ | __ | __ | _ | [8 empty] | #DIV/0! | 0 | 0
___ | __ | __ | _ | [8 empty] | #DIV/0! | 0 | 0
___ | __ | __ | _ | [8 empty] | #DIV/0! | 0 | 0
___ | __ | __ | _ | [8 empty] | #DIV/0! | 0 | 0
___ | __ | __ | _ | [8 empty] | #DIV/0! | 0 | 0
___ | __ | __ | _ | [8 empty] | #DIV/0! | 0 | 0
___ | __ | __ | _ | [8 empty] | #DIV/0! | 0 | 0
___ | __ | __ | _ | [8 empty] | #DIV/0! | 0 | 0
___ | __ | __ | _ | [8 empty] | #DIV/0! | 0 | 0
___ | __ | __ | _ | [8 empty] | #DIV/0! | 0 | 0
___ | __ | __ | _ | [8 empty] | #DIV/0! | 0 | 0
___ | __ | __ | _ | [8 empty] | #DIV/0! | 0 | 0
___ | __ | __ | _ | [8 empty] | #DIV/0! | 0 | 0
___ | __ | __ | _ | [8 empty] | #DIV/0! | 0 | 0
___ | __ | __ | _ | [8 empty] | #DIV/0! | 0 | 0
___ | __ | __ | _ | [8 empty] | #DIV/0! | 0 | 0
___ | __ | __ | _ | [8 empty] | #DIV/0! | 0 | 0
___ | __ | __ | _ | [8 empty] | #DIV/0! | 0 | 0
___ | __ | __ | _ | [8 empty] | #DIV/0! | 0 | 0
___ | __ | __ | _ | [8 empty] | #DIV/0! | 0 | 0
___ | __ | __ | _ | [8 empty] | #DIV/0! | 0 | 0
___ | __ | __ | _ | [8 empty] | #DIV/0! | 0 | 0
___ | __ | __ | _ | [8 empty] | #DIV/0! | 0 | 0
___ | __ | __ | _ | [8 empty] | #DIV/0! | 0 | 0
___ | __ | __ | _ | [8 empty] | #DIV/0! | 0 | 0
___ | __ | __ | _ | [8 empty] | #DIV/0! | 0 | 0
___ | __ | __ | _ | [8 empty] | #DIV/0! | 0 | 0
___ | __ | __ | _ | [8 empty] | #DIV/0! | 0 | 0
___ | __ | __ | _ | [8 empty] | #DIV/0! | 0 | 0
___ | __ | __ | _ | [8 empty] | #DIV/0! | 0 | 0
___ | __ | __ | _ | [8 empty] | #DIV/0! | 0 | 0
___ | __ | __ | _ | [8 empty] | #DIV/0! | 0 | 0
___ | __ | __ | _ | [8 empty] | #DIV/0! | 0 | 0
___ | __ | __ | _ | [8 empty] | #DIV/0! | 0 | 0
___ | __ | __ | _ | [8 empty] | #DIV/0! | 0 | 0
___ | __ | __ | _ | [8 empty] | #DIV/0! | 0 | 0
___ | __ | __ | _ | [8 empty] | #DIV/0! | 0 | 0
___ | __ | __ | _ | [8 empty] | #DIV/0! | 0 | 0
___ | __ | __ | _ | [8 empty] | #DIV/0! | 0 | 0
___ | __ | __ | _ | [8 empty] | #DIV/0! | 0 | 0
___ | __ | __ | _ | [8 empty] | #DIV/0! | 0 | 0
___ | __ | __ | _ | [8 empty] | #DIV/0! | 0 | 0
___ | __ | __ | _ | [8 empty] | #DIV/0! | 0 | 0
___ | __ | __ | _ | [8 empty] | #DIV/0! | 0 | 0
___ | __ | __ | _ | [8 empty] | #DIV/0! | 0 | 0
___ | __ | __ | _ | [8 empty] | #DIV/0! | 0 | 0
___ | __ | __ | _ | [8 empty] | #DIV/0! | 0 | 0
___ | __ | __ | _ | [8 empty] | #DIV/0! | 0 | 0
___ | __ | __ | _ | [8 empty] | #DIV/0! | 0 | 0
___ | __ | __ | _ | [8 empty] | #DIV/0! | 0 | 0
___ | __ | __ | _ | [8 empty] | #DIV/0! | 0 | 0
___ | __ | __ | _ | [8 empty] | #DIV/0! | 0 | 0
___ | __ | __ | _ | [8 empty] | #DIV/0! | 0 | 0
___ | __ | __ | _ | [8 empty] | #DIV/0! | 0 | 0
___ | __ | __ | _ | [8 empty] | #DIV/0! | 0 | 0
___ | __ | __ | _ | [8 empty] | #DIV/0! | 0 | 0
___ | __ | __ | _ | [8 empty] | #DIV/0! | 0 | 0
___ | __ | __ | _ | [8 empty] | #DIV/0! | 0 | 0
___ | __ | __ | _ | [8 empty] | #DIV/0! | 0 | 0
___ | __ | __ | _ | [8 empty] | #DIV/0! | 0 | 0
___ | __ | __ | _ | [8 empty] | #DIV/0! | 0 | 0
___ | __ | __ | _ | [8 empty] | #DIV/0! | 0 | 0
___ | __ | __ | _ | [8 empty] | #DIV/0! | 0 | 0
___ | __ | __ | _ | [8 empty] | #DIV/0! | 0 | 0
___ | __ | __ | _ | [8 empty] | #DIV/0! | 0 | 0
___ | __ | __ | _ | [8 empty] | #DIV/0! | 0 | 0
___ | __ | __ | _ | [8 empty] | #DIV/0! | 0 | 0
___ | __ | __ | _ | [8 empty] | #DIV/0! | 0 | 0
___ | __ | __ | _ | [8 empty] | #DIV/0! | 0 | 0
___ | __ | __ | _ | [8 empty] | #DIV/0! | 0 | 0
___ | __ | __ | _ | [8 empty] | #DIV/0! | 0 | 0
___ | __ | __ | _ | [8 empty] | #DIV/0! | 0 | 0
___ | __ | __ | _ | [8 empty] | #DIV/0! | 0 | 0
___ | __ | __ | _ | [8 empty] | #DIV/0! | 0 | 0
___ | __ | __ | _ | [8 empty] | #DIV/0! | 0 | 0
___ | __ | __ | _ | [8 empty] | #DIV/0! | 0 | 0
___ | __ | __ | _ | [8 empty] | #DIV/0! | 0 | 0
___ | __ | __ | _ | [8 empty] | #DIV/0! | 0 | 0
___ | __ | __ | _ | [8 empty] | #DIV/0! | 0 | 0
___ | __ | __ | _ | [8 empty] | #DIV/0! | 0 | 0
___ | __ | __ | _ | [8 empty] | #DIV/0! | 0 | 0
___ | __ | __ | _ | [8 empty] | #DIV/0! | 0 | 0
___ | __ | __ | _ | [8 empty] | #DIV/0! | 0 | 0
___ | __ | __ | _ | [8 empty] | #DIV/0! | 0 | 0
___ | __ | __ | _ | [8 empty] | #DIV/0! | 0 | 0
___ | __ | __ | _ | [8 empty] | #DIV/0! | 0 | 0
___ | __ | __ | _ | [8 empty] | #DIV/0! | 0 | 0
___ | __ | __ | _ | [8 empty] | #DIV/0! | 0 | 0
___ | __ | __ | _ | [8 empty] | #DIV/0! | 0 | 0
___ | __ | __ | _ | [8 empty] | #DIV/0! | 0 | 0
___ | __ | __ | _ | [8 empty] | #DIV/0! | 0 | 0
___ | __ | __ | _ | [8 empty] | #DIV/0! | 0 | 0
___ | __ | __ | _ | [8 empty] | #DIV/0! | 0 | 0
___ | __ | __ | _ | [8 empty] | #DIV/0! | 0 | 0
___ | __ | __ | _ | [8 empty] | #DIV/0! | 0 | 0
___ | __ | __ | _ | [8 empty] | #DIV/0! | 0 | 0
___ | __ | __ | _ | [8 empty] | #DIV/0! | 0 | 0
___ | __ | __ | _ | [8 empty] | #DIV/0! | 0 | 0
___ | __ | __ | _ | [8 empty] | #DIV/0! | 0 | 0
___ | __ | __ | _ | [8 empty] | #DIV/0! | 0 | 0
___ | __ | __ | _ | [8 empty] | #DIV/0! | 0 | 0
___ | __ | __ | _ | [8 empty] | #DIV/0! | 0 | 0
___ | __ | __ | _ | [8 empty] | #DIV/0! | 0 | 0
___ | __ | __ | _ | [8 empty] | #DIV/0! | 0 | 0
___ | __ | __ | _ | [8 empty] | #DIV/0! | 0 | 0
___ | __ | __ | _ | [8 empty] | #DIV/0! | 0 | 0
___ | __ | __ | _ | [8 empty] | #DIV/0! | 0 | 0
___ | __ | __ | _ | [8 empty] | #DIV/0! | 0 | 0
___ | __ | __ | _ | [8 empty] | #DIV/0! | 0 | 0
___ | __ | __ | _ | [8 empty] | #DIV/0! | 0 | 0
___ | __ | __ | _ | [8 empty] | #DIV/0! | 0 | 0
___ | __ | __ | _ | [8 empty] | #DIV/0! | 0 | 0
___ | __ | __ | _ | [8 empty] | #DIV/0! | 0 | 0
___ | __ | __ | _ | [8 empty] | #DIV/0! | 0 | 0
___ | __ | __ | _ | [8 empty] | #DIV/0! | 0 | 0
___ | __ | __ | _ | [8 empty] | #DIV/0! | 0 | 0
___ | __ | __ | _ | [8 empty] | #DIV/0! | 0 | 0
___ | __ | __ | _ | [8 empty] | #DIV/0! | 0 | 0
___ | __ | __ | _ | [8 empty] | #DIV/0! | 0 | 0
___ | __ | __ | _ | [8 empty] | #DIV/0! | 0 | 0
___ | __ | __ | _ | [8 empty] | #DIV/0! | 0 | 0
___ | __ | __ | _ | [8 empty] | #DIV/0! | 0 | 0
___ | __ | __ | _ | [8 empty] | #DIV/0! | 0 | 0
___ | __ | __ | _ | [8 empty] | #DIV/0! | 0 | 0
___ | __ | __ | _ | [8 empty] | #DIV/0! | 0 | 0
___ | __ | __ | _ | [8 empty] | #DIV/0! | 0 | 0
___ | __ | __ | _ | [8 empty] | #DIV/0! | 0 | 0
___ | __ | __ | _ | [8 empty] | #DIV/0! | 0 | 0
___ | __ | __ | _ | [8 empty] | #DIV/0! | 0 | 0
___ | __ | __ | _ | [8 empty] | #DIV/0! | 0 | 0
___ | __ | __ | _ | [8 empty] | #DIV/0! | 0 | 0
___ | __ | __ | _ | [8 empty] | #DIV/0! | 0 | 0
___ | __ | __ | _ | [8 empty] | #DIV/0! | 0 | 0
___ | __ | __ | _ | [8 empty] | #DIV/0! | 0 | 0
___ | __ | __ | _ | [8 empty] | #DIV/0! | 0 | 0
___ | __ | __ | _ | [8 empty] | #DIV/0! | 0 | 0
___ | __ | __ | _ | [8 empty] | #DIV/0! | 0 | 0
___ | __ | __ | _ | [8 empty] | #DIV/0! | 0 | 0
___ | __ | __ | _ | [8 empty] | #DIV/0! | 0 | 0
___ | __ | __ | _ | [8 empty] | #DIV/0! | 0 | 0
___ | __ | __ | _ | [8 empty] | #DIV/0! | 0 | 0
___ | __ | __ | _ | [8 empty] | #DIV/0! | 0 | 0
___ | __ | __ | _ | [8 empty] | #DIV/0! | 0 | 0
___ | __ | __ | _ | [8 empty] | #DIV/0! | 0 | 0
___ | __ | __ | _ | [8 empty] | #DIV/0! | 0 | 0
___ | __ | __ | _ | [8 empty] | #DIV/0! | 0 | 0
___ | __ | __ | _ | [8 empty] | #DIV/0! | 0 | 0
___ | __ | __ | _ | [8 empty] | #DIV/0! | 0 | 0
___ | __ | __ | _ | [8 empty] | #DIV/0! | 0 | 0
___ | __ | __ | _ | [8 empty] | #DIV/0! | 0 | 0
___ | __ | __ | _ | [8 empty] | #DIV/0! | 0 | 0
___ | __ | __ | _ | [8 empty] | #DIV/0! | 0 | 0
___ | __ | __ | _ | [8 empty] | #DIV/0! | 0 | 0
___ | __ | __ | _ | [8 empty] | #DIV/0! | 0 | 0
___ | __ | __ | _ | [8 empty] | #DIV/0! | 0 | 0
___ | __ | __ | _ | [8 empty] | #DIV/0! | 0 | 0
___ | __ | __ | _ | [8 empty] | #DIV/0! | 0 | 0
___ | __ | __ | _ | [8 empty] | #DIV/0! | 0 | 0
___ | __ | __ | _ | [8 empty] | #DIV/0! | 0 | 0
___ | __ | __ | _ | [8 empty] | #DIV/0! | 0 | 0
___ | __ | __ | _ | [8 empty] | #DIV/0! | 0 | 0
___ | __ | __ | _ | [8 empty] | #DIV/0! | 0 | 0
___ | __ | __ | _ | [8 empty] | #DIV/0! | 0 | 0
___ | __ | __ | _ | [8 empty] | #DIV/0! | 0 | 0
___ | __ | __ | _ | [8 empty] | #DIV/0! | 0 | 0
___ | __ | __ | _ | [8 empty] | #DIV/0! | 0 | 0
___ | __ | __ | _ | [8 empty] | #DIV/0! | 0 | 0
___ | __ | __ | _ | [8 empty] | #DIV/0! | 0 | 0
___ | __ | __ | _ | [8 empty] | #DIV/0! | 0 | 0
___ | __ | __ | _ | [8 empty] | #DIV/0! | 0 | 0
___ | __ | __ | _ | [8 empty] | #DIV/0! | 0 | 0
___ | __ | __ | _ | [8 empty] | #DIV/0! | 0 | 0
___ | __ | __ | _ | [8 empty] | #DIV/0! | 0 | 0
___ | __ | __ | _ | [8 empty] | #DIV/0! | 0 | 0
___ | __ | __ | _ | [8 empty] | #DIV/0! | 0 | 0
___ | __ | __ | _ | [8 empty] | #DIV/0! | 0 | 0
___ | __ | __ | _ | [8 empty] | #DIV/0! | 0 | 0
___ | __ | __ | _ | [8 empty] | #DIV/0! | 0 | 0
___ | __ | __ | _ | [8 empty] | #DIV/0! | 0 | 0
___ | __ | __ | _ | [8 empty] | #DIV/0! | 0 | 0
___ | __ | __ | _ | [8 empty] | #DIV/0! | 0 | 0
___ | __ | __ | _ | [8 empty] | #DIV/0! | 0 | 0
___ | __ | __ | _ | [8 empty] | #DIV/0! | 0 | 0
___ | __ | __ | _ | [8 empty] | #DIV/0! | 0 | 0
___ | __ | __ | _ | [8 empty] | #DIV/0! | 0 | 0
___ | __ | __ | _ | [8 empty] | #DIV/0! | 0 | 0
___ | __ | __ | _ | [8 empty] | #DIV/0! | 0 | 0
___ | __ | __ | _ | [8 empty] | #DIV/0! | 0 | 0
___ | __ | __ | _ | [8 empty] | #DIV/0! | 0 | 0
___ | __ | __ | _ | [8 empty] | #DIV/0! | 0 | 0
___ | __ | __ | _ | [8 empty] | #DIV/0! | 0 | 0
___ | __ | __ | _ | [8 empty] | #DIV/0! | 0 | 0
___ | __ | __ | _ | [8 empty] | #DIV/0! | 0 | 0
___ | __ | __ | _ | [8 empty] | #DIV/0! | 0 | 0
___ | __ | __ | _ | [8 empty] | #DIV/0! | 0 | 0
___ | __ | __ | _ | [8 empty] | #DIV/0! | 0 | 0
___ | __ | __ | _ | [8 empty] | #DIV/0! | 0 | 0
___ | __ | __ | _ | [8 empty] | #DIV/0! | 0 | 0
___ | __ | __ | _ | [8 empty] | #DIV/0! | 0 | 0
___ | __ | __ | _ | [8 empty] | #DIV/0! | 0 | 0
___ | __ | __ | _ | [8 empty] | #DIV/0! | 0 | 0
___ | __ | __ | _ | [8 empty] | #DIV/0! | 0 | 0
___ | __ | __ | _ | [8 empty] | #DIV/0! | 0 | 0
___ | __ | __ | _ | [8 empty] | #DIV/0! | 0 | 0
___ | __ | __ | _ | [8 empty] | #DIV/0! | 0 | 0
___ | __ | __ | _ | [8 empty] | #DIV/0! | 0 | 0
___ | __ | __ | _ | [8 empty] | #DIV/0! | 0 | 0
___ | __ | __ | _ | [8 empty] | #DIV/0! | 0 | 0
___ | __ | __ | _ | [8 empty] | #DIV/0! | 0 | 0
___ | __ | __ | _ | [8 empty] | #DIV/0! | 0 | 0
___ | __ | __ | _ | [8 empty] | #DIV/0! | 0 | 0
___ | __ | __ | _ | [8 empty] | #DIV/0! | 0 | 0
___ | __ | __ | _ | [8 empty] | #DIV/0! | 0 | 0
___ | __ | __ | _ | [8 empty] | #DIV/0! | 0 | 0
___ | __ | __ | _ | [8 empty] | #DIV/0! | 0 | 0
___ | __ | __ | _ | [8 empty] | #DIV/0! | 0 | 0
___ | __ | __ | _ | [8 empty] | #DIV/0! | 0 | 0
___ | __ | __ | _ | [8 empty] | #DIV/0! | 0 | 0
___ | __ | __ | _ | [8 empty] | #DIV/0! | 0 | 0
___ | __ | __ | _ | [8 empty] | #DIV/0! | 0 | 0
___ | __ | __ | _ | [8 empty] | #DIV/0! | 0 | 0
___ | __ | __ | _ | [8 empty] | #DIV/0! | 0 | 0
___ | __ | __ | _ | [8 empty] | #DIV/0! | 0 | 0
___ | __ | __ | _ | [8 empty] | #DIV/0! | 0 | 0
___ | __ | __ | _ | [8 empty] | #DIV/0! | 0 | 0
___ | __ | __ | _ | [8 empty] | #DIV/0! | 0 | 0
___ | __ | __ | _ | [8 empty] | #DIV/0! | 0 | 0
___ | __ | __ | _ | [8 empty] | #DIV/0! | 0 | 0
___ | __ | __ | _ | [8 empty] | #DIV/0! | 0 | 0
___ | __ | __ | _ | [8 empty] | #DIV/0! | 0 | 0
___ | __ | __ | _ | [8 empty] | #DIV/0! | 0 | 0
___ | __ | __ | _ | [8 empty] | #DIV/0! | 0 | 0
___ | __ | __ | _ | [8 empty] | #DIV/0! | 0 | 0
___ | __ | __ | _ | [8 empty] | #DIV/0! | 0 | 0
___ | __ | __ | _ | [8 empty] | #DIV/0! | 0 | 0
___ | __ | __ | _ | [8 empty] | #DIV/0! | 0 | 0
___ | __ | __ | _ | [8 empty] | #DIV/0! | 0 | 0
___ | __ | __ | _ | [8 empty] | #DIV/0! | 0 | 0
___ | __ | __ | _ | [8 empty] | #DIV/0! | 0 | 0
___ | __ | __ | _ | [8 empty] | #DIV/0! | 0 | 0
___ | __ | __ | _ | [8 empty] | #DIV/0! | 0 | 0
___ | __ | __ | _ | [8 empty] | #DIV/0! | 0 | 0
___ | __ | __ | _ | [8 empty] | #DIV/0! | 0 | 0
___ | __ | __ | _ | [8 empty] | #DIV/0! | 0 | 0
___ | __ | __ | _ | [8 empty] | #DIV/0! | 0 | 0
___ | __ | __ | _ | [8 empty] | #DIV/0! | 0 | 0
___ | __ | __ | _ | [8 empty] | #DIV/0! | 0 | 0
___ | __ | __ | _ | [8 empty] | #DIV/0! | 0 | 0
___ | __ | __ | _ | [8 empty] | #DIV/0! | 0 | 0
___ | __ | __ | _ | [8 empty] | #DIV/0! | 0 | 0
___ | __ | __ | _ | [8 empty] | #DIV/0! | 0 | 0
___ | __ | __ | _ | [8 empty] | #DIV/0! | 0 | 0
___ | __ | __ | _ | [8 empty] | #DIV/0! | 0 | 0
___ | __ | __ | _ | [8 empty] | #DIV/0! | 0 | 0
___ | __ | __ | _ | [8 empty] | #DIV/0! | 0 | 0
___ | __ | __ | _ | [8 empty] | #DIV/0! | 0 | 0
___ | __ | __ | _ | [8 empty] | #DIV/0! | 0 | 0
___ | __ | __ | _ | [8 empty] | #DIV/0! | 0 | 0
___ | __ | __ | _ | [8 empty] | #DIV/0! | 0 | 0
___ | __ | __ | _ | [8 empty] | #DIV/0! | 0 | 0
___ | __ | __ | _ | [8 empty] | #DIV/0! | 0 | 0
___ | __ | __ | _ | [8 empty] | #DIV/0! | 0 | 0
___ | __ | __ | _ | [8 empty] | #DIV/0! | 0 | 0
___ | __ | __ | _ | [8 empty] | #DIV/0! | 0 | 0
___ | __ | __ | _ | [8 empty] | #DIV/0! | 0 | 0
___ | __ | __ | _ | [8 empty] | #DIV/0! | 0 | 0
___ | __ | __ | _ | [8 empty] | #DIV/0! | 0 | 0
___ | __ | __ | _ | [8 empty] | #DIV/0! | 0 | 0
___ | __ | __ | _ | [8 empty] | #DIV/0! | 0 | 0
___ | __ | __ | _ | [8 empty] | #DIV/0! | 0 | 0
___ | __ | __ | _ | [8 empty] | #DIV/0! | 0 | 0
___ | __ | __ | _ | [8 empty] | #DIV/0! | 0 | 0
___ | __ | __ | _ | [8 empty] | #DIV/0! | 0 | 0
___ | __ | __ | _ | [8 empty] | #DIV/0! | 0 | 0
___ | __ | __ | _ | [8 empty] | #DIV/0! | 0 | 0
___ | __ | __ | _ | [8 empty] | #DIV/0! | 0 | 0
___ | __ | __ | _ | [8 empty] | #DIV/0! | 0 | 0
___ | __ | __ | _ | [8 empty] | #DIV/0! | 0 | 0
___ | __ | __ | _ | [8 empty] | #DIV/0! | 0 | 0
___ | __ | __ | _ | [8 empty] | #DIV/0! | 0 | 0
___ | __ | __ | _ | [8 empty] | #DIV/0! | 0 | 0
___ | __ | __ | _ | [8 empty] | #DIV/0! | 0 | 0
___ | __ | __ | _ | [8 empty] | #DIV/0! | 0 | 0
___ | __ | __ | _ | [8 empty] | #DIV/0! | 0 | 0
___ | __ | __ | _ | [8 empty] | #DIV/0! | 0 | 0
___ | __ | __ | _ | [8 empty] | #DIV/0! | 0 | 0
___ | __ | __ | _ | [8 empty] | #DIV/0! | 0 | 0
___ | __ | __ | _ | [8 empty] | #DIV/0! | 0 | 0
___ | __ | __ | _ | [8 empty] | #DIV/0! | 0 | 0
___ | __ | __ | _ | [8 empty] | #DIV/0! | 0 | 0
___ | __ | __ | _ | [8 empty] | #DIV/0! | 0 | 0
___ | __ | __ | _ | [8 empty] | #DIV/0! | 0 | 0
___ | __ | __ | _ | [8 empty] | #DIV/0! | 0 | 0
___ | __ | __ | _ | [8 empty] | #DIV/0! | 0 | 0
___ | __ | __ | _ | [8 empty] | #DIV/0! | 0 | 0
___ | __ | __ | _ | [8 empty] | #DIV/0! | 0 | 0
___ | __ | __ | _ | [8 empty] | #DIV/0! | 0 | 0
___ | __ | __ | _ | [8 empty] | #DIV/0! | 0 | 0
___ | __ | __ | _ | [8 empty] | #DIV/0! | 0 | 0
___ | __ | __ | _ | [8 empty] | #DIV/0! | 0 | 0
___ | __ | __ | _ | [8 empty] | #DIV/0! | 0 | 0
___ | __ | __ | _ | [8 empty] | #DIV/0! | 0 | 0
___ | __ | __ | _ | [8 empty] | #DIV/0! | 0 | 0
___ | __ | __ | _ | [8 empty] | #DIV/0! | 0 | 0
___ | __ | __ | _ | [8 empty] | #DIV/0! | 0 | 0
___ | __ | __ | _ | [8 empty] | #DIV/0! | 0 | 0
___ | __ | __ | _ | [8 empty] | #DIV/0! | 0 | 0
___ | __ | __ | _ | [8 empty] | #DIV/0! | 0 | 0
___ | __ | __ | _ | [8 empty] | #DIV/0! | 0 | 0
___ | __ | __ | _ | [8 empty] | #DIV/0! | 0 | 0
___ | __ | __ | _ | [8 empty] | #DIV/0! | 0 | 0
___ | __ | __ | _ | [8 empty] | #DIV/0! | 0 | 0
___ | __ | __ | _ | [8 empty] | #DIV/0! | 0 | 0
___ | __ | __ | _ | [8 empty] | #DIV/0! | 0 | 0
___ | __ | __ | _ | [8 empty] | #DIV/0! | 0 | 0
___ | __ | __ | _ | [8 empty] | #DIV/0! | 0 | 0
___ | __ | __ | _ | [8 empty] | #DIV/0! | 0 | 0
___ | __ | __ | _ | [8 empty] | #DIV/0! | 0 | 0
___ | __ | __ | _ | [8 empty] | #DIV/0! | 0 | 0
___ | __ | __ | _ | [8 empty] | #DIV/0! | 0 | 0
___ | __ | __ | _ | [8 empty] | #DIV/0! | 0 | 0
___ | __ | __ | _ | [8 empty] | #DIV/0! | 0 | 0
___ | __ | __ | _ | [8 empty] | #DIV/0! | 0 | 0
___ | __ | __ | _ | [8 empty] | #DIV/0! | 0 | 0
___ | __ | __ | _ | [8 empty] | #DIV/0! | 0 | 0
___ | __ | __ | _ | [8 empty] | #DIV/0! | 0 | 0
___ | __ | __ | _ | [8 empty] | #DIV/0! | 0 | 0
___ | __ | __ | _ | [8 empty] | #DIV/0! | 0 | 0
___ | __ | __ | _ | [8 empty] | #DIV/0! | 0 | 0
___ | __ | __ | _ | [8 empty] | #DIV/0! | 0 | 0
___ | __ | __ | _ | [8 empty] | #DIV/0! | 0 | 0
___ | __ | __ | _ | [8 empty] | #DIV/0! | 0 | 0
___ | __ | __ | _ | [8 empty] | #DIV/0! | 0 | 0
___ | __ | __ | _ | [8 empty] | #DIV/0! | 0 | 0
___ | __ | __ | _ | [8 empty] | #DIV/0! | 0 | 0
___ | __ | __ | _ | [8 empty] | #DIV/0! | 0 | 0
___ | __ | __ | _ | [8 empty] | #DIV/0! | 0 | 0
___ | __ | __ | _ | [8 empty] | #DIV/0! | 0 | 0
___ | __ | __ | _ | [8 empty] | #DIV/0! | 0 | 0
___ | __ | __ | _ | [8 empty] | #DIV/0! | 0 | 0
___ | __ | __ | _ | [8 empty] | #DIV/0! | 0 | 0
___ | __ | __ | _ | [8 empty] | #DIV/0! | 0 | 0
___ | __ | __ | _ | [8 empty] | #DIV/0! | 0 | 0
___ | __ | __ | _ | [8 empty] | #DIV/0! | 0 | 0
___ | __ | __ | _ | [8 empty] | #DIV/0! | 0 | 0
___ | __ | __ | _ | [8 empty] | #DIV/0! | 0 | 0
___ | __ | __ | _ | [8 empty] | #DIV/0! | 0 | 0
___ | __ | __ | _ | [8 empty] | #DIV/0! | 0 | 0
___ | __ | __ | _ | [8 empty] | #DIV/0! | 0 | 0
___ | __ | __ | _ | [8 empty] | #DIV/0! | 0 | 0
___ | __ | __ | _ | [8 empty] | #DIV/0! | 0 | 0
___ | __ | __ | _ | [8 empty] | #DIV/0! | 0 | 0
___ | __ | __ | _ | [8 empty] | #DIV/0! | 0 | 0
___ | __ | __ | _ | [8 empty] | #DIV/0! | 0 | 0
___ | __ | __ | _ | [8 empty] | #DIV/0! | 0 | 0
___ | __ | __ | _ | [8 empty] | #DIV/0! | 0 | 0
___ | __ | __ | _ | [8 empty] | #DIV/0! | 0 | 0
___ | __ | __ | _ | [8 empty] | #DIV/0! | 0 | 0
___ | __ | __ | _ | [8 empty] | #DIV/0! | 0 | 0
___ | __ | __ | _ | [8 empty] | #DIV/0! | 0 | 0
___ | __ | __ | _ | [8 empty] | #DIV/0! | 0 | 0
___ | __ | __ | _ | [8 empty] | #DIV/0! | 0 | 0
___ | __ | __ | _ | [8 empty] | #DIV/0! | 0 | 0
___ | __ | __ | _ | [8 empty] | #DIV/0! | 0 | 0
___ | __ | __ | _ | [8 empty] | #DIV/0! | 0 | 0
___ | __ | __ | _ | [8 empty] | #DIV/0! | 0 | 0
___ | __ | __ | _ | [8 empty] | #DIV/0! | 0 | 0
___ | __ | __ | _ | [8 empty] | #DIV/0! | 0 | 0
___ | __ | __ | _ | [8 empty] | #DIV/0! | 0 | 0
___ | __ | __ | _ | [8 empty] | #DIV/0! | 0 | 0
___ | __ | __ | _ | [8 empty] | #DIV/0! | 0 | 0
___ | __ | __ | _ | [8 empty] | #DIV/0! | 0 | 0
___ | __ | __ | _ | [8 empty] | #DIV/0! | 0 | 0
___ | __ | __ | _ | [8 empty] | #DIV/0! | 0 | 0
___ | __ | __ | _ | [8 empty] | #DIV/0! | 0 | 0
___ | __ | __ | _ | [8 empty] | #DIV/0! | 0 | 0
___ | __ | __ | _ | [8 empty] | #DIV/0! | 0 | 0
___ | __ | __ | _ | [8 empty] | #DIV/0! | 0 | 0
___ | __ | __ | _ | [8 empty] | #DIV/0! | 0 | 0
___ | __ | __ | _ | [8 empty] | #DIV/0! | 0 | 0
___ | __ | __ | _ | [8 empty] | #DIV/0! | 0 | 0
___ | __ | __ | _ | [8 empty] | #DIV/0! | 0 | 0
___ | __ | __ | _ | [8 empty] | #DIV/0! | 0 | 0
___ | __ | __ | _ | [8 empty] | #DIV/0! | 0 | 0
___ | __ | __ | _ | [8 empty] | #DIV/0! | 0 | 0
___ | __ | __ | _ | [8 empty] | #DIV/0! | 0 | 0
___ | __ | __ | _ | [8 empty] | #DIV/0! | 0 | 0
___ | __ | __ | _ | [8 empty] | #DIV/0! | 0 | 0
___ | __ | __ | _ | [8 empty] | #DIV/0! | 0 | 0
___ | __ | __ | _ | [8 empty] | #DIV/0! | 0 | 0
___ | __ | __ | _ | [8 empty] | #DIV/0! | 0 | 0
___ | __ | __ | _ | [8 empty] | #DIV/0! | 0 | 0
___ | __ | __ | _ | [8 empty] | #DIV/0! | 0 | 0
___ | __ | __ | _ | [8 empty] | #DIV/0! | 0 | 0
___ | __ | __ | _ | [8 empty] | #DIV/0! | 0 | 0
___ | __ | __ | _ | [8 empty] | #DIV/0! | 0 | 0
___ | __ | __ | _ | [8 empty] | #DIV/0! | 0 | 0
___ | __ | __ | _ | [8 empty] | #DIV/0! | 0 | 0
___ | __ | __ | _ | [8 empty] | #DIV/0! | 0 | 0
___ | __ | __ | _ | [8 empty] | #DIV/0! | 0 | 0
___ | __ | __ | _ | [8 empty] | #DIV/0! | 0 | 0
___ | __ | __ | _ | [8 empty] | #DIV/0! | 0 | 0
___ | __ | __ | _ | [8 empty] | #DIV/0! | 0 | 0
___ | __ | __ | _ | [8 empty] | #DIV/0! | 0 | 0
___ | __ | __ | _ | [8 empty] | #DIV/0! | 0 | 0
___ | __ | __ | _ | [8 empty] | #DIV/0! | 0 | 0
___ | __ | __ | _ | [8 empty] | #DIV/0! | 0 | 0
___ | __ | __ | _ | [8 empty] | #DIV/0! | 0 | 0
___ | __ | __ | _ | [8 empty] | #DIV/0! | 0 | 0
___ | __ | __ | _ | [8 empty] | #DIV/0! | 0 | 0
___ | __ | __ | _ | [8 empty] | #DIV/0! | 0 | 0
___ | __ | __ | _ | [8 empty] | #DIV/0! | 0 | 0
___ | __ | __ | _ | [8 empty] | #DIV/0! | 0 | 0
___ | __ | __ | _ | [8 empty] | #DIV/0! | 0 | 0
___ | __ | __ | _ | [8 empty] | #DIV/0! | 0 | 0
___ | __ | __ | _ | [8 empty] | #DIV/0! | 0 | 0
___ | __ | __ | _ | [8 empty] | #DIV/0! | 0 | 0
___ | __ | __ | _ | [8 empty] | #DIV/0! | 0 | 0
___ | __ | __ | _ | [8 empty] | #DIV/0! | 0 | 0
___ | __ | __ | _ | [8 empty] | #DIV/0! | 0 | 0
___ | __ | __ | _ | [8 empty] | #DIV/0! | 0 | 0
___ | __ | __ | _ | [8 empty] | #DIV/0! | 0 | 0
___ | __ | __ | _ | [8 empty] | #DIV/0! | 0 | 0
___ | __ | __ | _ | [8 empty] | #DIV/0! | 0 | 0
___ | __ | __ | _ | [8 empty] | #DIV/0! | 0 | 0
___ | __ | __ | _ | [8 empty] | #DIV/0! | 0 | 0
___ | __ | __ | _ | [8 empty] | #DIV/0! | 0 | 0
___ | __ | __ | _ | [8 empty] | #DIV/0! | 0 | 0
___ | __ | __ | _ | [8 empty] | #DIV/0! | 0 | 0
___ | __ | __ | _ | [8 empty] | #DIV/0! | 0 | 0
___ | __ | __ | _ | [8 empty] | #DIV/0! | 0 | 0
___ | __ | __ | _ | [8 empty] | #DIV/0! | 0 | 0
___ | __ | __ | _ | [8 empty] | #DIV/0! | 0 | 0
___ | __ | __ | _ | [8 empty] | #DIV/0! | 0 | 0
___ | __ | __ | _ | [8 empty] | #DIV/0! | 0 | 0
___ | __ | __ | _ | [8 empty] | #DIV/0! | 0 | 0
___ | __ | __ | _ | [8 empty] | #DIV/0! | 0 | 0
___ | __ | __ | _ | [8 empty] | #DIV/0! | 0 | 0
___ | __ | __ | _ | [8 empty] | #DIV/0! | 0 | 0
___ | __ | __ | _ | [8 empty] | #DIV/0! | 0 | 0
___ | __ | __ | _ | [8 empty] | #DIV/0! | 0 | 0
___ | __ | __ | _ | [8 empty] | #DIV/0! | 0 | 0
___ | __ | __ | _ | [8 empty] | #DIV/0! | 0 | 0
___ | __ | __ | _ | [8 empty] | #DIV/0! | 0 | 0
___ | __ | __ | _ | [8 empty] | #DIV/0! | 0 | 0
___ | __ | __ | _ | [8 empty] | #DIV/0! | 0 | 0
___ | __ | __ | _ | [8 empty] | #DIV/0! | 0 | 0
___ | __ | __ | _ | [8 empty] | #DIV/0! | 0 | 0
___ | __ | __ | _ | [8 empty] | #DIV/0! | 0 | 0
___ | __ | __ | _ | [8 empty] | #DIV/0! | 0 | 0
___ | __ | __ | _ | [8 empty] | #DIV/0! | 0 | 0
___ | __ | __ | _ | [8 empty] | #DIV/0! | 0 | 0
___ | __ | __ | _ | [8 empty] | #DIV/0! | 0 | 0
___ | __ | __ | _ | [8 empty] | #DIV/0! | 0 | 0
___ | __ | __ | _ | [8 empty] | #DIV/0! | 0 | 0
___ | __ | __ | _ | [8 empty] | #DIV/0! | 0 | 0
___ | __ | __ | _ | [8 empty] | #DIV/0! | 0 | 0
___ | __ | __ | _ | [8 empty] | #DIV/0! | 0 | 0
___ | __ | __ | _ | [8 empty] | #DIV/0! | 0 | 0
___ | __ | __ | _ | [8 empty] | #DIV/0! | 0 | 0
___ | __ | __ | _ | [8 empty] | #DIV/0! | 0 | 0
___ | __ | __ | _ | [8 empty] | #DIV/0! | 0 | 0
___ | __ | __ | _ | [8 empty] | #DIV/0! | 0 | 0
___ | __ | __ | _ | [8 empty] | #DIV/0! | 0 | 0
___ | __ | __ | _ | [8 empty] | #DIV/0! | 0 | 0
___ | __ | __ | _ | [8 empty] | #DIV/0! | 0 | 0
___ | __ | __ | _ | [8 empty] | #DIV/0! | 0 | 0
___ | __ | __ | _ | [8 empty] | #DIV/0! | 0 | 0
___ | __ | __ | _ | [8 empty] | #DIV/0! | 0 | 0
___ | __ | __ | _ | [8 empty] | #DIV/0! | 0 | 0
___ | __ | __ | _ | [8 empty] | #DIV/0! | 0 | 0
___ | __ | __ | _ | [8 empty] | #DIV/0! | 0 | 0
___ | __ | __ | _ | [8 empty] | #DIV/0! | 0 | 0
___ | __ | __ | _ | [8 empty] | #DIV/0! | 0 | 0
___ | __ | __ | _ | [8 empty] | #DIV/0! | 0 | 0
___ | __ | __ | _ | [8 empty] | #DIV/0! | 0 | 0
___ | __ | __ | _ | [8 empty] | #DIV/0! | 0 | 0
___ | __ | __ | _ | [8 empty] | #DIV/0! | 0 | 0
___ | __ | __ | _ | [8 empty] | #DIV/0! | 0 | 0
___ | __ | __ | _ | [8 empty] | #DIV/0! | 0 | 0
___ | __ | __ | _ | [8 empty] | #DIV/0! | 0 | 0
___ | __ | __ | _ | [8 empty] | #DIV/0! | 0 | 0
___ | __ | __ | _ | [8 empty] | #DIV/0! | 0 | 0
___ | __ | __ | _ | [8 empty] | #DIV/0! | 0 | 0
___ | __ | __ | _ | [8 empty] | #DIV/0! | 0 | 0
___ | __ | __ | _ | [8 empty] | #DIV/0! | 0 | 0
___ | __ | __ | _ | [8 empty] | #DIV/0! | 0 | 0
___ | __ | __ | _ | [8 empty] | #DIV/0! | 0 | 0
___ | __ | __ | _ | [8 empty] | #DIV/0! | 0 | 0
___ | __ | __ | _ | [8 empty] | #DIV/0! | 0 | 0
___ | __ | __ | _ | [8 empty] | #DIV/0! | 0 | 0
___ | __ | __ | _ | [8 empty] | #DIV/0! | 0 | 0
___ | __ | __ | _ | [8 empty] | #DIV/0! | 0 | 0
___ | __ | __ | _ | [8 empty] | #DIV/0! | 0 | 0
___ | __ | __ | _ | [8 empty] | #DIV/0! | 0 | 0
___ | __ | __ | _ | [8 empty] | #DIV/0! | 0 | 0
___ | __ | __ | _ | [8 empty] | #DIV/0! | 0 | 0
___ | __ | __ | _ | [8 empty] | #DIV/0! | 0 | 0
___ | __ | __ | _ | [8 empty] | #DIV/0! | 0 | 0
___ | __ | __ | _ | [8 empty] | #DIV/0! | 0 | 0
___ | __ | __ | _ | [8 empty] | #DIV/0! | 0 | 0
___ | __ | __ | _ | [8 empty] | #DIV/0! | 0 | 0
___ | __ | __ | _ | [8 empty] | #DIV/0! | 0 | 0
___ | __ | __ | _ | [8 empty] | #DIV/0! | 0 | 0
___ | __ | __ | _ | [8 empty] | #DIV/0! | 0 | 0
___ | __ | __ | _ | [8 empty] | #DIV/0! | 0 | 0
___ | __ | __ | _ | [8 empty] | #DIV/0! | 0 | 0
___ | __ | __ | _ | [8 empty] | #DIV/0! | 0 | 0
___ | __ | __ | _ | [8 empty] | #DIV/0! | 0 | 0
___ | __ | __ | _ | [8 empty] | #DIV/0! | 0 | 0
___ | __ | __ | _ | [8 empty] | #DIV/0! | 0 | 0
___ | __ | __ | _ | [8 empty] | #DIV/0! | 0 | 0
___ | __ | __ | _ | [8 empty] | #DIV/0! | 0 | 0
___ | __ | __ | _ | [8 empty] | #DIV/0! | 0 | 0
___ | __ | __ | _ | [8 empty] | #DIV/0! | 0 | 0
___ | __ | __ | _ | [8 empty] | #DIV/0! | 0 | 0
___ | __ | __ | _ | [8 empty] | #DIV/0! | 0 | 0
___ | __ | __ | _ | [8 empty] | #DIV/0! | 0 | 0
___ | __ | __ | _ | [8 empty] | #DIV/0! | 0 | 0
___ | __ | __ | _ | [8 empty] | #DIV/0! | 0 | 0
___ | __ | __ | _ | [8 empty] | #DIV/0! | 0 | 0
___ | __ | __ | _ | [8 empty] | #DIV/0! | 0 | 0
___ | __ | __ | _ | [8 empty] | #DIV/0! | 0 | 0
___ | __ | __ | _ | [8 empty] | #DIV/0! | 0 | 0
___ | __ | __ | _ | [8 empty] | #DIV/0! | 0 | 0
___ | __ | __ | _ | [8 empty] | #DIV/0! | 0 | 0
___ | __ | __ | _ | [8 empty] | #DIV/0! | 0 | 0
___ | __ | __ | _ | [8 empty] | #DIV/0! | 0 | 0
___ | __ | __ | _ | [8 empty] | #DIV/0! | 0 | 0
___ | __ | __ | _ | [8 empty] | #DIV/0! | 0 | 0
___ | __ | __ | _ | [8 empty] | #DIV/0! | 0 | 0
___ | __ | __ | _ | [8 empty] | #DIV/0! | 0 | 0
___ | __ | __ | _ | [8 empty] | #DIV/0! | 0 | 0
___ | __ | __ | _ | [8 empty] | #DIV/0! | 0 | 0
___ | __ | __ | _ | [8 empty] | #DIV/0! | 0 | 0
___ | __ | __ | _ | [8 empty] | #DIV/0! | 0 | 0
___ | __ | __ | _ | [8 empty] | #DIV/0! | 0 | 0
___ | __ | __ | _ | [8 empty] | #DIV/0! | 0 | 0
___ | __ | __ | _ | [8 empty] | #DIV/0! | 0 | 0
___ | __ | __ | _ | [8 empty] | #DIV/0! | 0 | 0
___ | __ | __ | _ | [8 empty] | #DIV/0! | 0 | 0
___ | __ | __ | _ | [8 empty] | #DIV/0! | 0 | 0
___ | __ | __ | _ | [8 empty] | #DIV/0! | 0 | 0
___ | __ | __ | _ | [8 empty] | #DIV/0! | 0 | 0
___ | __ | __ | _ | [8 empty] | #DIV/0! | 0 | 0
___ | __ | __ | _ | [8 empty] | #DIV/0! | 0 | 0
___ | __ | __ | _ | [8 empty] | #DIV/0! | 0 | 0
___ | __ | __ | _ | [8 empty] | #DIV/0! | 0 | 0
___ | __ | __ | _ | [8 empty] | #DIV/0! | 0 | 0
___ | __ | __ | _ | [8 empty] | #DIV/0! | 0 | 0
___ | __ | __ | _ | [8 empty] | #DIV/0! | 0 | 0
___ | __ | __ | _ | [8 empty] | #DIV/0! | 0 | 0
___ | __ | __ | _ | [8 empty] | #DIV/0! | 0 | 0
___ | __ | __ | _ | [8 empty] | #DIV/0! | 0 | 0
___ | __ | __ | _ | [8 empty] | #DIV/0! | 0 | 0
___ | __ | __ | _ | [8 empty] | #DIV/0! | 0 | 0
___ | __ | __ | _ | [8 empty] | #DIV/0! | 0 | 0
___ | __ | __ | _ | [8 empty] | #DIV/0! | 0 | 0
___ | __ | __ | _ | [8 empty] | #DIV/0! | 0 | 0
___ | __ | __ | _ | [8 empty] | #DIV/0! | 0 | 0
___ | __ | __ | _ | [8 empty] | #DIV/0! | 0 | 0
___ | __ | __ | _ | [8 empty] | #DIV/0! | 0 | 0
___ | __ | __ | _ | [8 empty] | #DIV/0! | 0 | 0
___ | __ | __ | _ | [8 empty] | #DIV/0! | 0 | 0
___ | __ | __ | _ | [8 empty] | #DIV/0! | 0 | 0
___ | __ | __ | _ | [8 empty] | #DIV/0! | 0 | 0
___ | __ | __ | _ | [8 empty] | #DIV/0! | 0 | 0
___ | __ | __ | _ | [8 empty] | #DIV/0! | 0 | 0
___ | __ | __ | _ | [8 empty] | #DIV/0! | 0 | 0
___ | __ | __ | _ | [8 empty] | #DIV/0! | 0 | 0
___ | __ | __ | _ | [8 empty] | #DIV/0! | 0 | 0
___ | __ | __ | _ | [8 empty] | #DIV/0! | 0 | 0
___ | __ | __ | _ | [8 empty] | #DIV/0! | 0 | 0
___ | __ | __ | _ | [8 empty] | #DIV/0! | 0 | 0
___ | __ | __ | _ | [8 empty] | #DIV/0! | 0 | 0
___ | __ | __ | _ | [8 empty] | #DIV/0! | 0 | 0
___ | __ | __ | _ | [8 empty] | #DIV/0! | 0 | 0
___ | __ | __ | _ | [8 empty] | #DIV/0! | 0 | 0
___ | __ | __ | _ | [8 empty] | #DIV/0! | 0 | 0
___ | __ | __ | _ | [8 empty] | #DIV/0! | 0 | 0
___ | __ | __ | _ | [8 empty] | #DIV/0! | 0 | 0
___ | __ | __ | _ | [8 empty] | #DIV/0! | 0 | 0
___ | __ | __ | _ | [8 empty] | #DIV/0! | 0 | 0
___ | __ | __ | _ | [8 empty] | #DIV/0! | 0 | 0
___ | __ | __ | _ | [8 empty] | #DIV/0! | 0 | 0
___ | __ | __ | _ | [8 empty] | #DIV/0! | 0 | 0
___ | __ | __ | _ | [8 empty] | #DIV/0! | 0 | 0
___ | __ | __ | _ | [8 empty] | #DIV/0! | 0 | 0
___ | __ | __ | _ | [8 empty] | #DIV/0! | 0 | 0
___ | __ | __ | _ | [8 empty] | #DIV/0! | 0 | 0
___ | __ | __ | _ | [8 empty] | #DIV/0! | 0 | 0
___ | __ | __ | _ | [8 empty] | #DIV/0! | 0 | 0
___ | __ | __ | _ | [8 empty] | #DIV/0! | 0 | 0
___ | __ | __ | _ | [8 empty] | #DIV/0! | 0 | 0
___ | __ | __ | _ | [8 empty] | #DIV/0! | 0 | 0
___ | __ | __ | _ | [8 empty] | #DIV/0! | 0 | 0
___ | __ | __ | _ | [8 empty] | #DIV/0! | 0 | 0
___ | __ | __ | _ | [8 empty] | #DIV/0! | 0 | 0
___ | __ | __ | _ | [8 empty] | #DIV/0! | 0 | 0
___ | __ | __ | _ | [8 empty] | #DIV/0! | 0 | 0
___ | __ | __ | _ | [8 empty] | #DIV/0! | 0 | 0
___ | __ | __ | _ | [8 empty] | #DIV/0! | 0 | 0
___ | __ | __ | _ | [8 empty] | #DIV/0! | 0 | 0
___ | __ | __ | _ | [8 empty] | #DIV/0! | 0 | 0
___ | __ | __ | _ | [8 empty] | #DIV/0! | 0 | 0
___ | __ | __ | _ | [8 empty] | #DIV/0! | 0 | 0
___ | __ | __ | _ | [8 empty] | #DIV/0! | 0 | 0
___ | __ | __ | _ | [8 empty] | #DIV/0! | 0 | 0
___ | __ | __ | _ | [8 empty] | #DIV/0! | 0 | 0
___ | __ | __ | _ | [8 empty] | #DIV/0! | 0 | 0
___ | __ | __ | _ | [8 empty] | #DIV/0! | 0 | 0
___ | __ | __ | _ | [8 empty] | #DIV/0! | 0 | 0
___ | __ | __ | _ | [8 empty] | #DIV/0! | 0 | 0
___ | __ | __ | _ | [8 empty] | #DIV/0! | 0 | 0
___ | __ | __ | _ | [8 empty] | #DIV/0! | 0 | 0
___ | __ | __ | _ | [8 empty] | #DIV/0! | 0 | 0
___ | __ | __ | _ | [8 empty] | #DIV/0! | 0 | 0
___ | __ | __ | _ | [8 empty] | #DIV/0! | 0 | 0
___ | __ | __ | _ | [8 empty] | #DIV/0! | 0 | 0
___ | __ | __ | _ | [8 empty] | #DIV/0! | 0 | 0
___ | __ | __ | _ | [8 empty] | #DIV/0! | 0 | 0
___ | __ | __ | _ | [8 empty] | #DIV/0! | 0 | 0
___ | __ | __ | _ | [8 empty] | #DIV/0! | 0 | 0
___ | __ | __ | _ | [8 empty] | #DIV/0! | 0 | 0
___ | __ | __ | _ | [8 empty] | #DIV/0! | 0 | 0
___ | __ | __ | _ | [8 empty] | #DIV/0! | 0 | 0
___ | __ | __ | _ | [8 empty] | #DIV/0! | 0 | 0
___ | __ | __ | _ | [8 empty] | #DIV/0! | 0 | 0
___ | __ | __ | _ | [8 empty] | #DIV/0! | 0 | 0
___ | __ | __ | _ | [8 empty] | #DIV/0! | 0 | 0
___ | __ | __ | _ | [8 empty] | #DIV/0! | 0 | 0
___ | __ | __ | _ | [8 empty] | #DIV/0! | 0 | 0
___ | __ | __ | _ | [8 empty] | #DIV/0! | 0 | 0
___ | __ | __ | _ | [8 empty] | #DIV/0! | 0 | 0
___ | __ | __ | _ | [8 empty] | #DIV/0! | 0 | 0
___ | __ | __ | _ | [8 empty] | #DIV/0! | 0 | 0
___ | __ | __ | _ | [8 empty] | #DIV/0! | 0 | 0
___ | __ | __ | _ | [8 empty] | #DIV/0! | 0 | 0
___ | __ | __ | _ | [8 empty] | #DIV/0! | 0 | 0
___ | __ | __ | _ | [8 empty] | #DIV/0! | 0 | 0
___ | __ | __ | _ | [8 empty] | #DIV/0! | 0 | 0
___ | __ | __ | _ | [8 empty] | #DIV/0! | 0 | 0
___ | __ | __ | _ | [8 empty] | #DIV/0! | 0 | 0
___ | __ | __ | _ | [8 empty] | #DIV/0! | 0 | 0
___ | __ | __ | _ | [8 empty] | #DIV/0! | 0 | 0
___ | __ | __ | _ | [8 empty] | #DIV/0! | 0 | 0
___ | __ | __ | _ | [8 empty] | #DIV/0! | 0 | 0
___ | __ | __ | _ | [8 empty] | #DIV/0! | 0 | 0
___ | __ | __ | _ | [8 empty] | #DIV/0! | 0 | 0
___ | __ | __ | _ | [8 empty] | #DIV/0! | 0 | 0
___ | __ | __ | _ | [8 empty] | #DIV/0! | 0 | 0
___ | __ | __ | _ | [8 empty] | #DIV/0! | 0 | 0
___ | __ | __ | _ | [8 empty] | #DIV/0! | 0 | 0
___ | __ | __ | _ | [8 empty] | #DIV/0! | 0 | 0
___ | __ | __ | _ | [8 empty] | #DIV/0! | 0 | 0
___ | __ | __ | _ | [8 empty] | #DIV/0! | 0 | 0
___ | __ | __ | _ | [8 empty] | #DIV/0! | 0 | 0
___ | __ | __ | _ | [8 empty] | #DIV/0! | 0 | 0
___ | __ | __ | _ | [8 empty] | #DIV/0! | 0 | 0
___ | __ | __ | _ | [8 empty] | #DIV/0! | 0 | 0
___ | __ | __ | _ | [8 empty] | #DIV/0! | 0 | 0
___ | __ | __ | _ | [8 empty] | #DIV/0! | 0 | 0
___ | __ | __ | _ | [8 empty] | #DIV/0! | 0 | 0
___ | __ | __ | _ | [8 empty] | #DIV/0! | 0 | 0
___ | __ | __ | _ | [8 empty] | #DIV/0! | 0 | 0
___ | __ | __ | _ | [8 empty] | #DIV/0! | 0 | 0
___ | __ | __ | _ | [8 empty] | #DIV/0! | 0 | 0
___ | __ | __ | _ | [8 empty] | #DIV/0! | 0 | 0
___ | __ | __ | _ | [8 empty] | #DIV/0! | 0 | 0
___ | __ | __ | _ | [8 empty] | #DIV/0! | 0 | 0
___ | __ | __ | _ | [8 empty] | #DIV/0! | 0 | 0
___ | __ | __ | _ | [8 empty] | #DIV/0! | 0 | 0
___ | __ | __ | _ | [8 empty] | #DIV/0! | 0 | 0
___ | __ | __ | _ | [8 empty] | #DIV/0! | 0 | 0
___ | __ | __ | _ | [8 empty] | #DIV/0! | 0 | 0
___ | __ | __ | _ | [8 empty] | #DIV/0! | 0 | 0
___ | __ | __ | _ | [8 empty] | #DIV/0! | 0 | 0
___ | __ | __ | _ | [8 empty] | #DIV/0! | 0 | 0
___ | __ | __ | _ | [8 empty] | #DIV/0! | 0 | 0
___ | __ | __ | _ | [8 empty] | #DIV/0! | 0 | 0
___ | __ | __ | _ | [8 empty] | #DIV/0! | 0 | 0
___ | __ | __ | _ | [8 empty] | #DIV/0! | 0 | 0
___ | __ | __ | _ | [8 empty] | #DIV/0! | 0 | 0
___ | __ | __ | _ | [8 empty] | #DIV/0! | 0 | 0
___ | __ | __ | _ | [8 empty] | #DIV/0! | 0 | 0
___ | __ | __ | _ | [8 empty] | #DIV/0! | 0 | 0
___ | __ | __ | _ | [8 empty] | #DIV/0! | 0 | 0
___ | __ | __ | _ | [8 empty] | #DIV/0! | 0 | 0
___ | __ | __ | _ | [8 empty] | #DIV/0! | 0 | 0
___ | __ | __ | _ | [8 empty] | #DIV/0! | 0 | 0
___ | __ | __ | _ | [8 empty] | #DIV/0! | 0 | 0
___ | __ | __ | _ | [8 empty] | #DIV/0! | 0 | 0
___ | __ | __ | _ | [8 empty] | #DIV/0! | 0 | 0
___ | __ | __ | _ | [8 empty] | #DIV/0! | 0 | 0
___ | __ | __ | _ | [8 empty] | #DIV/0! | 0 | 0
___ | __ | __ | _ | [8 empty] | #DIV/0! | 0 | 0
___ | __ | __ | _ | [8 empty] | #DIV/0! | 0 | 0
___ | __ | __ | _ | [8 empty] | #DIV/0! | 0 | 0
___ | __ | __ | _ | [8 empty] | #DIV/0! | 0 | 0
___ | __ | __ | _ | [8 empty] | #DIV/0! | 0 | 0
___ | __ | __ | _ | [8 empty] | #DIV/0! | 0 | 0
___ | __ | __ | _ | [8 empty] | #DIV/0! | 0 | 0
___ | __ | __ | _ | [8 empty] | #DIV/0! | 0 | 0
___ | __ | __ | _ | [8 empty] | #DIV/0! | 0 | 0
___ | __ | __ | _ | [8 empty] | #DIV/0! | 0 | 0
___ | __ | __ | _ | [8 empty] | #DIV/0! | 0 | 0
___ | __ | __ | _ | [8 empty] | #DIV/0! | 0 | 0
___ | __ | __ | _ | [8 empty] | #DIV/0! | 0 | 0
___ | __ | __ | _ | [8 empty] | #DIV/0! | 0 | 0
___ | __ | __ | _ | [8 empty] | #DIV/0! | 0 | 0
___ | __ | __ | _ | [8 empty] | #DIV/0! | 0 | 0
___ | __ | __ | _ | [8 empty] | #DIV/0! | 0 | 0
___ | __ | __ | _ | [8 empty] | #DIV/0! | 0 | 0
___ | __ | __ | _ | [8 empty] | #DIV/0! | 0 | 0
___ | __ | __ | _ | [8 empty] | #DIV/0! | 0 | 0
___ | __ | __ | _ | [8 empty] | #DIV/0! | 0 | 0
___ | __ | __ | _ | [8 empty] | #DIV/0! | 0 | 0
___ | __ | __ | _ | [8 empty] | #DIV/0! | 0 | 0
___ | __ | __ | _ | [8 empty] | #DIV/0! | 0 | 0
___ | __ | __ | _ | [8 empty] | #DIV/0! | 0 | 0
___ | __ | __ | _ | [8 empty] | #DIV/0! | 0 | 0
___ | __ | __ | _ | [8 empty] | #DIV/0! | 0 | 0
___ | __ | __ | _ | [8 empty] | #DIV/0! | 0 | 0
___ | __ | __ | _ | [8 empty] | #DIV/0! | 0 | 0
___ | __ | __ | _ | [8 empty] | #DIV/0! | 0 | 0
___ | __ | __ | _ | [8 empty] | #DIV/0! | 0 | 0
___ | __ | __ | _ | [8 empty] | #DIV/0! | 0 | 0
___ | __ | __ | _ | [8 empty] | #DIV/0! | 0 | 0
___ | __ | __ | _ | [8 empty] | #DIV/0! | 0 | 0
___ | __ | __ | _ | [8 empty] | #DIV/0! | 0 | 0
___ | __ | __ | _ | [8 empty] | #DIV/0! | 0 | 0
___ | __ | __ | _ | [8 empty] | #DIV/0! | 0 | 0
___ | __ | __ | _ | [8 empty] | #DIV/0! | 0 | 0
___ | __ | __ | _ | [8 empty] | #DIV/0! | 0 | 0
___ | __ | __ | _ | [8 empty] | #DIV/0! | 0 | 0
___ | __ | __ | _ | [8 empty] | #DIV/0! | 0 | 0
___ | __ | __ | _ | [8 empty] | #DIV/0! | 0 | 0
___ | __ | __ | _ | [8 empty] | #DIV/0! | 0 | 0
___ | __ | __ | _ | [8 empty] | #DIV/0! | 0 | 0
___ | __ | __ | _ | [8 empty] | #DIV/0! | 0 | 0
___ | __ | __ | _ | [8 empty] | #DIV/0! | 0 | 0
___ | __ | __ | _ | [8 empty] | #DIV/0! | 0 | 0
___ | __ | __ | _ | [8 empty] | #DIV/0! | 0 | 0
___ | __ | __ | _ | [8 empty] | #DIV/0! | 0 | 0
___ | __ | __ | _ | [8 empty] | #DIV/0! | 0 | 0
___ | __ | __ | _ | [8 empty] | #DIV/0! | 0 | 0
___ | __ | __ | _ | [8 empty] | #DIV/0! | 0 | 0
___ | __ | __ | _ | [8 empty] | #DIV/0! | 0 | 0
___ | __ | __ | _ | [8 empty] | #DIV/0! | 0 | 0
___ | __ | __ | _ | [8 empty] | #DIV/0! | 0 | 0
___ | __ | __ | _ | [8 empty] | #DIV/0! | 0 | 0
___ | __ | __ | _ | [8 empty] | #DIV/0! | 0 | 0
___ | __ | __ | _ | [8 empty] | #DIV/0! | 0 | 0
___ | __ | __ | _ | [8 empty] | #DIV/0! | 0 | 0
___ | __ | __ | _ | [8 empty] | #DIV/0! | 0 | 0
___ | __ | __ | _ | [8 empty] | #DIV/0! | 0 | 0
___ | __ | __ | _ | [8 empty] | #DIV/0! | 0 | 0
___ | __ | __ | _ | [8 empty] | #DIV/0! | 0 | 0
___ | __ | __ | _ | [8 empty] | #DIV/0! | 0 | 0
___ | __ | __ | _ | [8 empty] | #DIV/0! | 0 | 0
___ | __ | __ | _ | [8 empty] | #DIV/0! | 0 | 0
___ | __ | __ | _ | [8 empty] | #DIV/0! | 0 | 0
___ | __ | __ | _ | [8 empty] | #DIV/0! | 0 | 0
___ | __ | __ | _ | [8 empty] | #DIV/0! | 0 | 0
___ | __ | __ | _ | [8 empty] | #DIV/0! | 0 | 0
___ | __ | __ | _ | [8 empty] | #DIV/0! | 0 | 0
___ | __ | __ | _ | [8 empty] | #DIV/0! | 0 | 0
___ | __ | __ | _ | [8 empty] | #DIV/0! | 0 | 0
___ | __ | __ | _ | [8 empty] | #DIV/0! | 0 | 0
___ | __ | __ | _ | [8 empty] | #DIV/0! | 0 | 0
___ | __ | __ | _ | [8 empty] | #DIV/0! | 0 | 0
___ | __ | __ | _ | [8 empty] | #DIV/0! | 0 | 0
___ | __ | __ | _ | [8 empty] | #DIV/0! | 0 | 0
___ | __ | __ | _ | [8 empty] | #DIV/0! | 0 | 0
___ | __ | __ | _ | [8 empty] | #DIV/0! | 0 | 0
___ | __ | __ | _ | [8 empty] | #DIV/0! | 0 | 0
___ | __ | __ | _ | [8 empty] | #DIV/0! | 0 | 0
___ | __ | __ | _ | [8 empty] | #DIV/0! | 0 | 0
___ | __ | __ | _ | [8 empty] | #DIV/0! | 0 | 0
___ | __ | __ | _ | [8 empty] | #DIV/0! | 0 | 0
___ | __ | __ | _ | [8 empty] | #DIV/0! | 0 | 0
___ | __ | __ | _ | [8 empty] | #DIV/0! | 0 | 0
___ | __ | __ | _ | [8 empty] | #DIV/0! | 0 | 0
___ | __ | __ | _ | [8 empty] | #DIV/0! | 0 | 0
___ | __ | __ | _ | [8 empty] | #DIV/0! | 0 | 0
___ | __ | __ | _ | [8 empty] | #DIV/0! | 0 | 0
___ | __ | __ | _ | [8 empty] | #DIV/0! | 0 | 0
___ | __ | __ | _ | [8 empty] | #DIV/0! | 0 | 0
___ | __ | __ | _ | [8 empty] | #DIV/0! | 0 | 0
___ | __ | __ | _ | [8 empty] | #DIV/0! | 0 | 0
___ | __ | __ | _ | [8 empty] | #DIV/0! | 0 | 0
___ | __ | __ | _ | [8 empty] | #DIV/0! | 0 | 0
___ | __ | __ | _ | [8 empty] | #DIV/0! | 0 | 0
___ | __ | __ | _ | [8 empty] | #DIV/0! | 0 | 0
___ | __ | __ | _ | [8 empty] | #DIV/0! | 0 | 0
___ | __ | __ | _ | [8 empty] | #DIV/0! | 0 | 0
___ | __ | __ | _ | [8 empty] | #DIV/0! | 0 | 0
___ | __ | __ | _ | [8 empty] | #DIV/0! | 0 | 0
___ | __ | __ | _ | [8 empty] | #DIV/0! | 0 | 0
___ | __ | __ | _ | [8 empty] | #DIV/0! | 0 | 0
___ | __ | __ | _ | [8 empty] | #DIV/0! | 0 | 0
___ | __ | __ | _ | [8 empty] | #DIV/0! | 0 | 0
___ | __ | __ | _ | [8 empty] | #DIV/0! | 0 | 0
___ | __ | __ | _ | [8 empty] | #DIV/0! | 0 | 0
___ | __ | __ | _ | [8 empty] | #DIV/0! | 0 | 0
___ | __ | __ | _ | [8 empty] | #DIV/0! | 0 | 0
___ | __ | __ | _ | [8 empty] | #DIV/0! | 0 | 0
___ | __ | __ | _ | [8 empty] | #DIV/0! | 0 | 0
___ | __ | __ | _ | [8 empty] | #DIV/0! | 0 | 0
___ | __ | __ | _ | [8 empty] | #DIV/0! | 0 | 0
___ | __ | __ | _ | [8 empty] | #DIV/0! | 0 | 0
___ | __ | __ | _ | [8 empty] | #DIV/0! | 0 | 0
___ | __ | __ | _ | [8 empty] | #DIV/0! | 0 | 0
___ | __ | __ | _ | [8 empty] | #DIV/0! | 0 | 0
___ | __ | __ | _ | [8 empty] | #DIV/0! | 0 | 0
___ | __ | __ | _ | [8 empty] | #DIV/0! | 0 | 0
___ | __ | __ | _ | [8 empty] | #DIV/0! | 0 | 0
___ | __ | __ | _ | [8 empty] | #DIV/0! | 0 | 0
___ | __ | __ | _ | [8 empty] | #DIV/0! | 0 | 0
___ | __ | __ | _ | [8 empty] | #DIV/0! | 0 | 0
___ | __ | __ | _ | [8 empty] | #DIV/0! | 0 | 0
___ | __ | __ | _ | [8 empty] | #DIV/0! | 0 | 0
___ | __ | __ | _ | [8 empty] | #DIV/0! | 0 | 0
___ | __ | __ | _ | [8 empty] | #DIV/0! | 0 | 0
___ | __ | __ | _ | [8 empty] | #DIV/0! | 0 | 0
___ | __ | __ | _ | [8 empty] | #DIV/0! | 0 | 0
___ | __ | __ | _ | [8 empty] | #DIV/0! | 0 | 0
___ | __ | __ | _ | [8 empty] | #DIV/0! | 0 | 0
___ | __ | __ | _ | [8 empty] | #DIV/0! | 0 | 0
___ | __ | __ | _ | [8 empty] | #DIV/0! | 0 | 0
___ | __ | __ | _ | [8 empty] | #DIV/0! | 0 | 0
___ | __ | __ | _ | [8 empty] | #DIV/0! | 0 | 0
___ | __ | __ | _ | [8 empty] | #DIV/0! | 0 | 0
___ | __ | __ | _ | [8 empty] | #DIV/0! | 0 | 0
___ | __ | __ | _ | [8 empty] | #DIV/0! | 0 | 0
___ | __ | __ | _ | [8 empty] | #DIV/0! | 0 | 0
___ | __ | __ | _ | [8 empty] | #DIV/0! | 0 | 0
___ | __ | __ | _ | [8 empty] | #DIV/0! | 0 | 0
___ | __ | __ | _ | [8 empty] | #DIV/0! | 0 | 0
___ | __ | __ | _ | [8 empty] | #DIV/0! | 0 | 0
___ | __ | __ | _ | [8 empty] | #DIV/0! | 0 | 0
___ | __ | __ | _ | [8 empty] | #DIV/0! | 0 | 0
___ | __ | __ | _ | [8 empty] | #DIV/0! | 0 | 0
___ | __ | __ | _ | [8 empty] | #DIV/0! | 0 | 0
___ | __ | __ | _ | [8 empty] | #DIV/0! | 0 | 0
___ | __ | __ | _ | [8 empty] | #DIV/0! | 0 | 0
___ | __ | __ | _ | [8 empty] | #DIV/0! | 0 | 0
___ | __ | __ | _ | [8 empty] | #DIV/0! | 0 | 0
___ | __ | __ | _ | [8 empty] | #DIV/0! | 0 | 0
___ | __ | __ | _ | [8 empty] | #DIV/0! | 0 | 0
___ | __ | __ | _ | [8 empty] | #DIV/0! | 0 | 0
___ | __ | __ | _ | [8 empty] | #DIV/0! | 0 | 0
___ | __ | __ | _ | [8 empty] | #DIV/0! | 0 | 0
___ | __ | __ | _ | [8 empty] | #DIV/0! | 0 | 0
___ | __ | __ | _ | [8 empty] | #DIV/0! | 0 | 0
___ | __ | __ | _ | [8 empty] | #DIV/0! | 0 | 0
___ | __ | __ | _ | [8 empty] | #DIV/0! | 0 | 0
___ | __ | __ | _ | [8 empty] | #DIV/0! | 0 | 0
___ | __ | __ | _ | [8 empty] | #DIV/0! | 0 | 0
___ | __ | __ | _ | [8 empty] | #DIV/0! | 0 | 0
___ | __ | __ | _ | [8 empty] | #DIV/0! | 0 | 0
___ | __ | __ | _ | [8 empty] | #DIV/0! | 0 | 0
___ | __ | __ | _ | [8 empty] | #DIV/0! | 0 | 0
___ | __ | __ | _ | [8 empty] | #DIV/0! | 0 | 0
___ | __ | __ | _ | [8 empty] | #DIV/0! | 0 | 0
___ | __ | __ | _ | [8 empty] | #DIV/0! | 0 | 0
___ | __ | __ | _ | [8 empty] | #DIV/0! | 0 | 0
___ | __ | __ | _ | [8 empty] | #DIV/0! | 0 | 0
___ | __ | __ | _ | [8 empty] | #DIV/0! | 0 | 0
___ | __ | __ | _ | [8 empty] | #DIV/0! | 0 | 0
___ | __ | __ | _ | [8 empty] | #DIV/0! | 0 | 0
___ | __ | __ | _ | [8 empty] | #DIV/0! | 0 | 0
___ | __ | __ | _ | [8 empty] | #DIV/0! | 0 | 0
___ | __ | __ | _ | [8 empty] | #DIV/0! | 0 | 0
___ | __ | __ | _ | [8 empty] | #DIV/0! | 0 | 0
___ | __ | __ | _ | [8 empty] | #DIV/0! | 0 | 0
___ | __ | __ | _ | [8 empty] | #DIV/0! | 0 | 0
___ | __ | __ | _ | [8 empty] | #DIV/0! | 0 | 0
___ | __ | __ | _ | [8 empty] | #DIV/0! | 0 | 0
___ | __ | __ | _ | [8 empty] | #DIV/0! | 0 | 0
___ | __ | __ | _ | [8 empty] | #DIV/0! | 0 | 0
___ | __ | __ | _ | [8 empty] | #DIV/0! | 0 | 0
___ | __ | __ | _ | [8 empty] | #DIV/0! | 0 | 0
___ | __ | __ | _ | [8 empty] | #DIV/0! | 0 | 0
___ | __ | __ | _ | [8 empty] | #DIV/0! | 0 | 0
___ | __ | __ | _ | [8 empty] | #DIV/0! | 0 | 0
___ | __ | __ | _ | [8 empty] | #DIV/0! | 0 | 0
___ | __ | __ | _ | [8 empty] | #DIV/0! | 0 | 0
___ | __ | __ | _ | [8 empty] | #DIV/0! | 0 | 0
___ | __ | __ | _ | [8 empty] | #DIV/0! | 0 | 0
___ | __ | __ | _ | [8 empty] | #DIV/0! | 0 | 0
___ | __ | __ | _ | [8 empty] | #DIV/0! | 0 | 0
___ | __ | __ | _ | [8 empty] | #DIV/0! | 0 | 0
___ | __ | __ | _ | [8 empty] | #DIV/0! | 0 | 0
___ | __ | __ | _ | [8 empty] | #DIV/0! | 0 | 0
___ | __ | __ | _ | [8 empty] | #DIV/0! | 0 | 0
___ | __ | __ | _ | [8 empty] | #DIV/0! | 0 | 0
___ | __ | __ | _ | [8 empty] | #DIV/0! | 0 | 0
___ | __ | __ | _ | [8 empty] | #DIV/0! | 0 | 0
___ | __ | __ | _ | [8 empty] | #DIV/0! | 0 | 0
___ | __ | __ | _ | [8 empty] | #DIV/0! | 0 | 0
___ | __ | __ | _ | [8 empty] | #DIV/0! | 0 | 0
___ | __ | __ | _ | [8 empty] | #DIV/0! | 0 | 0
___ | __ | __ | _ | [8 empty] | #DIV/0! | 0 | 0
___ | __ | __ | _ | [8 empty] | #DIV/0! | 0 | 0
___ | __ | __ | _ | [8 empty] | #DIV/0! | 0 | 0
___ | __ | __ | _ | [8 empty] | #DIV/0! | 0 | 0
___ | __ | __ | _ | [8 empty] | #DIV/0! | 0 | 0
___ | __ | __ | _ | [8 empty] | #DIV/0! | 0 | 0
___ | __ | __ | _ | [8 empty] | #DIV/0! | 0 | 0
___ | __ | __ | _ | [8 empty] | #DIV/0! | 0 | 0
___ | __ | __ | _ | [8 empty] | #DIV/0! | 0 | 0
___ | __ | __ | _ | [8 empty] | #DIV/0! | 0 | 0
___ | __ | __ | _ | [8 empty] | #DIV/0! | 0 | 0
___ | __ | __ | _ | [8 empty] | #DIV/0! | 0 | 0
___ | __ | __ | _ | [8 empty] | #DIV/0! | 0 | 0
___ | __ | __ | _ | [8 empty] | #DIV/0! | 0 | 0
___ | __ | __ | _ | [8 empty] | #DIV/0! | 0 | 0
___ | __ | __ | _ | [8 empty] | #DIV/0! | 0 | 0
___ | __ | __ | _ | [8 empty] | #DIV/0! | 0 | 0
___ | __ | __ | _ | [8 empty] | #DIV/0! | 0 | 0
___ | __ | __ | _ | [8 empty] | #DIV/0! | 0 | 0
___ | __ | __ | _ | [8 empty] | #DIV/0! | 0 | 0
___ | __ | __ | _ | [8 empty] | #DIV/0! | 0 | 0
___ | __ | __ | _ | [8 empty] | #DIV/0! | 0 | 0
___ | __ | __ | _ | [8 empty] | #DIV/0! | 0 | 0
___ | __ | __ | _ | [8 empty] | #DIV/0! | 0 | 0
___ | __ | __ | _ | [8 empty] | #DIV/0! | 0 | 0
___ | __ | __ | _ | [8 empty] | #DIV/0! | 0 | 0
___ | __ | __ | _ | [8 empty] | #DIV/0! | 0 | 0
___ | __ | __ | _ | [8 empty] | #DIV/0! | 0 | 0
___ | __ | __ | _ | [8 empty] | #DIV/0! | 0 | 0
___ | __ | __ | _ | [8 empty] | #DIV/0! | 0 | 0
___ | __ | __ | _ | [8 empty] | #DIV/0! | 0 | 0
___ | __ | __ | _ | [8 empty] | #DIV/0! | 0 | 0
___ | __ | __ | _ | [8 empty] | #DIV/0! | 0 | 0
___ | __ | __ | _ | [8 empty] | #DIV/0! | 0 | 0
___ | __ | __ | _ | [8 empty] | #DIV/0! | 0 | 0
___ | __ | __ | _ | [8 empty] | #DIV/0! | 0 | 0
___ | __ | __ | _ | [8 empty] | #DIV/0! | 0 | 0
___ | __ | __ | _ | [8 empty] | #DIV/0! | 0 | 0
___ | __ | __ | _ | [8 empty] | #DIV/0! | 0 | 0
___ | __ | __ | _ | [8 empty] | #DIV/0! | 0 | 0
___ | __ | __ | _ | [8 empty] | #DIV/0! | 0 | 0
___ | __ | __ | _ | [8 empty] | #DIV/0! | 0 | 0
___ | __ | __ | _ | [8 empty] | #DIV/0! | 0 | 0
___ | __ | __ | _ | [8 empty] | #DIV/0! | 0 | 0
___ | __ | __ | _ | [8 empty] | #DIV/0! | 0 | 0
___ | __ | __ | _ | [8 empty] | #DIV/0! | 0 | 0
___ | __ | __ | _ | [8 empty] | #DIV/0! | 0 | 0
___ | __ | __ | _ | [8 empty] | #DIV/0! | 0 | 0
___ | __ | __ | _ | [8 empty] | #DIV/0! | 0 | 0
___ | __ | __ | _ | [8 empty] | #DIV/0! | 0 | 0
___ | __ | __ | _ | [8 empty] | #DIV/0! | 0 | 0
___ | __ | __ | _ | [8 empty] | #DIV/0! | 0 | 0
___ | __ | __ | _ | [8 empty] | #DIV/0! | 0 | 0
___ | __ | __ | _ | [8 empty] | #DIV/0! | 0 | 0
___ | __ | __ | _ | [8 empty] | #DIV/0! | 0 | 0
___ | __ | __ | _ | [8 empty] | #DIV/0! | 0 | 0
___ | __ | __ | _ | [8 empty] | #DIV/0! | 0 | 0
___ | __ | __ | _ | [8 empty] | #DIV/0! | 0 | 0
___ | __ | __ | _ | [8 empty] | #DIV/0! | 0 | 0
___ | __ | __ | _ | [8 empty] | #DIV/0! | 0 | 0
___ | __ | __ | _ | [8 empty] | #DIV/0! | 0 | 0
___ | __ | __ | _ | [8 empty] | #DIV/0! | 0 | 0
___ | __ | __ | _ | [8 empty] | #DIV/0! | 0 | 0
___ | __ | __ | _ | [8 empty] | #DIV/0! | 0 | 0
___ | __ | __ | _ | [8 empty] | #DIV/0! | 0 | 0
___ | __ | __ | _ | [8 empty] | #DIV/0! | 0 | 0
___ | __ | __ | _ | [8 empty] | #DIV/0! | 0 | 0
___ | __ | __ | _ | [8 empty] | #DIV/0! | 0 | 0
___ | __ | __ | _ | [8 empty] | #DIV/0! | 0 | 0
___ | __ | __ | _ | [8 empty] | #DIV/0! | 0 | 0
___ | __ | __ | _ | [8 empty] | #DIV/0! | 0 | 0
___ | __ | __ | _ | [8 empty] | #DIV/0! | 0 | 0
___ | __ | __ | _ | [8 empty] | #DIV/0! | 0 | 0
___ | __ | __ | _ | [8 empty] | #DIV/0! | 0 | 0
___ | __ | __ | _ | [8 empty] | #DIV/0! | 0 | 0
___ | __ | __ | _ | [8 empty] | #DIV/0! | 0 | 0
___ | __ | __ | _ | [8 empty] | #DIV/0! | 0 | 0
___ | __ | __ | _ | [8 empty] | #DIV/0! | 0 | 0
___ | __ | __ | _ | [8 empty] | #DIV/0! | 0 | 0
___ | __ | __ | _ | [8 empty] | #DIV/0! | 0 | 0
___ | __ | __ | _ | [8 empty] | #DIV/0! | 0 | 0
___ | __ | __ | _ | [8 empty] | #DIV/0! | 0 | 0
___ | __ | __ | _ | [8 empty] | #DIV/0! | 0 | 0
___ | __ | __ | _ | [8 empty] | #DIV/0! | 0 | 0
___ | __ | __ | _ | [8 empty] | #DIV/0! | 0 | 0
___ | __ | __ | _ | [8 empty] | #DIV/0! | 0 | 0
___ | __ | __ | _ | [8 empty] | #DIV/0! | 0 | 0
___ | __ | __ | _ | [8 empty] | #DIV/0! | 0 | 0
___ | __ | __ | _ | [8 empty] | #DIV/0! | 0 | 0
___ | __ | __ | _ | [8 empty] | #DIV/0! | 0 | 0
___ | __ | __ | _ | [8 empty] | #DIV/0! | 0 | 0
___ | __ | __ | _ | [8 empty] | #DIV/0! | 0 | 0
___ | __ | __ | _ | [8 empty] | #DIV/0! | 0 | 0
___ | __ | __ | _ | [8 empty] | #DIV/0! | 0 | 0
___ | __ | __ | _ | [8 empty] | #DIV/0! | 0 | 0
___ | __ | __ | _ | [8 empty] | #DIV/0! | 0 | 0
___ | __ | __ | _ | [8 empty] | #DIV/0! | 0 | 0
___ | __ | __ | _ | [8 empty] | #DIV/0! | 0 | 0
___ | __ | __ | _ | [8 empty] | #DIV/0! | 0 | 0
___ | __ | __ | _ | [8 empty] | #DIV/0! | 0 | 0
___ | __ | __ | _ | [8 empty] | #DIV/0! | 0 | 0
___ | __ | __ | _ | [8 empty] | #DIV/0! | 0 | 0
___ | __ | __ | _ | [8 empty] | #DIV/0! | 0 | 0
___ | __ | __ | _ | [8 empty] | #DIV/0! | 0 | 0
___ | __ | __ | _ | [8 empty] | #DIV/0! | 0 | 0
___ | __ | __ | _ | [8 empty] | #DIV/0! | 0 | 0
___ | __ | __ | _ | [8 empty] | #DIV/0! | 0 | 0
___ | __ | __ | _ | [8 empty] | #DIV/0! | 0 | 0
___ | __ | __ | _ | [8 empty] | #DIV/0! | 0 | 0
___ | __ | __ | _ | [8 empty] | #DIV/0! | 0 | 0
___ | __ | __ | _ | [8 empty] | #DIV/0! | 0 | 0
___ | __ | __ | _ | [8 empty] | #DIV/0! | 0 | 0
___ | __ | __ | _ | [8 empty] | #DIV/0! | 0 | 0
___ | __ | __ | _ | [8 empty] | #DIV/0! | 0 | 0
___ | __ | __ | _ | [8 empty] | #DIV/0! | 0 | 0
___ | __ | __ | _ | [8 empty] | #DIV/0! | 0 | 0
___ | __ | __ | _ | [8 empty] | #DIV/0! | 0 | 0
___ | __ | __ | _ | [8 empty] | #DIV/0! | 0 | 0
___ | __ | __ | _ | [8 empty] | #DIV/0! | 0 | 0
___ | __ | __ | _ | [8 empty] | #DIV/0! | 0 | 0
___ | __ | __ | _ | [8 empty] | #DIV/0! | 0 | 0
___ | __ | __ | _ | [8 empty] | #DIV/0! | 0 | 0
___ | __ | __ | _ | [8 empty] | #DIV/0! | 0 | 0
___ | __ | __ | _ | [8 empty] | #DIV/0! | 0 | 0
___ | __ | __ | _ | [8 empty] | #DIV/0! | 0 | 0
___ | __ | __ | _ | [8 empty] | #DIV/0! | 0 | 0
___ | __ | __ | _ | [8 empty] | #DIV/0! | 0 | 0
___ | __ | __ | _ | [8 empty] | #DIV/0! | 0 | 0
___ | __ | __ | _ | [8 empty] | #DIV/0! | 0 | 0
___ | __ | __ | _ | [8 empty] | #DIV/0! | 0 | 0
___ | __ | __ | _ | [8 empty] | #DIV/0! | 0 | 0
___ | __ | __ | _ | [8 empty] | #DIV/0! | 0 | 0
___ | __ | __ | _ | [8 empty] | #DIV/0! | 0 | 0
___ | __ | __ | _ | [8 empty] | #DIV/0! | 0 | 0
___ | __ | __ | _ | [8 empty] | #DIV/0! | 0 | 0
___ | __ | __ | _ | [8 empty] | #DIV/0! | 0 | 0
___ | __ | __ | _ | [8 empty] | #DIV/0! | 0 | 0
___ | __ | __ | _ | [8 empty] | #DIV/0! | 0 | 0
___ | __ | __ | _ | [8 empty] | #DIV/0! | 0 | 0
___ | __ | __ | _ | [8 empty] | #DIV/0! | 0 | 0
___ | __ | __ | _ | [8 empty] | #DIV/0! | 0 | 0
___ | __ | __ | _ | [8 empty] | #DIV/0! | 0 | 0
___ | __ | __ | _ | [8 empty] | #DIV/0! | 0 | 0
___ | __ | __ | _ | [8 empty] | #DIV/0! | 0 | 0
___ | __ | __ | _ | [8 empty] | #DIV/0! | 0 | 0
___ | __ | __ | _ | [8 empty] | #DIV/0! | 0 | 0
___ | __ | __ | _ | [8 empty] | #DIV/0! | 0 | 0
___ | __ | __ | _ | [8 empty] | #DIV/0! | 0 | 0
___ | __ | __ | _ | [8 empty] | #DIV/0! | 0 | 0
___ | __ | __ | _ | [8 empty] | #DIV/0! | 0 | 0
___ | __ | __ | _ | [8 empty] | #DIV/0! | 0 | 0
___ | __ | __ | _ | [8 empty] | #DIV/0! | 0 | 0
___ | __ | __ | _ | [8 empty] | #DIV/0! | 0 | 0
___ | __ | __ | _ | [8 empty] | #DIV/0! | 0 | 0
___ | __ | __ | _ | [8 empty] | #DIV/0! | 0 | 0
___ | __ | __ | _ | [8 empty] | #DIV/0! | 0 | 0
___ | __ | __ | _ | [8 empty] | #DIV/0! | 0 | 0
___ | __ | __ | _ | [8 empty] | #DIV/0! | 0 | 0
___ | __ | __ | _ | [8 empty] | #DIV/0! | 0 | 0
___ | __ | __ | _ | [8 empty] | #DIV/0! | 0 | 0
___ | __ | __ | _ | [8 empty] | #DIV/0! | 0 | 0
___ | __ | __ | _ | [8 empty] | #DIV/0! | 0 | 0
___ | __ | __ | _ | [8 empty] | #DIV/0! | 0 | 0
___ | __ | __ | _ | [8 empty] | #DIV/0! | 0 | 0
___ | __ | __ | _ | [8 empty] | #DIV/0! | 0 | 0
___ | __ | __ | _ | [8 empty] | #DIV/0! | 0 | 0
___ | __ | __ | _ | [8 empty] | #DIV/0! | 0 | 0
___ | __ | __ | _ | [8 empty] | #DIV/0! | 0 | 0
___ | __ | __ | _ | [8 empty] | #DIV/0! | 0 | 0
___ | __ | __ | _ | [8 empty] | #DIV/0! | 0 | 0
___ | __ | __ | _ | [8 empty] | #DIV/0! | 0 | 0
___ | __ | __ | _ | [8 empty] | #DIV/0! | 0 | 0
___ | __ | __ | _ | [8 empty] | #DIV/0! | 0 | 0
___ | __ | __ | _ | [8 empty] | #DIV/0! | 0 | 0
___ | __ | __ | _ | [8 empty] | #DIV/0! | 0 | 0
___ | __ | __ | _ | [8 empty] | #DIV/0! | 0 | 0
___ | __ | __ | _ | [8 empty] | #DIV/0! | 0 | 0
___ | __ | __ | _ | [8 empty] | #DIV/0! | 0 | 0
___ | __ | __ | _ | [8 empty] | #DIV/0! | 0 | 0
___ | __ | __ | _ | [8 empty] | #DIV/0! | 0 | 0
___ | __ | __ | _ | [8 empty] | #DIV/0! | 0 | 0
___ | __ | __ | _ | [8 empty] | #DIV/0! | 0 | 0
___ | __ | __ | _ | [8 empty] | #DIV/0! | 0 | 0
___ | __ | __ | _ | [8 empty] | #DIV/0! | 0 | 0
___ | __ | __ | _ | [8 empty] | #DIV/0! | 0 | 0
___ | __ | __ | _ | [8 empty] | #DIV/0! | 0 | 0
___ | __ | __ | _ | [8 empty] | #DIV/0! | 0 | 0
___ | __ | __ | _ | [8 empty] | #DIV/0! | 0 | 0
___ | __ | __ | _ | [8 empty] | #DIV/0! | 0 | 0
___ | __ | __ | _ | [8 empty] | #DIV/0! | 0 | 0
___ | __ | __ | _ | [8 empty] | #DIV/0! | 0 | 0
___ | __ | __ | _ | [8 empty] | #DIV/0! | 0 | 0
___ | __ | __ | _ | [8 empty] | #DIV/0! | 0 | 0
___ | __ | __ | _ | [8 empty] | #DIV/0! | 0 | 0
___ | __ | __ | _ | [8 empty] | #DIV/0! | 0 | 0
___ | __ | __ | _ | [8 empty] | #DIV/0! | 0 | 0
___ | __ | __ | _ | [8 empty] | #DIV/0! | 0 | 0
___ | __ | __ | _ | [8 empty] | #DIV/0! | 0 | 0
___ | __ | __ | _ | [8 empty] | #DIV/0! | 0 | 0
___ | __ | __ | _ | [8 empty] | #DIV/0! | 0 | 0
___ | __ | __ | _ | [8 empty] | #DIV/0! | 0 | 0
___ | __ | __ | _ | [8 empty] | #DIV/0! | 0 | 0
___ | __ | __ | _ | [8 empty] | #DIV/0! | 0 | 0
___ | __ | __ | _ | [8 empty] | #DIV/0! | 0 | 0
___ | __ | __ | _ | [8 empty] | #DIV/0! | 0 | 0
___ | __ | __ | _ | [8 empty] | #DIV/0! | 0 | 0
___ | __ | __ | _ | [8 empty] | #DIV/0! | 0 | 0
___ | __ | __ | _ | [8 empty] | #DIV/0! | 0 | 0
___ | __ | __ | _ | [8 empty] | #DIV/0! | 0 | 0
___ | __ | __ | _ | [8 empty] | #DIV/0! | 0 | 0
___ | __ | __ | _ | [8 empty] | #DIV/0! | 0 | 0
___ | __ | __ | _ | [8 empty] | #DIV/0! | 0 | 0
___ | __ | __ | _ | [8 empty] | #DIV/0! | 0 | 0
___ | __ | __ | _ | [8 empty] | #DIV/0! | 0 | 0
___ | __ | __ | _ | [8 empty] | #DIV/0! | 0 | 0
___ | __ | __ | _ | [8 empty] | #DIV/0! | 0 | 0
___ | __ | __ | _ | [8 empty] | #DIV/0! | 0 | 0
___ | __ | __ | _ | [8 empty] | #DIV/0! | 0 | 0
___ | __ | __ | _ | [8 empty] | #DIV/0! | 0 | 0
___ | __ | __ | _ | [8 empty] | #DIV/0! | 0 | 0
___ | __ | __ | _ | [8 empty] | #DIV/0! | 0 | 0
___ | __ | __ | _ | [8 empty] | #DIV/0! | 0 | 0
___ | __ | __ | _ | [8 empty] | #DIV/0! | 0 | 0
___ | __ | __ | _ | [8 empty] | #DIV/0! | 0 | 0
___ | __ | __ | _ | [8 empty] | #DIV/0! | 0 | 0
___ | __ | __ | _ | [8 empty] | #DIV/0! | 0 | 0
___ | __ | __ | _ | [8 empty] | #DIV/0! | 0 | 0
___ | __ | __ | _ | [8 empty] | #DIV/0! | 0 | 0
___ | __ | __ | _ | [8 empty] | #DIV/0! | 0 | 0
___ | __ | __ | _ | [8 empty] | #DIV/0! | 0 | 0
___ | __ | __ | _ | [8 empty] | #DIV/0! | 0 | 0
___ | __ | __ | _ | [8 empty] | #DIV/0! | 0 | 0
___ | __ | __ | _ | [8 empty] | #DIV/0! | 0 | 0
___ | __ | __ | _ | [8 empty] | #DIV/0! | 0 | 0
___ | __ | __ | _ | [8 empty] | #DIV/0! | 0 | 0
___ | __ | __ | _ | [8 empty] | #DIV/0! | 0 | 0
___ | __ | __ | _ | [8 empty] | #DIV/0! | 0 | 0
___ | __ | __ | _ | [8 empty] | #DIV/0! | 0 | 0
___ | __ | __ | _ | [8 empty] | #DIV/0! | 0 | 0
___ | __ | __ | _ | [8 empty] | #DIV/0! | 0 | 0
___ | __ | __ | _ | [8 empty] | #DIV/0! | 0 | 0
___ | __ | __ | _ | [8 empty] | #DIV/0! | 0 | 0
___ | __ | __ | _ | [8 empty] | #DIV/0! | 0 | 0
___ | __ | __ | _ | [8 empty] | #DIV/0! | 0 | 0
___ | __ | __ | _ | [8 empty] | #DIV/0! | 0 | 0
___ | __ | __ | _ | [8 empty] | #DIV/0! | 0 | 0
___ | __ | __ | _ | [8 empty] | #DIV/0! | 0 | 0
___ | __ | __ | _ | [8 empty] | #DIV/0! | 0 | 0
___ | __ | __ | _ | [8 empty] | #DIV/0! | 0 | 0
___ | __ | __ | _ | [8 empty] | #DIV/0! | 0 | 0
___ | __ | __ | _ | [8 empty] | #DIV/0! | 0 | 0
___ | __ | __ | _ | [8 empty] | #DIV/0! | 0 | 0
___ | __ | __ | _ | [8 empty] | #DIV/0! | 0 | 0
___ | __ | __ | _ | [8 empty] | #DIV/0! | 0 | 0
___ | __ | __ | _ | [8 empty] | #DIV/0! | 0 | 0
___ | __ | __ | _ | [8 empty] | #DIV/0! | 0 | 0
___ | __ | __ | _ | [8 empty] | #DIV/0! | 0 | 0
___ | __ | __ | _ | [8 empty] | #DIV/0! | 0 | 0
___ | __ | __ | _ | [8 empty] | #DIV/0! | 0 | 0
___ | __ | __ | _ | [8 empty] | #DIV/0! | 0 | 0
___ | __ | __ | _ | [8 empty] | #DIV/0! | 0 | 0
___ | __ | __ | _ | [8 empty] | #DIV/0! | 0 | 0
___ | __ | __ | _ | [8 empty] | #DIV/0! | 0 | 0
___ | __ | __ | _ | [8 empty] | #DIV/0! | 0 | 0
___ | __ | __ | _ | [8 empty] | #DIV/0! | 0 | 0
___ | __ | __ | _ | [8 empty] | #DIV/0! | 0 | 0
___ | __ | __ | _ | [8 empty] | #DIV/0! | 0 | 0
___ | __ | __ | _ | [8 empty] | #DIV/0! | 0 | 0
___ | __ | __ | _ | [8 empty] | #DIV/0! | 0 | 0
___ | __ | __ | _ | [8 empty] | #DIV/0! | 0 | 0
___ | __ | __ | _ | [8 empty] | #DIV/0! | 0 | 0
___ | __ | __ | _ | [8 empty] | #DIV/0! | 0 | 0
___ | __ | __ | _ | [8 empty] | #DIV/0! | 0 | 0
___ | __ | __ | _ | [8 empty] | #DIV/0! | 0 | 0
___ | __ | __ | _ | [8 empty] | #DIV/0! | 0 | 0
___ | __ | __ | _ | [8 empty] | #DIV/0! | 0 | 0
___ | __ | __ | _ | [8 empty] | #DIV/0! | 0 | 0
___ | __ | __ | _ | [8 empty] | #DIV/0! | 0 | 0
___ | __ | __ | _ | [8 empty] | #DIV/0! | 0 | 0
___ | __ | __ | _ | [8 empty] | #DIV/0! | 0 | 0
___ | __ | __ | _ | [8 empty] | #DIV/0! | 0 | 0
___ | __ | __ | _ | [8 empty] | #DIV/0! | 0 | 0
___ | __ | __ | _ | [8 empty] | #DIV/0! | 0 | 0
___ | __ | __ | _ | [8 empty] | #DIV/0! | 0 | 0
___ | __ | __ | _ | [8 empty] | #DIV/0! | 0 | 0
___ | __ | __ | _ | [8 empty] | #DIV/0! | 0 | 0
___ | __ | __ | _ | [8 empty] | #DIV/0! | 0 | 0
___ | __ | __ | _ | [8 empty] | #DIV/0! | 0 | 0
___ | __ | __ | _ | [8 empty] | #DIV/0! | 0 | 0
___ | __ | __ | _ | [8 empty] | #DIV/0! | 0 | 0
___ | __ | __ | _ | [8 empty] | #DIV/0! | 0 | 0
___ | __ | __ | _ | [8 empty] | #DIV/0! | 0 | 0
___ | __ | __ | _ | [8 empty] | #DIV/0! | 0 | 0
___ | __ | __ | _ | [8 empty] | #DIV/0! | 0 | 0
___ | __ | __ | _ | [8 empty] | #DIV/0! | 0 | 0
___ | __ | __ | _ | [8 empty] | #DIV/0! | 0 | 0
___ | __ | __ | _ | [8 empty] | #DIV/0! | 0 | 0
___ | __ | __ | _ | [8 empty] | #DIV/0! | 0 | 0
___ | __ | __ | _ | [8 empty] | #DIV/0! | 0 | 0
___ | __ | __ | _ | [8 empty] | #DIV/0! | 0 | 0
___ | __ | __ | _ | [8 empty] | #DIV/0! | 0 | 0
___ | __ | __ | _ | [8 empty] | #DIV/0! | 0 | 0
___ | __ | __ | _ | [8 empty] | #DIV/0! | 0 | 0
___ | __ | __ | _ | [8 empty] | #DIV/0! | 0 | 0
___ | __ | __ | _ | [8 empty] | #DIV/0! | 0 | 0
___ | __ | __ | _ | [8 empty] | #DIV/0! | 0 | 0
___ | __ | __ | _ | [8 empty] | #DIV/0! | 0 | 0
___ | __ | __ | _ | [8 empty] | #DIV/0! | 0 | 0
___ | __ | __ | _ | [8 empty] | #DIV/0! | 0 | 0
___ | __ | __ | _ | [8 empty] | #DIV/0! | 0 | 0
___ | __ | __ | _ | [8 empty] | #DIV/0! | 0 | 0
___ | __ | __ | _ | [8 empty] | #DIV/0! | 0 | 0
___ | __ | __ | _ | [8 empty] | #DIV/0! | 0 | 0
___ | __ | __ | _ | [8 empty] | #DIV/0! | 0 | 0
___ | __ | __ | _ | [8 empty] | #DIV/0! | 0 | 0
___ | __ | __ | _ | [8 empty] | #DIV/0! | 0 | 0
___ | __ | __ | _ | [8 empty] | #DIV/0! | 0 | 0
___ | __ | __ | _ | [8 empty] | #DIV/0! | 0 | 0
___ | __ | __ | _ | [8 empty] | #DIV/0! | 0 | 0
___ | __ | __ | _ | [8 empty] | #DIV/0! | 0 | 0
___ | __ | __ | _ | [8 empty] | #DIV/0! | 0 | 0
___ | __ | __ | _ | [8 empty] | #DIV/0! | 0 | 0
___ | __ | __ | _ | [8 empty] | #DIV/0! | 0 | 0
___ | __ | __ | _ | [8 empty] | #DIV/0! | 0 | 0
___ | __ | __ | _ | [8 empty] | #DIV/0! | 0 | 0
___ | __ | __ | _ | [8 empty] | #DIV/0! | 0 | 0
___ | __ | __ | _ | [8 empty] | #DIV/0! | 0 | 0
___ | __ | __ | _ | [8 empty] | #DIV/0! | 0 | 0
___ | __ | __ | _ | [8 empty] | #DIV/0! | 0 | 0
___ | __ | __ | _ | [8 empty] | #DIV/0! | 0 | 0
___ | __ | __ | _ | [8 empty] | #DIV/0! | 0 | 0
___ | __ | __ | _ | [8 empty] | #DIV/0! | 0 | 0
___ | __ | __ | _ | [8 empty] | #DIV/0! | 0 | 0
___ | __ | __ | _ | [8 empty] | #DIV/0! | 0 | 0
___ | __ | __ | _ | [8 empty] | #DIV/0! | 0 | 0
___ | __ | __ | _ | [8 empty] | #DIV/0! | 0 | 0
___ | __ | __ | _ | [8 empty] | #DIV/0! | 0 | 0
___ | __ | __ | _ | [8 empty] | #DIV/0! | 0 | 0
___ | __ | __ | _ | [8 empty] | #DIV/0! | 0 | 0
___ | __ | __ | _ | [8 empty] | #DIV/0! | 0 | 0
___ | __ | __ | _ | [8 empty] | #DIV/0! | 0 | 0
___ | __ | __ | _ | [8 empty] | #DIV/0! | 0 | 0
___ | __ | __ | _ | [8 empty] | #DIV/0! | 0 | 0
___ | __ | __ | _ | [8 empty] | #DIV/0! | 0 | 0
___ | __ | __ | _ | [8 empty] | #DIV/0! | 0 | 0
___ | __ | __ | _ | [8 empty] | #DIV/0! | 0 | 0
___ | __ | __ | _ | [8 empty] | #DIV/0! | 0 | 0
___ | __ | __ | _ | [8 empty] | #DIV/0! | 0 | 0
___ | __ | __ | _ | [8 empty] | #DIV/0! | 0 | 0
___ | __ | __ | _ | [8 empty] | #DIV/0! | 0 | 0
___ | __ | __ | _ | [8 empty] | #DIV/0! | 0 | 0
___ | __ | __ | _ | [8 empty] | #DIV/0! | 0 | 0
___ | __ | __ | _ | [8 empty] | #DIV/0! | 0 | 0
___ | __ | __ | _ | [8 empty] | #DIV/0! | 0 | 0
___ | __ | __ | _ | [8 empty] | #DIV/0! | 0 | 0
___ | __ | __ | _ | [8 empty] | #DIV/0! | 0 | 0
___ | __ | __ | _ | [8 empty] | #DIV/0! | 0 | 0
___ | __ | __ | _ | [8 empty] | #DIV/0! | 0 | 0
___ | __ | __ | _ | [8 empty] | #DIV/0! | 0 | 0
___ | __ | __ | _ | [8 empty] | #DIV/0! | 0 | 0
___ | __ | __ | _ | [8 empty] | #DIV/0! | 0 | 0
___ | __ | __ | _ | [8 empty] | #DIV/0! | 0 | 0
___ | __ | __ | _ | [8 empty] | #DIV/0! | 0 | 0
___ | __ | __ | _ | [8 empty] | #DIV/0! | 0 | 0
___ | __ | __ | _ | [8 empty] | #DIV/0! | 0 | 0
___ | __ | __ | _ | [8 empty] | #DIV/0! | 0 | 0
___ | __ | __ | _ | [8 empty] | #DIV/0! | 0 | 0
___ | __ | __ | _ | [8 empty] | #DIV/0! | 0 | 0
___ | __ | __ | _ | [8 empty] | #DIV/0! | 0 | 0
___ | __ | __ | _ | [8 empty] | #DIV/0! | 0 | 0
___ | __ | __ | _ | [8 empty] | #DIV/0! | 0 | 0
___ | __ | __ | _ | [8 empty] | #DIV/0! | 0 | 0
___ | __ | __ | _ | [8 empty] | #DIV/0! | 0 | 0
___ | __ | __ | _ | [8 empty] | #DIV/0! | 0 | 0
___ | __ | __ | _ | [8 empty] | #DIV/0! | 0 | 0
___ | __ | __ | _ | [8 empty] | #DIV/0! | 0 | 0
___ | __ | __ | _ | [8 empty] | #DIV/0! | 0 | 0
___ | __ | __ | _ | [8 empty] | #DIV/0! | 0 | 0
___ | __ | __ | _ | [8 empty] | #DIV/0! | 0 | 0
___ | __ | __ | _ | [8 empty] | #DIV/0! | 0 | 0
___ | __ | __ | _ | [8 empty] | #DIV/0! | 0 | 0
___ | __ | __ | _ | [8 empty] | #DIV/0! | 0 | 0
___ | __ | __ | _ | [8 empty] | #DIV/0! | 0 | 0
___ | __ | __ | _ | [8 empty] | #DIV/0! | 0 | 0
___ | __ | __ | _ | [8 empty] | #DIV/0! | 0 | 0
___ | __ | __ | _ | [8 empty] | #DIV/0! | 0 | 0
___ | __ | __ | _ | [8 empty] | #DIV/0! | 0 | 0
___ | __ | __ | _ | [8 empty] | #DIV/0! | 0 | 0
___ | __ | __ | _ | [8 empty] | #DIV/0! | 0 | 0
___ | __ | __ | _ | [8 empty] | #DIV/0! | 0 | 0
___ | __ | __ | _ | [8 empty] | #DIV/0! | 0 | 0
___ | __ | __ | _ | [8 empty] | #DIV/0! | 0 | 0
___ | __ | __ | _ | [8 empty] | #DIV/0! | 0 | 0
___ | __ | __ | _ | [8 empty] | #DIV/0! | 0 | 0
___ | __ | __ | _ | [8 empty] | #DIV/0! | 0 | 0
___ | __ | __ | _ | [8 empty] | #DIV/0! | 0 | 0
___ | __ | __ | _ | [8 empty] | #DIV/0! | 0 | 0
___ | __ | __ | _ | [8 empty] | #DIV/0! | 0 | 0
___ | __ | __ | _ | [8 empty] | #DIV/0! | 0 | 0
___ | __ | __ | _ | [8 empty] | #DIV/0! | 0 | 0
___ | __ | __ | _ | [8 empty] | #DIV/0! | 0 | 0
___ | __ | __ | _ | [8 empty] | #DIV/0! | 0 | 0
___ | __ | __ | _ | [8 empty] | #DIV/0! | 0 | 0
___ | __ | __ | _ | [8 empty] | #DIV/0! | 0 | 0
___ | __ | __ | _ | [8 empty] | #DIV/0! | 0 | 0
___ | __ | __ | _ | [8 empty] | #DIV/0! | 0 | 0
___ | __ | __ | _ | [8 empty] | #DIV/0! | 0 | 0
___ | __ | __ | _ | [8 empty] | #DIV/0! | 0 | 0
___ | __ | __ | _ | [8 empty] | #DIV/0! | 0 | 0
___ | __ | __ | _ | [8 empty] | #DIV/0! | 0 | 0
___ | __ | __ | _ | [8 empty] | #DIV/0! | 0 | 0
___ | __ | __ | _ | [8 empty] | #DIV/0! | 0 | 0
___ | __ | __ | _ | [8 empty] | #DIV/0! | 0 | 0
___ | __ | __ | _ | [8 empty] | #DIV/0! | 0 | 0
___ | __ | __ | _ | [8 empty] | #DIV/0! | 0 | 0
___ | __ | __ | _ | [8 empty] | #DIV/0! | 0 | 0
___ | __ | __ | _ | [8 empty] | #DIV/0! | 0 | 0
___ | __ | __ | _ | [8 empty] | #DIV/0! | 0 | 0
___ | __ | __ | _ | [8 empty] | #DIV/0! | 0 | 0
___ | __ | __ | _ | [8 empty] | #DIV/0! | 0 | 0
___ | __ | __ | _ | [8 empty] | #DIV/0! | 0 | 0
___ | __ | __ | _ | [8 empty] | #DIV/0! | 0 | 0
___ | __ | __ | _ | [8 empty] | #DIV/0! | 0 | 0
___ | __ | __ | _ | [8 empty] | #DIV/0! | 0 | 0
___ | __ | __ | _ | [8 empty] | #DIV/0! | 0 | 0
___ | __ | __ | _ | [8 empty] | #DIV/0! | 0 | 0
___ | __ | __ | _ | [8 empty] | #DIV/0! | 0 | 0
___ | __ | __ | _ | [8 empty] | #DIV/0! | 0 | 0
___ | __ | __ | _ | [8 empty] | #DIV/0! | 0 | 0
___ | __ | __ | _ | [8 empty] | #DIV/0! | 0 | 0
___ | __ | __ | _ | [8 empty] | #DIV/0! | 0 | 0
___ | __ | __ | _ | [8 empty] | #DIV/0! | 0 | 0
___ | __ | __ | _ | [8 empty] | #DIV/0! | 0 | 0
___ | __ | __ | _ | [8 empty] | #DIV/0! | 0 | 0
___ | __ | __ | _ | [8 empty] | #DIV/0! | 0 | 0
___ | __ | __ | _ | [8 empty] | #DIV/0! | 0 | 0
___ | __ | __ | _ | [8 empty] | #DIV/0! | 0 | 0
___ | __ | __ | _ | [8 empty] | #DIV/0! | 0 | 0
___ | __ | __ | _ | [8 empty] | #DIV/0! | 0 | 0
___ | __ | __ | _ | [8 empty] | #DIV/0! | 0 | 0
___ | __ | __ | _ | [8 empty] | #DIV/0! | 0 | 0
___ | __ | __ | _ | [8 empty] | #DIV/0! | 0 | 0
___ | __ | __ | _ | [8 empty] | #DIV/0! | 0 | 0
___ | __ | __ | _ | [8 empty] | #DIV/0! | 0 | 0
___ | __ | __ | _ | [8 empty] | #DIV/0! | 0 | 0
___ | __ | __ | _ | [8 empty] | #DIV/0! | 0 | 0
___ | __ | __ | _ | [8 empty] | #DIV/0! | 0 | 0
___ | __ | __ | _ | [8 empty] | #DIV/0! | 0 | 0
___ | __ | __ | _ | [8 empty] | #DIV/0! | 0 | 0
___ | __ | __ | _ | [8 empty] | #DIV/0! | 0 | 0
___ | __ | __ | _ | [8 empty] | #DIV/0! | 0 | 0
___ | __ | __ | _ | [8 empty] | #DIV/0! | 0 | 0
___ | __ | __ | _ | [8 empty] | #DIV/0! | 0 | 0
___ | __ | __ | _ | [8 empty] | #DIV/0! | 0 | 0
___ | __ | __ | _ | [8 empty] | #DIV/0! | 0 | 0
___ | __ | __ | _ | [8 empty] | #DIV/0! | 0 | 0
___ | __ | __ | _ | [8 empty] | #DIV/0! | 0 | 0
___ | __ | __ | _ | [8 empty] | #DIV/0! | 0 | 0
___ | __ | __ | _ | [8 empty] | #DIV/0! | 0 | 0
___ | __ | __ | _ | [8 empty] | #DIV/0! | 0 | 0
___ | __ | __ | _ | [8 empty] | #DIV/0! | 0 | 0
___ | __ | __ | _ | [8 empty] | #DIV/0! | 0 | 0
___ | __ | __ | _ | [8 empty] | #DIV/0! | 0 | 0
___ | __ | __ | _ | [8 empty] | #DIV/0! | 0 | 0
___ | __ | __ | _ | [8 empty] | #DIV/0! | 0 | 0
___ | __ | __ | _ | [8 empty] | #DIV/0! | 0 | 0
___ | __ | __ | _ | [8 empty] | #DIV/0! | 0 | 0
___ | __ | __ | _ | [8 empty] | #DIV/0! | 0 | 0
___ | __ | __ | _ | [8 empty] | #DIV/0! | 0 | 0
___ | __ | __ | _ | [8 empty] | #DIV/0! | 0 | 0
___ | __ | __ | _ | [8 empty] | #DIV/0! | 0 | 0
___ | __ | __ | _ | [8 empty] | #DIV/0! | 0 | 0
___ | __ | __ | _ | [8 empty] | #DIV/0! | 0 | 0
___ | __ | __ | _ | [8 empty] | #DIV/0! | 0 | 0
___ | __ | __ | _ | [8 empty] | #DIV/0! | 0 | 0
___ | __ | __ | _ | [8 empty] | #DIV/0! | 0 | 0
___ | __ | __ | _ | [8 empty] | #DIV/0! | 0 | 0
___ | __ | __ | _ | [8 empty] | #DIV/0! | 0 | 0
___ | __ | __ | _ | [8 empty] | #DIV/0! | 0 | 0
___ | __ | __ | _ | [8 empty] | #DIV/0! | 0 | 0
___ | __ | __ | _ | [8 empty] | #DIV/0! | 0 | 0
___ | __ | __ | _ | [8 empty] | #DIV/0! | 0 | 0
___ | __ | __ | _ | [8 empty] | #DIV/0! | 0 | 0
___ | __ | __ | _ | [8 empty] | #DIV/0! | 0 | 0
___ | __ | __ | _ | [8 empty] | #DIV/0! | 0 | 0
___ | __ | __ | _ | [8 empty] | #DIV/0! | 0 | 0
___ | __ | __ | _ | [8 empty] | #DIV/0! | 0 | 0
___ | __ | __ | _ | [8 empty] | #DIV/0! | 0 | 0
___ | __ | __ | _ | [8 empty] | #DIV/0! | 0 | 0
___ | __ | __ | _ | [8 empty] | #DIV/0! | 0 | 0
___ | __ | __ | _ | [8 empty] | #DIV/0! | 0 | 0
___ | __ | __ | _ | [8 empty] | #DIV/0! | 0 | 0
___ | __ | __ | _ | [8 empty] | #DIV/0! | 0 | 0
___ | __ | __ | _ | [8 empty] | #DIV/0! | 0 | 0
___ | __ | __ | _ | [8 empty] | #DIV/0! | 0 | 0
___ | __ | __ | _ | [8 empty] | #DIV/0! | 0 | 0
___ | __ | __ | _ | [8 empty] | #DIV/0! | 0 | 0
___ | __ | __ | _ | [8 empty] | #DIV/0! | 0 | 0
___ | __ | __ | _ | [8 empty] | #DIV/0! | 0 | 0
___ | __ | __ | _ | [8 empty] | #DIV/0! | 0 | 0
___ | __ | __ | _ | [8 empty] | #DIV/0! | 0 | 0
___ | __ | __ | _ | [8 empty] | #DIV/0! | 0 | 0
___ | __ | __ | _ | [8 empty] | #DIV/0! | 0 | 0
___ | __ | __ | _ | [8 empty] | #DIV/0! | 0 | 0
___ | __ | __ | _ | [8 empty] | #DIV/0! | 0 | 0
___ | __ | __ | _ | [8 empty] | #DIV/0! | 0 | 0
___ | __ | __ | _ | [8 empty] | #DIV/0! | 0 | 0
___ | __ | __ | _ | [8 empty] | #DIV/0! | 0 | 0
___ | __ | __ | _ | [8 empty] | #DIV/0! | 0 | 0
___ | __ | __ | _ | [8 empty] | #DIV/0! | 0 | 0
___ | __ | __ | _ | [8 empty] | #DIV/0! | 0 | 0
___ | __ | __ | _ | [8 empty] | #DIV/0! | 0 | 0
___ | __ | __ | _ | [8 empty] | #DIV/0! | 0 | 0
___ | __ | __ | _ | [8 empty] | #DIV/0! | 0 | 0
___ | __ | __ | _ | [8 empty] | #DIV/0! | 0 | 0
___ | __ | __ | _ | [8 empty] | #DIV/0! | 0 | 0
___ | __ | __ | _ | [8 empty] | #DIV/0! | 0 | 0
___ | __ | __ | _ | [8 empty] | #DIV/0! | 0 | 0
___ | __ | __ | _ | [8 empty] | #DIV/0! | 0 | 0
___ | __ | __ | _ | [8 empty] | #DIV/0! | 0 | 0
___ | __ | __ | _ | [8 empty] | #DIV/0! | 0 | 0
___ | __ | __ | _ | [8 empty] | #DIV/0! | 0 | 0
___ | __ | __ | _ | [8 empty] | #DIV/0! | 0 | 0
___ | __ | __ | _ | [8 empty] | #DIV/0! | 0 | 0
___ | __ | __ | _ | [8 empty] | #DIV/0! | 0 | 0
___ | __ | __ | _ | [8 empty] | #DIV/0! | 0 | 0
___ | __ | __ | _ | [8 empty] | #DIV/0! | 0 | 0
___ | __ | __ | _ | [8 empty] | #DIV/0! | 0 | 0
___ | __ | __ | _ | [8 empty] | #DIV/0! | 0 | 0
___ | __ | __ | _ | [8 empty] | #DIV/0! | 0 | 0
___ | __ | __ | _ | [8 empty] | #DIV/0! | 0 | 0
___ | __ | __ | _ | [8 empty] | #DIV/0! | 0 | 0
___ | __ | __ | _ | [8 empty] | #DIV/0! | 0 | 0
___ | __ | __ | _ | [8 empty] | #DIV/0! | 0 | 0
___ | __ | __ | _ | [8 empty] | #DIV/0! | 0 | 0
___ | __ | __ | _ | [8 empty] | #DIV/0! | 0 | 0
___ | __ | __ | _ | [8 empty] | #DIV/0! | 0 | 0
___ | __ | __ | _ | [8 empty] | #DIV/0! | 0 | 0
___ | __ | __ | _ | [8 empty] | #DIV/0! | 0 | 0
___ | __ | __ | _ | [8 empty] | #DIV/0! | 0 | 0
___ | __ | __ | _ | [8 empty] | #DIV/0! | 0 | 0
___ | __ | __ | _ | [8 empty] | #DIV/0! | 0 | 0
___ | __ | __ | _ | [8 empty] | #DIV/0! | 0 | 0
___ | __ | __ | _ | [8 empty] | #DIV/0! | 0 | 0
___ | __ | __ | _ | [8 empty] | #DIV/0! | 0 | 0
___ | __ | __ | _ | [8 empty] | #DIV/0! | 0 | 0
___ | __ | __ | _ | [8 empty] | #DIV/0! | 0 | 0
___ | __ | __ | _ | [8 empty] | #DIV/0! | 0 | 0
___ | __ | __ | _ | [8 empty] | #DIV/0! | 0 | 0
___ | __ | __ | _ | [8 empty] | #DIV/0! | 0 | 0
___ | __ | __ | _ | [8 empty] | #DIV/0! | 0 | 0
___ | __ | __ | _ | [8 empty] | #DIV/0! | 0 | 0
___ | __ | __ | _ | [8 empty] | #DIV/0! | 0 | 0
___ | __ | __ | _ | [8 empty] | #DIV/0! | 0 | 0
___ | __ | __ | _ | [8 empty] | #DIV/0! | 0 | 0
___ | __ | __ | _ | [8 empty] | #DIV/0! | 0 | 0
___ | __ | __ | _ | [8 empty] | #DIV/0! | 0 | 0
___ | __ | __ | _ | [8 empty] | #DIV/0! | 0 | 0
___ | __ | __ | _ | [8 empty] | #DIV/0! | 0 | 0
___ | __ | __ | _ | [8 empty] | #DIV/0! | 0 | 0
___ | __ | __ | _ | [8 empty] | #DIV/0! | 0 | 0
___ | __ | __ | _ | [8 empty] | #DIV/0! | 0 | 0
___ | __ | __ | _ | [8 empty] | #DIV/0! | 0 | 0
___ | __ | __ | _ | [8 empty] | #DIV/0! | 0 | 0
___ | __ | __ | _ | [8 empty] | #DIV/0! | 0 | 0
___ | __ | __ | _ | [8 empty] | #DIV/0! | 0 | 0
___ | __ | __ | _ | [8 empty] | #DIV/0! | 0 | 0
___ | __ | __ | _ | [8 empty] | #DIV/0! | 0 | 0
___ | __ | __ | _ | [8 empty] | #DIV/0! | 0 | 0
___ | __ | __ | _ | [8 empty] | #DIV/0! | 0 | 0
___ | __ | __ | _ | [8 empty] | #DIV/0! | 0 | 0
___ | __ | __ | _ | [8 empty] | #DIV/0! | 0 | 0
___ | __ | __ | _ | [8 empty] | #DIV/0! | 0 | 0
___ | __ | __ | _ | [8 empty] | #DIV/0! | 0 | 0
___ | __ | __ | _ | [8 empty] | #DIV/0! | 0 | 0
___ | __ | __ | _ | [8 empty] | #DIV/0! | 0 | 0
___ | __ | __ | _ | [8 empty] | #DIV/0! | 0 | 0
___ | __ | __ | _ | [8 empty] | #DIV/0! | 0 | 0
___ | __ | __ | _ | [8 empty] | #DIV/0! | 0 | 0
___ | __ | __ | _ | [8 empty] | #DIV/0! | 0 | 0
___ | __ | __ | _ | [8 empty] | #DIV/0! | 0 | 0
___ | __ | __ | _ | [8 empty] | #DIV/0! | 0 | 0
___ | __ | __ | _ | [8 empty] | #DIV/0! | 0 | 0
___ | __ | __ | _ | [8 empty] | #DIV/0! | 0 | 0
___ | __ | __ | _ | [8 empty] | #DIV/0! | 0 | 0
___ | __ | __ | _ | [8 empty] | #DIV/0! | 0 | 0
___ | __ | __ | _ | [8 empty] | #DIV/0! | 0 | 0
___ | __ | __ | _ | [8 empty] | #DIV/0! | 0 | 0
___ | __ | __ | _ | [8 empty] | #DIV/0! | 0 | 0
___ | __ | __ | _ | [8 empty] | #DIV/0! | 0 | 0
___ | __ | __ | _ | [8 empty] | #DIV/0! | 0 | 0
___ | __ | __ | _ | [8 empty] | #DIV/0! | 0 | 0
___ | __ | __ | _ | [8 empty] | #DIV/0! | 0 | 0
___ | __ | __ | _ | [8 empty] | #DIV/0! | 0 | 0
___ | __ | __ | _ | [8 empty] | #DIV/0! | 0 | 0
___ | __ | __ | _ | [8 empty] | #DIV/0! | 0 | 0
___ | __ | __ | _ | [8 empty] | #DIV/0! | 0 | 0
___ | __ | __ | _ | [8 empty] | #DIV/0! | 0 | 0
___ | __ | __ | _ | [8 empty] | #DIV/0! | 0 | 0
___ | __ | __ | _ | [8 empty] | #DIV/0! | 0 | 0
___ | __ | __ | _ | [8 empty] | #DIV/0! | 0 | 0
___ | __ | __ | _ | [8 empty] | #DIV/0! | 0 | 0
___ | __ | __ | _ | [8 empty] | #DIV/0! | 0 | 0
___ | __ | __ | _ | [8 empty] | #DIV/0! | 0 | 0
___ | __ | __ | _ | [8 empty] | #DIV/0! | 0 | 0
___ | __ | __ | _ | [8 empty] | #DIV/0! | 0 | 0
___ | __ | __ | _ | [8 empty] | #DIV/0! | 0 | 0
___ | __ | __ | _ | [8 empty] | #DIV/0! | 0 | 0
___ | __ | __ | _ | [8 empty] | #DIV/0! | 0 | 0
___ | __ | __ | _ | [8 empty] | #DIV/0! | 0 | 0
___ | __ | __ | _ | [8 empty] | #DIV/0! | 0 | 0
___ | __ | __ | _ | [8 empty] | #DIV/0! | 0 | 0
___ | __ | __ | _ | [8 empty] | #DIV/0! | 0 | 0
___ | __ | __ | _ | [8 empty] | #DIV/0! | 0 | 0
___ | __ | __ | _ | [8 empty] | #DIV/0! | 0 | 0
___ | __ | __ | _ | [8 empty] | #DIV/0! | 0 | 0
___ | __ | __ | _ | [8 empty] | #DIV/0! | 0 | 0
___ | __ | __ | _ | [8 empty] | #DIV/0! | 0 | 0
___ | __ | __ | _ | [8 empty] | #DIV/0! | 0 | 0
___ | __ | __ | _ | [8 empty] | #DIV/0! | 0 | 0
___ | __ | __ | _ | [8 empty] | #DIV/0! | 0 | 0
___ | __ | __ | _ | [8 empty] | #DIV/0! | 0 | 0
___ | __ | __ | _ | [8 empty] | #DIV/0! | 0 | 0
___ | __ | __ | _ | [8 empty] | #DIV/0! | 0 | 0
___ | __ | __ | _ | [8 empty] | #DIV/0! | 0 | 0
___ | __ | __ | _ | [8 empty] | #DIV/0! | 0 | 0
___ | __ | __ | _ | [8 empty] | #DIV/0! | 0 | 0
___ | __ | __ | _ | [8 empty] | #DIV/0! | 0 | 0
___ | __ | __ | _ | [8 empty] | #DIV/0! | 0 | 0
___ | __ | __ | _ | [8 empty] | #DIV/0! | 0 | 0
___ | __ | __ | _ | [8 empty] | #DIV/0! | 0 | 0
___ | __ | __ | _ | [8 empty] | #DIV/0! | 0 | 0
___ | __ | __ | _ | [8 empty] | #DIV/0! | 0 | 0
___ | __ | __ | _ | [8 empty] | #DIV/0! | 0 | 0
___ | __ | __ | _ | [8 empty] | #DIV/0! | 0 | 0
___ | __ | __ | _ | [8 empty] | #DIV/0! | 0 | 0
___ | __ | __ | _ | [8 empty] | #DIV/0! | 0 | 0
___ | __ | __ | _ | [8 empty] | #DIV/0! | 0 | 0
___ | __ | __ | _ | [8 empty] | #DIV/0! | 0 | 0
___ | __ | __ | _ | [8 empty] | #DIV/0! | 0 | 0
___ | __ | __ | _ | [8 empty] | #DIV/0! | 0 | 0
___ | __ | __ | _ | [8 empty] | #DIV/0! | 0 | 0
___ | __ | __ | _ | [8 empty] | #DIV/0! | 0 | 0
___ | __ | __ | _ | [8 empty] | #DIV/0! | 0 | 0
___ | __ | __ | _ | [8 empty] | #DIV/0! | 0 | 0
___ | __ | __ | _ | [8 empty] | #DIV/0! | 0 | 0
___ | __ | __ | _ | [8 empty] | #DIV/0! | 0 | 0
___ | __ | __ | _ | [8 empty] | #DIV/0! | 0 | 0
___ | __ | __ | _ | [8 empty] | #DIV/0! | 0 | 0
___ | __ | __ | _ | [8 empty] | #DIV/0! | 0 | 0
___ | __ | __ | _ | [8 empty] | #DIV/0! | 0 | 0
___ | __ | __ | _ | [8 empty] | #DIV/0! | 0 | 0
___ | __ | __ | _ | [8 empty] | #DIV/0! | 0 | 0
___ | __ | __ | _ | [8 empty] | #DIV/0! | 0 | 0
___ | __ | __ | _ | [8 empty] | #DIV/0! | 0 | 0
___ | __ | __ | _ | [8 empty] | #DIV/0! | 0 | 0
___ | __ | __ | _ | [8 empty] | #DIV/0! | 0 | 0
___ | __ | __ | _ | [8 empty] | #DIV/0! | 0 | 0
___ | __ | __ | _ | [8 empty] | #DIV/0! | 0 | 0
___ | __ | __ | _ | [8 empty] | #DIV/0! | 0 | 0
___ | __ | __ | _ | [8 empty] | #DIV/0! | 0 | 0
___ | __ | __ | _ | [8 empty] | #DIV/0! | 0 | 0
___ | __ | __ | _ | [8 empty] | #DIV/0! | 0 | 0
___ | __ | __ | _ | [8 empty] | #DIV/0! | 0 | 0
___ | __ | __ | _ | [8 empty] | #DIV/0! | 0 | 0
___ | __ | __ | _ | [8 empty] | #DIV/0! | 0 | 0
___ | __ | __ | _ | [8 empty] | #DIV/0! | 0 | 0
___ | __ | __ | _ | [8 empty] | #DIV/0! | 0 | 0
___ | __ | __ | _ | [8 empty] | #DIV/0! | 0 | 0
___ | __ | __ | _ | [8 empty] | #DIV/0! | 0 | 0
___ | __ | __ | _ | [8 empty] | #DIV/0! | 0 | 0
___ | __ | __ | _ | [8 empty] | #DIV/0! | 0 | 0
___ | __ | __ | _ | [8 empty] | #DIV/0! | 0 | 0
___ | __ | __ | _ | [8 empty] | #DIV/0! | 0 | 0
___ | __ | __ | _ | [8 empty] | #DIV/0! | 0 | 0
___ | __ | __ | _ | [8 empty] | #DIV/0! | 0 | 0
___ | __ | __ | _ | [8 empty] | #DIV/0! | 0 | 0
___ | __ | __ | _ | [8 empty] | #DIV/0! | 0 | 0
___ | __ | __ | _ | [8 empty] | #DIV/0! | 0 | 0
___ | __ | __ | _ | [8 empty] | #DIV/0! | 0 | 0
___ | __ | __ | _ | [8 empty] | #DIV/0! | 0 | 0
___ | __ | __ | _ | [8 empty] | #DIV/0! | 0 | 0
___ | __ | __ | _ | [8 empty] | #DIV/0! | 0 | 0
___ | __ | __ | _ | [8 empty] | #DIV/0! | 0 | 0
___ | __ | __ | _ | [8 empty] | #DIV/0! | 0 | 0
___ | __ | __ | _ | [8 empty] | #DIV/0! | 0 | 0
___ | __ | __ | _ | [8 empty] | #DIV/0! | 0 | 0
___ | __ | __ | _ | [8 empty] | #DIV/0! | 0 | 0
___ | __ | __ | _ | [8 empty] | #DIV/0! | 0 | 0
___ | __ | __ | _ | [8 empty] | #DIV/0! | 0 | 0
___ | __ | __ | _ | [8 empty] | #DIV/0! | 0 | 0
___ | __ | __ | _ | [8 empty] | #DIV/0! | 0 | 0
___ | __ | __ | _ | [8 empty] | #DIV/0! | 0 | 0
___ | __ | __ | _ | [8 empty] | #DIV/0! | 0 | 0
___ | __ | __ | _ | [8 empty] | #DIV/0! | 0 | 0
___ | __ | __ | _ | [8 empty] | #DIV/0! | 0 | 0
___ | __ | __ | _ | [8 empty] | #DIV/0! | 0 | 0
___ | __ | __ | _ | [8 empty] | #DIV/0! | 0 | 0
___ | __ | __ | _ | [8 empty] | #DIV/0! | 0 | 0
___ | __ | __ | _ | [8 empty] | #DIV/0! | 0 | 0
___ | __ | __ | _ | [8 empty] | #DIV/0! | 0 | 0
___ | __ | __ | _ | [8 empty] | #DIV/0! | 0 | 0
___ | __ | __ | _ | [8 empty] | #DIV/0! | 0 | 0
___ | __ | __ | _ | [8 empty] | #DIV/0! | 0 | 0
___ | __ | __ | _ | [8 empty] | #DIV/0! | 0 | 0
___ | __ | __ | _ | [8 empty] | #DIV/0! | 0 | 0
___ | __ | __ | _ | [8 empty] | #DIV/0! | 0 | 0
___ | __ | __ | _ | [8 empty] | #DIV/0! | 0 | 0
___ | __ | __ | _ | [8 empty] | #DIV/0! | 0 | 0
___ | __ | __ | _ | [8 empty] | #DIV/0! | 0 | 0
___ | __ | __ | _ | [8 empty] | #DIV/0! | 0 | 0
___ | __ | __ | _ | [8 empty] | #DIV/0! | 0 | 0
___ | __ | __ | _ | [8 empty] | #DIV/0! | 0 | 0
___ | __ | __ | _ | [8 empty] | #DIV/0! | 0 | 0
___ | __ | __ | _ | [8 empty] | #DIV/0! | 0 | 0
___ | __ | __ | _ | [8 empty] | #DIV/0! | 0 | 0
___ | __ | __ | _ | [8 empty] | #DIV/0! | 0 | 0
___ | __ | __ | _ | [8 empty] | #DIV/0! | 0 | 0
___ | __ | __ | _ | [8 empty] | #DIV/0! | 0 | 0
___ | __ | __ | _ | [8 empty] | #DIV/0! | 0 | 0
___ | __ | __ | _ | [8 empty] | #DIV/0! | 0 | 0
___ | __ | __ | _ | [8 empty] | #DIV/0! | 0 | 0
___ | __ | __ | _ | [8 empty] | #DIV/0! | 0 | 0
___ | __ | __ | _ | [8 empty] | #DIV/0! | 0 | 0
___ | __ | __ | _ | [8 empty] | #DIV/0! | 0 | 0
___ | __ | __ | _ | [8 empty] | #DIV/0! | 0 | 0
___ | __ | __ | _ | [8 empty] | #DIV/0! | 0 | 0
___ | __ | __ | _ | [8 empty] | #DIV/0! | 0 | 0
___ | __ | __ | _ | [8 empty] | #DIV/0! | 0 | 0
___ | __ | __ | _ | [8 empty] | #DIV/0! | 0 | 0
___ | __ | __ | _ | [8 empty] | #DIV/0! | 0 | 0
___ | __ | __ | _ | [8 empty] | #DIV/0! | 0 | 0
___ | __ | __ | _ | [8 empty] | #DIV/0! | 0 | 0
___ | __ | __ | _ | [8 empty] | #DIV/0! | 0 | 0
___ | __ | __ | _ | [8 empty] | #DIV/0! | 0 | 0
___ | __ | __ | _ | [8 empty] | #DIV/0! | 0 | 0
___ | __ | __ | _ | [8 empty] | #DIV/0! | 0 | 0
___ | __ | __ | _ | [8 empty] | #DIV/0! | 0 | 0
___ | __ | __ | _ | [8 empty] | #DIV/0! | 0 | 0
___ | __ | __ | _ | [8 empty] | #DIV/0! | 0 | 0
___ | __ | __ | _ | [8 empty] | #DIV/0! | 0 | 0
___ | __ | __ | _ | [8 empty] | #DIV/0! | 0 | 0
___ | __ | __ | _ | [8 empty] | #DIV/0! | 0 | 0
___ | __ | __ | _ | [8 empty] | #DIV/0! | 0 | 0
___ | __ | __ | _ | [8 empty] | #DIV/0! | 0 | 0
___ | __ | __ | _ | [8 empty] | #DIV/0! | 0 | 0
___ | __ | __ | _ | [8 empty] | #DIV/0! | 0 | 0
___ | __ | __ | _ | [8 empty] | #DIV/0! | 0 | 0
___ | __ | __ | _ | [8 empty] | #DIV/0! | 0 | 0
___ | __ | __ | _ | [8 empty] | #DIV/0! | 0 | 0
___ | __ | __ | _ | [8 empty] | #DIV/0! | 0 | 0
___ | __ | __ | _ | [8 empty] | #DIV/0! | 0 | 0
___ | __ | __ | _ | [8 empty] | #DIV/0! | 0 | 0
___ | __ | __ | _ | [8 empty] | #DIV/0! | 0 | 0
___ | __ | __ | _ | [8 empty] | #DIV/0! | 0 | 0
___ | __ | __ | _ | [8 empty] | #DIV/0! | 0 | 0
___ | __ | __ | _ | [8 empty] | #DIV/0! | 0 | 0
___ | __ | __ | _ | [8 empty] | #DIV/0! | 0 | 0
___ | __ | __ | _ | [8 empty] | #DIV/0! | 0 | 0
___ | __ | __ | _ | [8 empty] | #DIV/0! | 0 | 0
___ | __ | __ | _ | [8 empty] | #DIV/0! | 0 | 0
___ | __ | __ | _ | [8 empty] | #DIV/0! | 0 | 0
___ | __ | __ | _ | [8 empty] | #DIV/0! | 0 | 0
___ | __ | __ | _ | [8 empty] | #DIV/0! | 0 | 0
___ | __ | __ | _ | [8 empty] | #DIV/0! | 0 | 0
___ | __ | __ | _ | [8 empty] | #DIV/0! | 0 | 0
___ | __ | __ | _ | [8 empty] | #DIV/0! | 0 | 0
___ | __ | __ | _ | [8 empty] | #DIV/0! | 0 | 0
___ | __ | __ | _ | [8 empty] | #DIV/0! | 0 | 0
___ | __ | __ | _ | [8 empty] | #DIV/0! | 0 | 0
___ | __ | __ | _ | [8 empty] | #DIV/0! | 0 | 0
___ | __ | __ | _ | [8 empty] | #DIV/0! | 0 | 0
___ | __ | __ | _ | [8 empty] | #DIV/0! | 0 | 0
___ | __ | __ | _ | [8 empty] | #DIV/0! | 0 | 0
___ | __ | __ | _ | [8 empty] | #DIV/0! | 0 | 0
___ | __ | __ | _ | [8 empty] | #DIV/0! | 0 | 0
___ | __ | __ | _ | [8 empty] | #DIV/0! | 0 | 0
___ | __ | __ | _ | [8 empty] | #DIV/0! | 0 | 0
___ | __ | __ | _ | [8 empty] | #DIV/0! | 0 | 0
___ | __ | __ | _ | [8 empty] | #DIV/0! | 0 | 0
___ | __ | __ | _ | [8 empty] | #DIV/0! | 0 | 0
___ | __ | __ | _ | [8 empty] | #DIV/0! | 0 | 0
___ | __ | __ | _ | [8 empty] | #DIV/0! | 0 | 0
___ | __ | __ | _ | [8 empty] | #DIV/0! | 0 | 0
___ | __ | __ | _ | [8 empty] | #DIV/0! | 0 | 0
___ | __ | __ | _ | [8 empty] | #DIV/0! | 0 | 0
___ | __ | __ | _ | [8 empty] | #DIV/0! | 0 | 0
___ | __ | __ | _ | [8 empty] | #DIV/0! | 0 | 0
___ | __ | __ | _ | [8 empty] | #DIV/0! | 0 | 0
___ | __ | __ | _ | [8 empty] | #DIV/0! | 0 | 0
___ | __ | __ | _ | [8 empty] | #DIV/0! | 0 | 0
___ | __ | __ | _ | [8 empty] | #DIV/0! | 0 | 0
___ | __ | __ | _ | [8 empty] | #DIV/0! | 0 | 0
___ | __ | __ | _ | [8 empty] | #DIV/0! | 0 | 0
___ | __ | __ | _ | [8 empty] | #DIV/0! | 0 | 0
___ | __ | __ | _ | [8 empty] | #DIV/0! | 0 | 0
___ | __ | __ | _ | [8 empty] | #DIV/0! | 0 | 0
___ | __ | __ | _ | [8 empty] | #DIV/0! | 0 | 0
___ | __ | __ | _ | [8 empty] | #DIV/0! | 0 | 0
___ | __ | __ | _ | [8 empty] | #DIV/0! | 0 | 0
___ | __ | __ | _ | [8 empty] | #DIV/0! | 0 | 0
___ | __ | __ | _ | [8 empty] | #DIV/0! | 0 | 0
___ | __ | __ | _ | [8 empty] | #DIV/0! | 0 | 0
___ | __ | __ | _ | [8 empty] | #DIV/0! | 0 | 0
___ | __ | __ | _ | [8 empty] | #DIV/0! | 0 | 0
___ | __ | __ | _ | [8 empty] | #DIV/0! | 0 | 0
___ | __ | __ | _ | [8 empty] | #DIV/0! | 0 | 0
___ | __ | __ | _ | [8 empty] | #DIV/0! | 0 | 0
___ | __ | __ | _ | [8 empty] | #DIV/0! | 0 | 0
___ | __ | __ | _ | [8 empty] | #DIV/0! | 0 | 0
___ | __ | __ | _ | [8 empty] | #DIV/0! | 0 | 0
___ | __ | __ | _ | [8 empty] | #DIV/0! | 0 | 0
___ | __ | __ | _ | [8 empty] | #DIV/0! | 0 | 0
___ | __ | __ | _ | [8 empty] | #DIV/0! | 0 | 0
___ | __ | __ | _ | [8 empty] | #DIV/0! | 0 | 0
___ | __ | __ | _ | [8 empty] | #DIV/0! | 0 | 0
___ | __ | __ | _ | [8 empty] | #DIV/0! | 0 | 0
___ | __ | __ | _ | [8 empty] | #DIV/0! | 0 | 0
___ | __ | __ | _ | [8 empty] | #DIV/0! | 0 | 0
___ | __ | __ | _ | [8 empty] | #DIV/0! | 0 | 0
___ | __ | __ | _ | [8 empty] | #DIV/0! | 0 | 0
___ | __ | __ | _ | [8 empty] | #DIV/0! | 0 | 0
___ | __ | __ | _ | [8 empty] | #DIV/0! | 0 | 0
___ | __ | __ | _ | [8 empty] | #DIV/0! | 0 | 0
___ | __ | __ | _ | [8 empty] | #DIV/0! | 0 | 0
___ | __ | __ | _ | [8 empty] | #DIV/0! | 0 | 0
___ | __ | __ | _ | [8 empty] | #DIV/0! | 0 | 0
___ | __ | __ | _ | [8 empty] | #DIV/0! | 0 | 0
___ | __ | __ | _ | [8 empty] | #DIV/0! | 0 | 0
___ | __ | __ | _ | [8 empty] | #DIV/0! | 0 | 0
___ | __ | __ | _ | [8 empty] | #DIV/0! | 0 | 0
___ | __ | __ | _ | [8 empty] | #DIV/0! | 0 | 0
___ | __ | __ | _ | [8 empty] | #DIV/0! | 0 | 0
___ | __ | __ | _ | [8 empty] | #DIV/0! | 0 | 0
___ | __ | __ | _ | [8 empty] | #DIV/0! | 0 | 0
___ | __ | __ | _ | [8 empty] | #DIV/0! | 0 | 0
___ | __ | __ | _ | [8 empty] | #DIV/0! | 0 | 0
___ | __ | __ | _ | [8 empty] | #DIV/0! | 0 | 0
___ | __ | __ | _ | [8 empty] | #DIV/0! | 0 | 0
___ | __ | __ | _ | [8 empty] | #DIV/0! | 0 | 0
___ | __ | __ | _ | [8 empty] | #DIV/0! | 0 | 0
___ | __ | __ | _ | [8 empty] | #DIV/0! | 0 | 0
___ | __ | __ | _ | [8 empty] | #DIV/0! | 0 | 0
___ | __ | __ | _ | [8 empty] | #DIV/0! | 0 | 0
___ | __ | __ | _ | [8 empty] | #DIV/0! | 0 | 0
___ | __ | __ | _ | [8 empty] | #DIV/0! | 0 | 0
___ | __ | __ | _ | [8 empty] | #DIV/0! | 0 | 0
___ | __ | __ | _ | [8 empty] | #DIV/0! | 0 | 0
___ | __ | __ | _ | [8 empty] | #DIV/0! | 0 | 0
___ | __ | __ | _ | [8 empty] | #DIV/0! | 0 | 0
___ | __ | __ | _ | [8 empty] | #DIV/0! | 0 | 0
___ | __ | __ | _ | [8 empty] | #DIV/0! | 0 | 0
___ | __ | __ | _ | [8 empty] | #DIV/0! | 0 | 0
___ | __ | __ | _ | [8 empty] | #DIV/0! | 0 | 0
___ | __ | __ | _ | [8 empty] | #DIV/0! | 0 | 0
___ | __ | __ | _ | [8 empty] | #DIV/0! | 0 | 0
___ | __ | __ | _ | [8 empty] | #DIV/0! | 0 | 0
___ | __ | __ | _ | [8 empty] | #DIV/0! | 0 | 0
___ | __ | __ | _ | [8 empty] | #DIV/0! | 0 | 0
___ | __ | __ | _ | [8 empty] | #DIV/0! | 0 | 0
___ | __ | __ | _ | [8 empty] | #DIV/0! | 0 | 0
___ | __ | __ | _ | [8 empty] | #DIV/0! | 0 | 0
___ | __ | __ | _ | [8 empty] | #DIV/0! | 0 | 0
___ | __ | __ | _ | [8 empty] | #DIV/0! | 0 | 0
___ | __ | __ | _ | [8 empty] | #DIV/0! | 0 | 0
___ | __ | __ | _ | [8 empty] | #DIV/0! | 0 | 0
___ | __ | __ | _ | [8 empty] | #DIV/0! | 0 | 0
___ | __ | __ | _ | [8 empty] | #DIV/0! | 0 | 0
___ | __ | __ | _ | [8 empty] | #DIV/0! | 0 | 0
___ | __ | __ | _ | [8 empty] | #DIV/0! | 0 | 0
___ | __ | __ | _ | [8 empty] | #DIV/0! | 0 | 0
___ | __ | __ | _ | [8 empty] | #DIV/0! | 0 | 0
___ | __ | __ | _ | [8 empty] | #DIV/0! | 0 | 0
___ | __ | __ | _ | [8 empty] | #DIV/0! | 0 | 0
___ | __ | __ | _ | [8 empty] | #DIV/0! | 0 | 0
___ | __ | __ | _ | [8 empty] | #DIV/0! | 0 | 0
___ | __ | __ | _ | [8 empty] | #DIV/0! | 0 | 0
___ | __ | __ | _ | [8 empty] | #DIV/0! | 0 | 0
___ | __ | __ | _ | [8 empty] | #DIV/0! | 0 | 0
___ | __ | __ | _ | [8 empty] | #DIV/0! | 0 | 0
___ | __ | __ | _ | [8 empty] | #DIV/0! | 0 | 0
___ | __ | __ | _ | [8 empty] | #DIV/0! | 0 | 0
___ | __ | __ | _ | [8 empty] | #DIV/0! | 0 | 0
___ | __ | __ | _ | [8 empty] | #DIV/0! | 0 | 0
___ | __ | __ | _ | [8 empty] | #DIV/0! | 0 | 0
___ | __ | __ | _ | [8 empty] | #DIV/0! | 0 | 0
___ | __ | __ | _ | [8 empty] | #DIV/0! | 0 | 0
___ | __ | __ | _ | [8 empty] | #DIV/0! | 0 | 0
___ | __ | __ | _ | [8 empty] | #DIV/0! | 0 | 0
___ | __ | __ | _ | [8 empty] | #DIV/0! | 0 | 0
___ | __ | __ | _ | [8 empty] | #DIV/0! | 0 | 0
___ | __ | __ | _ | [8 empty] | #DIV/0! | 0 | 0
___ | __ | __ | _ | [8 empty] | #DIV/0! | 0 | 0
___ | __ | __ | _ | [8 empty] | #DIV/0! | 0 | 0
___ | __ | __ | _ | [8 empty] | #DIV/0! | 0 | 0
___ | __ | __ | _ | [8 empty] | #DIV/0! | 0 | 0
___ | __ | __ | _ | [8 empty] | #DIV/0! | 0 | 0
___ | __ | __ | _ | [8 empty] | #DIV/0! | 0 | 0
___ | __ | __ | _ | [8 empty] | #DIV/0! | 0 | 0
___ | __ | __ | _ | [8 empty] | #DIV/0! | 0 | 0
___ | __ | __ | _ | [8 empty] | #DIV/0! | 0 | 0
___ | __ | __ | _ | [8 empty] | #DIV/0! | 0 | 0
___ | __ | __ | _ | [8 empty] | #DIV/0! | 0 | 0
___ | __ | __ | _ | [8 empty] | #DIV/0! | 0 | 0
___ | __ | __ | _ | [8 empty] | #DIV/0! | 0 | 0
___ | __ | __ | _ | [8 empty] | #DIV/0! | 0 | 0
___ | __ | __ | _ | [8 empty] | #DIV/0! | 0 | 0
___ | __ | __ | _ | [8 empty] | #DIV/0! | 0 | 0
___ | __ | __ | _ | [8 empty] | #DIV/0! | 0 | 0
___ | __ | __ | _ | [8 empty] | #DIV/0! | 0 | 0
___ | __ | __ | _ | [8 empty] | #DIV/0! | 0 | 0
___ | __ | __ | _ | [8 empty] | #DIV/0! | 0 | 0
___ | __ | __ | _ | [8 empty] | #DIV/0! | 0 | 0
___ | __ | __ | _ | [8 empty] | #DIV/0! | 0 | 0
___ | __ | __ | _ | [8 empty] | #DIV/0! | 0 | 0
___ | __ | __ | _ | [8 empty] | #DIV/0! | 0 | 0
___ | __ | __ | _ | [8 empty] | #DIV/0! | 0 | 0
___ | __ | __ | _ | [8 empty] | #DIV/0! | 0 | 0
___ | __ | __ | _ | [8 empty] | #DIV/0! | 0 | 0
___ | __ | __ | _ | [8 empty] | #DIV/0! | 0 | 0
___ | __ | __ | _ | [8 empty] | #DIV/0! | 0 | 0
___ | __ | __ | _ | [8 empty] | #DIV/0! | 0 | 0
___ | __ | __ | _ | [8 empty] | #DIV/0! | 0 | 0
___ | __ | __ | _ | [8 empty] | #DIV/0! | 0 | 0
___ | __ | __ | _ | [8 empty] | #DIV/0! | 0 | 0
___ | __ | __ | _ | [8 empty] | #DIV/0! | 0 | 0
___ | __ | __ | _ | [8 empty] | #DIV/0! | 0 | 0
___ | __ | __ | _ | [8 empty] | #DIV/0! | 0 | 0
___ | __ | __ | _ | [8 empty] | #DIV/0! | 0 | 0
___ | __ | __ | _ | [8 empty] | #DIV/0! | 0 | 0
___ | __ | __ | _ | [8 empty] | #DIV/0! | 0 | 0
___ | __ | __ | _ | [8 empty] | #DIV/0! | 0 | 0
___ | __ | __ | _ | [8 empty] | #DIV/0! | 0 | 0
___ | __ | __ | _ | [8 empty] | #DIV/0! | 0 | 0
___ | __ | __ | _ | [8 empty] | #DIV/0! | 0 | 0
___ | __ | __ | _ | [8 empty] | #DIV/0! | 0 | 0
___ | __ | __ | _ | [8 empty] | #DIV/0! | 0 | 0
___ | __ | __ | _ | [8 empty] | #DIV/0! | 0 | 0
___ | __ | __ | _ | [8 empty] | #DIV/0! | 0 | 0
___ | __ | __ | _ | [8 empty] | #DIV/0! | 0 | 0
___ | __ | __ | _ | [8 empty] | #DIV/0! | 0 | 0
___ | __ | __ | _ | [8 empty] | #DIV/0! | 0 | 0
___ | __ | __ | _ | [8 empty] | #DIV/0! | 0 | 0
___ | __ | __ | _ | [8 empty] | #DIV/0! | 0 | 0
___ | __ | __ | _ | [8 empty] | #DIV/0! | 0 | 0
___ | __ | __ | _ | [8 empty] | #DIV/0! | 0 | 0
___ | __ | __ | _ | [8 empty] | #DIV/0! | 0 | 0
___ | __ | __ | _ | [8 empty] | #DIV/0! | 0 | 0
___ | __ | __ | _ | [8 empty] | #DIV/0! | 0 | 0
___ | __ | __ | _ | [8 empty] | #DIV/0! | 0 | 0
___ | __ | __ | _ | [8 empty] | #DIV/0! | 0 | 0
___ | __ | __ | _ | [8 empty] | #DIV/0! | 0 | 0
___ | __ | __ | _ | [8 empty] | #DIV/0! | 0 | 0
___ | __ | __ | _ | [8 empty] | #DIV/0! | 0 | 0
___ | __ | __ | _ | [8 empty] | #DIV/0! | 0 | 0
___ | __ | __ | _ | [8 empty] | #DIV/0! | 0 | 0
___ | __ | __ | _ | [8 empty] | #DIV/0! | 0 | 0
___ | __ | __ | _ | [8 empty] | #DIV/0! | 0 | 0
___ | __ | __ | _ | [8 empty] | #DIV/0! | 0 | 0
___ | __ | __ | _ | [8 empty] | #DIV/0! | 0 | 0
___ | __ | __ | _ | [8 empty] | #DIV/0! | 0 | 0
___ | __ | __ | _ | [8 empty] | #DIV/0! | 0 | 0
___ | __ | __ | _ | [8 empty] | #DIV/0! | 0 | 0
___ | __ | __ | _ | [8 empty] | #DIV/0! | 0 | 0
___ | __ | __ | _ | [8 empty] | #DIV/0! | 0 | 0
___ | __ | __ | _ | [8 empty] | #DIV/0! | 0 | 0
___ | __ | __ | _ | [8 empty] | #DIV/0! | 0 | 0
___ | __ | __ | _ | [8 empty] | #DIV/0! | 0 | 0
___ | __ | __ | _ | [8 empty] | #DIV/0! | 0 | 0
___ | __ | __ | _ | [8 empty] | #DIV/0! | 0 | 0
___ | __ | __ | _ | [8 empty] | #DIV/0! | 0 | 0
___ | __ | __ | _ | [8 empty] | #DIV/0! | 0 | 0
___ | __ | __ | _ | [8 empty] | #DIV/0! | 0 | 0
___ | __ | __ | _ | [8 empty] | #DIV/0! | 0 | 0
___ | __ | __ | _ | [8 empty] | #DIV/0! | 0 | 0
___ | __ | __ | _ | [8 empty] | #DIV/0! | 0 | 0
___ | __ | __ | _ | [8 empty] | #DIV/0! | 0 | 0
___ | __ | __ | _ | [8 empty] | #DIV/0! | 0 | 0
___ | __ | __ | _ | [8 empty] | #DIV/0! | 0 | 0
___ | __ | __ | _ | [8 empty] | #DIV/0! | 0 | 0
___ | __ | __ | _ | [8 empty] | #DIV/0! | 0 | 0
___ | __ | __ | _ | [8 empty] | #DIV/0! | 0 | 0
___ | __ | __ | _ | [8 empty] | #DIV/0! | 0 | 0
___ | __ | __ | _ | [8 empty] | #DIV/0! | 0 | 0
___ | __ | __ | _ | [8 empty] | #DIV/0! | 0 | 0
___ | __ | __ | _ | [8 empty] | #DIV/0! | 0 | 0
___ | __ | __ | _ | [8 empty] | #DIV/0! | 0 | 0
___ | __ | __ | _ | [8 empty] | #DIV/0! | 0 | 0
___ | __ | __ | _ | [8 empty] | #DIV/0! | 0 | 0
___ | __ | __ | _ | [8 empty] | #DIV/0! | 0 | 0
___ | __ | __ | _ | [8 empty] | #DIV/0! | 0 | 0
___ | __ | __ | _ | [8 empty] | #DIV/0! | 0 | 0
___ | __ | __ | _ | [8 empty] | #DIV/0! | 0 | 0
___ | __ | __ | _ | [8 empty] | #DIV/0! | 0 | 0
___ | __ | __ | _ | [8 empty] | #DIV/0! | 0 | 0
___ | __ | __ | _ | [8 empty] | #DIV/0! | 0 | 0
___ | __ | __ | _ | [8 empty] | #DIV/0! | 0 | 0
___ | __ | __ | _ | [8 empty] | #DIV/0! | 0 | 0
___ | __ | __ | _ | [8 empty] | #DIV/0! | 0 | 0
___ | __ | __ | _ | [8 empty] | #DIV/0! | 0 | 0
___ | __ | __ | _ | [8 empty] | #DIV/0! | 0 | 0
___ | __ | __ | _ | [8 empty] | #DIV/0! | 0 | 0
___ | __ | __ | _ | [8 empty] | #DIV/0! | 0 | 0
___ | __ | __ | _ | [8 empty] | #DIV/0! | 0 | 0
___ | __ | __ | _ | [8 empty] | #DIV/0! | 0 | 0
___ | __ | __ | _ | [8 empty] | #DIV/0! | 0 | 0
___ | __ | __ | _ | [8 empty] | #DIV/0! | 0 | 0
___ | __ | __ | _ | [8 empty] | #DIV/0! | 0 | 0
___ | __ | __ | _ | [8 empty] | #DIV/0! | 0 | 0
___ | __ | __ | _ | [8 empty] | #DIV/0! | 0 | 0
___ | __ | __ | _ | [8 empty] | #DIV/0! | 0 | 0
___ | __ | __ | _ | [8 empty] | #DIV/0! | 0 | 0
___ | __ | __ | _ | [8 empty] | #DIV/0! | 0 | 0
___ | __ | __ | _ | [8 empty] | #DIV/0! | 0 | 0
___ | __ | __ | _ | [8 empty] | #DIV/0! | 0 | 0
___ | __ | __ | _ | [8 empty] | #DIV/0! | 0 | 0
___ | __ | __ | _ | [8 empty] | #DIV/0! | 0 | 0
___ | __ | __ | _ | [8 empty] | #DIV/0! | 0 | 0
___ | __ | __ | _ | [8 empty] | #DIV/0! | 0 | 0
___ | __ | __ | _ | [8 empty] | #DIV/0! | 0 | 0
___ | __ | __ | _ | [8 empty] | #DIV/0! | 0 | 0
___ | __ | __ | _ | [8 empty] | #DIV/0! | 0 | 0
___ | __ | __ | _ | [8 empty] | #DIV/0! | 0 | 0
___ | __ | __ | _ | [8 empty] | #DIV/0! | 0 | 0
___ | __ | __ | _ | [8 empty] | #DIV/0! | 0 | 0
___ | __ | __ | _ | [8 empty] | #DIV/0! | 0 | 0
___ | __ | __ | _ | [8 empty] | #DIV/0! | 0 | 0
___ | __ | __ | _ | [8 empty] | #DIV/0! | 0 | 0
___ | __ | __ | _ | [8 empty] | #DIV/0! | 0 | 0
___ | __ | __ | _ | [8 empty] | #DIV/0! | 0 | 0
___ | __ | __ | _ | [8 empty] | #DIV/0! | 0 | 0
___ | __ | __ | _ | [8 empty] | #DIV/0! | 0 | 0
___ | __ | __ | _ | [8 empty] | #DIV/0! | 0 | 0
___ | __ | __ | _ | [8 empty] | #DIV/0! | 0 | 0
___ | __ | __ | _ | [8 empty] | #DIV/0! | 0 | 0
___ | __ | __ | _ | [8 empty] | #DIV/0! | 0 | 0
___ | __ | __ | _ | [8 empty] | #DIV/0! | 0 | 0
___ | __ | __ | _ | [8 empty] | #DIV/0! | 0 | 0
___ | __ | __ | _ | [8 empty] | #DIV/0! | 0 | 0
___ | __ | __ | _ | [8 empty] | #DIV/0! | 0 | 0
___ | __ | __ | _ | [8 empty] | #DIV/0! | 0 | 0
___ | __ | __ | _ | [8 empty] | #DIV/0! | 0 | 0
___ | __ | __ | _ | [8 empty] | #DIV/0! | 0 | 0
___ | __ | __ | _ | [8 empty] | #DIV/0! | 0 | 0
___ | __ | __ | _ | [8 empty] | #DIV/0! | 0 | 0
___ | __ | __ | _ | [8 empty] | #DIV/0! | 0 | 0
___ | __ | __ | _ | [8 empty] | #DIV/0! | 0 | 0
___ | __ | __ | _ | [8 empty] | #DIV/0! | 0 | 0
___ | __ | __ | _ | [8 empty] | #DIV/0! | 0 | 0
___ | __ | __ | _ | [8 empty] | #DIV/0! | 0 | 0
___ | __ | __ | _ | [8 empty] | #DIV/0! | 0 | 0
___ | __ | __ | _ | [8 empty] | #DIV/0! | 0 | 0
___ | __ | __ | _ | [8 empty] | #DIV/0! | 0 | 0
___ | __ | __ | _ | [8 empty] | #DIV/0! | 0 | 0
___ | __ | __ | _ | [8 empty] | #DIV/0! | 0 | 0
___ | __ | __ | _ | [8 empty] | #DIV/0! | 0 | 0
___ | __ | __ | _ | [8 empty] | #DIV/0! | 0 | 0
___ | __ | __ | _ | [8 empty] | #DIV/0! | 0 | 0
___ | __ | __ | _ | [8 empty] | #DIV/0! | 0 | 0
___ | __ | __ | _ | [8 empty] | #DIV/0! | 0 | 0
___ | __ | __ | _ | [8 empty] | #DIV/0! | 0 | 0
___ | __ | __ | _ | [8 empty] | #DIV/0! | 0 | 0
___ | __ | __ | _ | [8 empty] | #DIV/0! | 0 | 0
___ | __ | __ | _ | [8 empty] | #DIV/0! | 0 | 0
___ | __ | __ | _ | [8 empty] | #DIV/0! | 0 | 0
___ | __ | __ | _ | [8 empty] | #DIV/0! | 0 | 0
___ | __ | __ | _ | [8 empty] | #DIV/0! | 0 | 0
___ | __ | __ | _ | [8 empty] | #DIV/0! | 0 | 0
___ | __ | __ | _ | [8 empty] | #DIV/0! | 0 | 0
___ | __ | __ | _ | [8 empty] | #DIV/0! | 0 | 0
___ | __ | __ | _ | [8 empty] | #DIV/0! | 0 | 0
___ | __ | __ | _ | [8 empty] | #DIV/0! | 0 | 0
___ | __ | __ | _ | [8 empty] | #DIV/0! | 0 | 0
___ | __ | __ | _ | [8 empty] | #DIV/0! | 0 | 0
___ | __ | __ | _ | [8 empty] | #DIV/0! | 0 | 0
___ | __ | __ | _ | [8 empty] | #DIV/0! | 0 | 0
___ | __ | __ | _ | [8 empty] | #DIV/0! | 0 | 0
___ | __ | __ | _ | [8 empty] | #DIV/0! | 0 | 0
___ | __ | __ | _ | [8 empty] | #DIV/0! | 0 | 0
___ | __ | __ | _ | [8 empty] | #DIV/0! | 0 | 0
___ | __ | __ | _ | [8 empty] | #DIV/0! | 0 | 0
___ | __ | __ | _ | [8 empty] | #DIV/0! | 0 | 0
___ | __ | __ | _ | [8 empty] | #DIV/0! | 0 | 0
___ | __ | __ | _ | [8 empty] | #DIV/0! | 0 | 0
___ | __ | __ | _ | [8 empty] | #DIV/0! | 0 | 0
___ | __ | __ | _ | [8 empty] | #DIV/0! | 0 | 0
___ | __ | __ | _ | [8 empty] | #DIV/0! | 0 | 0
___ | __ | __ | _ | [8 empty] | #DIV/0! | 0 | 0
___ | __ | __ | _ | [8 empty] | #DIV/0! | 0 | 0
___ | __ | __ | _ | [8 empty] | #DIV/0! | 0 | 0
___ | __ | __ | _ | [8 empty] | #DIV/0! | 0 | 0
___ | __ | __ | _ | [8 empty] | #DIV/0! | 0 | 0
___ | __ | __ | _ | [8 empty] | #DIV/0! | 0 | 0
___ | __ | __ | _ | [8 empty] | #DIV/0! | 0 | 0
___ | __ | __ | _ | [8 empty] | #DIV/0! | 0 | 0
___ | __ | __ | _ | [8 empty] | #DIV/0! | 0 | 0
___ | __ | __ | _ | [8 empty] | #DIV/0! | 0 | 0
___ | __ | __ | _ | [8 empty] | #DIV/0! | 0 | 0
___ | __ | __ | _ | [8 empty] | #DIV/0! | 0 | 0
___ | __ | __ | _ | [8 empty] | #DIV/0! | 0 | 0
___ | __ | __ | _ | [8 empty] | #DIV/0! | 0 | 0
___ | __ | __ | _ | [8 empty] | #DIV/0! | 0 | 0
___ | __ | __ | _ | [8 empty] | #DIV/0! | 0 | 0
___ | __ | __ | _ | [8 empty] | #DIV/0! | 0 | 0
___ | __ | __ | _ | [8 empty] | #DIV/0! | 0 | 0
___ | __ | __ | _ | [8 empty] | #DIV/0! | 0 | 0
___ | __ | __ | _ | [8 empty] | #DIV/0! | 0 | 0
___ | __ | __ | _ | [8 empty] | #DIV/0! | 0 | 0
___ | __ | __ | _ | [8 empty] | #DIV/0! | 0 | 0
___ | __ | __ | _ | [8 empty] | #DIV/0! | 0 | 0
___ | __ | __ | _ | [8 empty] | #DIV/0! | 0 | 0
___ | __ | __ | _ | [8 empty] | #DIV/0! | 0 | 0
___ | __ | __ | _ | [8 empty] | #DIV/0! | 0 | 0
___ | __ | __ | _ | [8 empty] | #DIV/0! | 0 | 0
___ | __ | __ | _ | [8 empty] | #DIV/0! | 0 | 0
___ | __ | __ | _ | [8 empty] | #DIV/0! | 0 | 0
___ | __ | __ | _ | [8 empty] | #DIV/0! | 0 | 0
___ | __ | __ | _ | [8 empty] | #DIV/0! | 0 | 0
___ | __ | __ | _ | [8 empty] | #DIV/0! | 0 | 0
___ | __ | __ | _ | [8 empty] | #DIV/0! | 0 | 0
___ | __ | __ | _ | [8 empty] | #DIV/0! | 0 | 0
___ | __ | __ | _ | [8 empty] | #DIV/0! | 0 | 0
___ | __ | __ | _ | [8 empty] | #DIV/0! | 0 | 0
___ | __ | __ | _ | [8 empty] | #DIV/0! | 0 | 0
___ | __ | __ | _ | [8 empty] | #DIV/0! | 0 | 0
___ | __ | __ | _ | [8 empty] | #DIV/0! | 0 | 0
___ | __ | __ | _ | [8 empty] | #DIV/0! | 0 | 0
___ | __ | __ | _ | [8 empty] | #DIV/0! | 0 | 0
___ | __ | __ | _ | [8 empty] | #DIV/0! | 0 | 0
___ | __ | __ | _ | [8 empty] | #DIV/0! | 0 | 0
___ | __ | __ | _ | [8 empty] | #DIV/0! | 0 | 0
___ | __ | __ | _ | [8 empty] | #DIV/0! | 0 | 0
___ | __ | __ | _ | [8 empty] | #DIV/0! | 0 | 0
___ | __ | __ | _ | [8 empty] | #DIV/0! | 0 | 0
___ | __ | __ | _ | [8 empty] | #DIV/0! | 0 | 0
___ | __ | __ | _ | [8 empty] | #DIV/0! | 0 | 0
___ | __ | __ | _ | [8 empty] | #DIV/0! | 0 | 0
___ | __ | __ | _ | [8 empty] | #DIV/0! | 0 | 0
___ | __ | __ | _ | [8 empty] | #DIV/0! | 0 | 0
___ | __ | __ | _ | [8 empty] | #DIV/0! | 0 | 0
___ | __ | __ | _ | [8 empty] | #DIV/0! | 0 | 0
___ | __ | __ | _ | [8 empty] | #DIV/0! | 0 | 0
___ | __ | __ | _ | [8 empty] | #DIV/0! | 0 | 0
___ | __ | __ | _ | [8 empty] | #DIV/0! | 0 | 0
___ | __ | __ | _ | [8 empty] | #DIV/0! | 0 | 0
___ | __ | __ | _ | [8 empty] | #DIV/0! | 0 | 0
___ | __ | __ | _ | [8 empty] | #DIV/0! | 0 | 0
___ | __ | __ | _ | [8 empty] | #DIV/0! | 0 | 0
___ | __ | __ | _ | [8 empty] | #DIV/0! | 0 | 0
___ | __ | __ | _ | [8 empty] | #DIV/0! | 0 | 0
___ | __ | __ | _ | [8 empty] | #DIV/0! | 0 | 0
___ | __ | __ | _ | [8 empty] | #DIV/0! | 0 | 0
___ | __ | __ | _ | [8 empty] | #DIV/0! | 0 | 0
___ | __ | __ | _ | [8 empty] | #DIV/0! | 0 | 0
___ | __ | __ | _ | [8 empty] | #DIV/0! | 0 | 0
___ | __ | __ | _ | [8 empty] | #DIV/0! | 0 | 0
___ | __ | __ | _ | [8 empty] | #DIV/0! | 0 | 0
___ | __ | __ | _ | [8 empty] | #DIV/0! | 0 | 0
___ | __ | __ | _ | [8 empty] | #DIV/0! | 0 | 0
___ | __ | __ | _ | [8 empty] | #DIV/0! | 0 | 0
___ | __ | __ | _ | [8 empty] | #DIV/0! | 0 | 0
___ | __ | __ | _ | [8 empty] | #DIV/0! | 0 | 0
___ | __ | __ | _ | [8 empty] | #DIV/0! | 0 | 0
___ | __ | __ | _ | [8 empty] | #DIV/0! | 0 | 0
___ | __ | __ | _ | [8 empty] | #DIV/0! | 0 | 0
___ | __ | __ | _ | [8 empty] | #DIV/0! | 0 | 0
___ | __ | __ | _ | [8 empty] | #DIV/0! | 0 | 0
___ | __ | __ | _ | [8 empty] | #DIV/0! | 0 | 0
___ | __ | __ | _ | [8 empty] | #DIV/0! | 0 | 0
___ | __ | __ | _ | [8 empty] | #DIV/0! | 0 | 0
___ | __ | __ | _ | [8 empty] | #DIV/0! | 0 | 0
___ | __ | __ | _ | [8 empty] | #DIV/0! | 0 | 0
___ | __ | __ | _ | [8 empty] | #DIV/0! | 0 | 0
___ | __ | __ | _ | [8 empty] | #DIV/0! | 0 | 0
___ | __ | __ | _ | [8 empty] | #DIV/0! | 0 | 0
___ | __ | __ | _ | [8 empty] | #DIV/0! | 0 | 0
___ | __ | __ | _ | [8 empty] | #DIV/0! | 0 | 0
___ | __ | __ | _ | [8 empty] | #DIV/0! | 0 | 0
___ | __ | __ | _ | [8 empty] | #DIV/0! | 0 | 0
___ | __ | __ | _ | [8 empty] | #DIV/0! | 0 | 0
___ | __ | __ | _ | [8 empty] | #DIV/0! | 0 | 0
___ | __ | __ | _ | [8 empty] | #DIV/0! | 0 | 0
___ | __ | __ | _ | [8 empty] | #DIV/0! | 0 | 0
___ | __ | __ | _ | [8 empty] | #DIV/0! | 0 | 0
___ | __ | __ | _ | [8 empty] | #DIV/0! | 0 | 0
___ | __ | __ | _ | [8 empty] | #DIV/0! | 0 | 0
___ | __ | __ | _ | [8 empty] | #DIV/0! | 0 | 0
___ | __ | __ | _ | [8 empty] | #DIV/0! | 0 | 0
___ | __ | __ | _ | [8 empty] | #DIV/0! | 0 | 0
___ | __ | __ | _ | [8 empty] | #DIV/0! | 0 | 0
___ | __ | __ | _ | [8 empty] | #DIV/0! | 0 | 0
___ | __ | __ | _ | [8 empty] | #DIV/0! | 0 | 0
___ | __ | __ | _ | [8 empty] | #DIV/0! | 0 | 0
___ | __ | __ | _ | [8 empty] | #DIV/0! | 0 | 0
___ | __ | __ | _ | [8 empty] | #DIV/0! | 0 | 0
___ | __ | __ | _ | [8 empty] | #DIV/0! | 0 | 0
___ | __ | __ | _ | [8 empty] | #DIV/0! | 0 | 0
___ | __ | __ | _ | [8 empty] | #DIV/0! | 0 | 0
___ | __ | __ | _ | [8 empty] | #DIV/0! | 0 | 0
___ | __ | __ | _ | [8 empty] | #DIV/0! | 0 | 0
___ | __ | __ | _ | [8 empty] | #DIV/0! | 0 | 0
___ | __ | __ | _ | [8 empty] | #DIV/0! | 0 | 0
___ | __ | __ | _ | [8 empty] | #DIV/0! | 0 | 0
___ | __ | __ | _ | [8 empty] | #DIV/0! | 0 | 0
___ | __ | __ | _ | [8 empty] | #DIV/0! | 0 | 0
___ | __ | __ | _ | [8 empty] | #DIV/0! | 0 | 0
___ | __ | __ | _ | [8 empty] | #DIV/0! | 0 | 0
___ | __ | __ | _ | [8 empty] | #DIV/0! | 0 | 0
___ | __ | __ | _ | [8 empty] | #DIV/0! | 0 | 0
___ | __ | __ | _ | [8 empty] | #DIV/0! | 0 | 0
___ | __ | __ | _ | [8 empty] | #DIV/0! | 0 | 0
___ | __ | __ | _ | [8 empty] | #DIV/0! | 0 | 0
___ | __ | __ | _ | [8 empty] | #DIV/0! | 0 | 0
___ | __ | __ | _ | [8 empty] | #DIV/0! | 0 | 0
___ | __ | __ | _ | [8 empty] | #DIV/0! | 0 | 0
___ | __ | __ | _ | [8 empty] | #DIV/0! | 0 | 0
___ | __ | __ | _ | [8 empty] | #DIV/0! | 0 | 0
___ | __ | __ | _ | [8 empty] | #DIV/0! | 0 | 0
___ | __ | __ | _ | [8 empty] | #DIV/0! | 0 | 0
___ | __ | __ | _ | [8 empty] | #DIV/0! | 0 | 0
___ | __ | __ | _ | [8 empty] | #DIV/0! | 0 | 0
___ | __ | __ | _ | [8 empty] | #DIV/0! | 0 | 0
___ | __ | __ | _ | [8 empty] | #DIV/0! | 0 | 0
___ | __ | __ | _ | [8 empty] | #DIV/0! | 0 | 0
___ | __ | __ | _ | [8 empty] | #DIV/0! | 0 | 0
___ | __ | __ | _ | [8 empty] | #DIV/0! | 0 | 0
___ | __ | __ | _ | [8 empty] | #DIV/0! | 0 | 0
___ | __ | __ | _ | [8 empty] | #DIV/0! | 0 | 0
___ | __ | __ | _ | [8 empty] | #DIV/0! | 0 | 0
___ | __ | __ | _ | [8 empty] | #DIV/0! | 0 | 0
___ | __ | __ | _ | [8 empty] | #DIV/0! | 0 | 0
___ | __ | __ | _ | [8 empty] | #DIV/0! | 0 | 0
___ | __ | __ | _ | [8 empty] | #DIV/0! | 0 | 0
___ | __ | __ | _ | [8 empty] | #DIV/0! | 0 | 0
___ | __ | __ | _ | [8 empty] | #DIV/0! | 0 | 0
___ | __ | __ | _ | [8 empty] | #DIV/0! | 0 | 0
___ | __ | __ | _ | [8 empty] | #DIV/0! | 0 | 0
___ | __ | __ | _ | [8 empty] | #DIV/0! | 0 | 0
___ | __ | __ | _ | [8 empty] | #DIV/0! | 0 | 0
___ | __ | __ | _ | [8 empty] | #DIV/0! | 0 | 0
___ | __ | __ | _ | [8 empty] | #DIV/0! | 0 | 0
___ | __ | __ | _ | [8 empty] | #DIV/0! | 0 | 0
___ | __ | __ | _ | [8 empty] | #DIV/0! | 0 | 0
___ | __ | __ | _ | [8 empty] | #DIV/0! | 0 | 0
___ | __ | __ | _ | [8 empty] | #DIV/0! | 0 | 0
___ | __ | __ | _ | [8 empty] | #DIV/0! | 0 | 0
___ | __ | __ | _ | [8 empty] | #DIV/0! | 0 | 0
___ | __ | __ | _ | [8 empty] | #DIV/0! | 0 | 0
___ | __ | __ | _ | [8 empty] | #DIV/0! | 0 | 0
___ | __ | __ | _ | [8 empty] | #DIV/0! | 0 | 0
___ | __ | __ | _ | [8 empty] | #DIV/0! | 0 | 0
___ | __ | __ | _ | [8 empty] | #DIV/0! | 0 | 0
___ | __ | __ | _ | [8 empty] | #DIV/0! | 0 | 0
___ | __ | __ | _ | [8 empty] | #DIV/0! | 0 | 0
___ | __ | __ | _ | [8 empty] | #DIV/0! | 0 | 0
___ | __ | __ | _ | [8 empty] | #DIV/0! | 0 | 0
___ | __ | __ | _ | [8 empty] | #DIV/0! | 0 | 0
___ | __ | __ | _ | [8 empty] | #DIV/0! | 0 | 0
___ | __ | __ | _ | [8 empty] | #DIV/0! | 0 | 0
___ | __ | __ | _ | [8 empty] | #DIV/0! | 0 | 0
___ | __ | __ | _ | [8 empty] | #DIV/0! | 0 | 0
___ | __ | __ | _ | [8 empty] | #DIV/0! | 0 | 0
___ | __ | __ | _ | [8 empty] | #DIV/0! | 0 | 0
___ | __ | __ | _ | [8 empty] | #DIV/0! | 0 | 0
___ | __ | __ | _ | [8 empty] | #DIV/0! | 0 | 0
___ | __ | __ | _ | [8 empty] | #DIV/0! | 0 | 0
___ | __ | __ | _ | [8 empty] | #DIV/0! | 0 | 0
___ | __ | __ | _ | [8 empty] | #DIV/0! | 0 | 0
___ | __ | __ | _ | [8 empty] | #DIV/0! | 0 | 0
___ | __ | __ | _ | [8 empty] | #DIV/0! | 0 | 0
___ | __ | __ | _ | [8 empty] | #DIV/0! | 0 | 0
___ | __ | __ | _ | [8 empty] | #DIV/0! | 0 | 0
___ | __ | __ | _ | [8 empty] | #DIV/0! | 0 | 0
___ | __ | __ | _ | [8 empty] | #DIV/0! | 0 | 0
___ | __ | __ | _ | [8 empty] | #DIV/0! | 0 | 0
___ | __ | __ | _ | [8 empty] | #DIV/0! | 0 | 0
___ | __ | __ | _ | [8 empty] | #DIV/0! | 0 | 0
___ | __ | __ | _ | [8 empty] | #DIV/0! | 0 | 0
___ | __ | __ | _ | [8 empty] | #DIV/0! | 0 | 0
___ | __ | __ | _ | [8 empty] | #DIV/0! | 0 | 0
___ | __ | __ | _ | [8 empty] | #DIV/0! | 0 | 0
___ | __ | __ | _ | [8 empty] | #DIV/0! | 0 | 0
___ | __ | __ | _ | [8 empty] | #DIV/0! | 0 | 0
___ | __ | __ | _ | [8 empty] | #DIV/0! | 0 | 0
___ | __ | __ | _ | [8 empty] | #DIV/0! | 0 | 0
___ | __ | __ | _ | [8 empty] | #DIV/0! | 0 | 0
___ | __ | __ | _ | [8 empty] | #DIV/0! | 0 | 0
___ | __ | __ | _ | [8 empty] | #DIV/0! | 0 | 0
___ | __ | __ | _ | [8 empty] | #DIV/0! | 0 | 0
___ | __ | __ | _ | [8 empty] | #DIV/0! | 0 | 0
___ | __ | __ | _ | [8 empty] | #DIV/0! | 0 | 0
___ | __ | __ | _ | [8 empty] | #DIV/0! | 0 | 0
___ | __ | __ | _ | [8 empty] | #DIV/0! | 0 | 0
___ | __ | __ | _ | [8 empty] | #DIV/0! | 0 | 0
___ | __ | __ | _ | [8 empty] | #DIV/0! | 0 | 0
___ | __ | __ | _ | [8 empty] | #DIV/0! | 0 | 0
___ | __ | __ | _ | [8 empty] | #DIV/0! | 0 | 0
___ | __ | __ | _ | [8 empty] | #DIV/0! | 0 | 0
___ | __ | __ | _ | [8 empty] | #DIV/0! | 0 | 0
___ | __ | __ | _ | [8 empty] | #DIV/0! | 0 | 0
___ | __ | __ | _ | [8 empty] | #DIV/0! | 0 | 0
___ | __ | __ | _ | [8 empty] | #DIV/0! | 0 | 0
___ | __ | __ | _ | [8 empty] | #DIV/0! | 0 | 0
___ | __ | __ | _ | [8 empty] | #DIV/0! | 0 | 0
___ | __ | __ | _ | [8 empty] | #DIV/0! | 0 | 0
___ | __ | __ | _ | [8 empty] | #DIV/0! | 0 | 0
___ | __ | __ | _ | [8 empty] | #DIV/0! | 0 | 0
___ | __ | __ | _ | [8 empty] | #DIV/0! | 0 | 0
___ | __ | __ | _ | [8 empty] | #DIV/0! | 0 | 0
___ | __ | __ | _ | [8 empty] | #DIV/0! | 0 | 0
___ | __ | __ | _ | [8 empty] | #DIV/0! | 0 | 0
___ | __ | __ | _ | [8 empty] | #DIV/0! | 0 | 0
___ | __ | __ | _ | [8 empty] | #DIV/0! | 0 | 0
___ | __ | __ | _ | [8 empty] | #DIV/0! | 0 | 0
___ | __ | __ | _ | [8 empty] | #DIV/0! | 0 | 0
___ | __ | __ | _ | [8 empty] | #DIV/0! | 0 | 0
___ | __ | __ | _ | [8 empty] | #DIV/0! | 0 | 0
___ | __ | __ | _ | [8 empty] | #DIV/0! | 0 | 0
___ | __ | __ | _ | [8 empty] | #DIV/0! | 0 | 0
___ | __ | __ | _ | [8 empty] | #DIV/0! | 0 | 0
___ | __ | __ | _ | [8 empty] | #DIV/0! | 0 | 0
___ | __ | __ | _ | [8 empty] | #DIV/0! | 0 | 0
___ | __ | __ | _ | [8 empty] | #DIV/0! | 0 | 0
___ | __ | __ | _ | [8 empty] | #DIV/0! | 0 | 0
___ | __ | __ | _ | [8 empty] | #DIV/0! | 0 | 0
___ | __ | __ | _ | [8 empty] | #DIV/0! | 0 | 0
___ | __ | __ | _ | [8 empty] | #DIV/0! | 0 | 0
___ | __ | __ | _ | [8 empty] | #DIV/0! | 0 | 0
___ | __ | __ | _ | [8 empty] | #DIV/0! | 0 | 0
___ | __ | __ | _ | [8 empty] | #DIV/0! | 0 | 0
___ | __ | __ | _ | [8 empty] | #DIV/0! | 0 | 0
___ | __ | __ | _ | [8 empty] | #DIV/0! | 0 | 0
___ | __ | __ | _ | [8 empty] | #DIV/0! | 0 | 0
___ | __ | __ | _ | [8 empty] | #DIV/0! | 0 | 0
___ | __ | __ | _ | [8 empty] | #DIV/0! | 0 | 0
___ | __ | __ | _ | [8 empty] | #DIV/0! | 0 | 0
___ | __ | __ | _ | [8 empty] | #DIV/0! | 0 | 0
___ | __ | __ | _ | [8 empty] | #DIV/0! | 0 | 0
___ | __ | __ | _ | [8 empty] | #DIV/0! | 0 | 0
___ | __ | __ | _ | [8 empty] | #DIV/0! | 0 | 0
___ | __ | __ | _ | [8 empty] | #DIV/0! | 0 | 0
___ | __ | __ | _ | [8 empty] | #DIV/0! | 0 | 0
___ | __ | __ | _ | [8 empty] | #DIV/0! | 0 | 0
___ | __ | __ | _ | [8 empty] | #DIV/0! | 0 | 0
___ | __ | __ | _ | [8 empty] | #DIV/0! | 0 | 0
___ | __ | __ | _ | [8 empty] | #DIV/0! | 0 | 0
___ | __ | __ | _ | [8 empty] | #DIV/0! | 0 | 0
___ | __ | __ | _ | [8 empty] | #DIV/0! | 0 | 0
___ | __ | __ | _ | [8 empty] | #DIV/0! | 0 | 0
___ | __ | __ | _ | [8 empty] | #DIV/0! | 0 | 0

## UCT_BC Ratios_All (hidden)
|  |  |  | ID_RESULTS_LOG | All
|  |  |  | SECTOR | Commercial
[8 empty] | Excludes E1 |  | 2026 | 2027
|  |  |  | Max of PACT_BC_RATIO | [5 empty] | DATE_TIME
Sector Key | Sector Key2 | Label Key | Key | MEASURE_TYPE | VINTAGE | SEGMENT | TECHNOLOGY | EQUIPMENT | EQUIPMENT_LABEL | 3 | 4 | 2026 -2027 Average UTC | 2026 ONLY UCT | 2027 ONLY UCT
Boiler_Education_Existing_TE 84% | Boiler_Education_Existing | Boiler_Existing_TE 84% | Boiler_Existing | EQ | Existing | Education | Boiler | 2 | TE 84% | 0 | 0 | 0 | 0 | 0
Boiler_Education_Existing_TE 90% (2024 WA Standard) | Boiler_Education_Existing | Boiler_Existing_TE 90% (2024 WA Standard) | Boiler_Existing | EQ | Existing | Education | Boiler | 3 | TE 90% (2024 WA Standard) | 0.9 | 0.9 | 0.9 | 0.9 | 0.9
Boiler_Education_Existing_TE 94% (ENERGY STAR 1.0) | Boiler_Education_Existing | Boiler_Existing_TE 94% (ENERGY STAR 1.0) | Boiler_Existing | EQ | Existing | Education | Boiler | 4 | TE 94% (ENERGY STAR 1.0) | 0.64326 | 0.6388 | 0.64103 | 0.64326 | 0.6388
Boiler_Education_Existing_TE 98% | Boiler_Education_Existing | Boiler_Existing_TE 98% | Boiler_Existing | EQ | Existing | Education | Boiler | 5 | TE 98% | 0.61698 | 0.6127 | 0.61484 | 0.61698 | 0.6127
Broiler_Education_Existing_Infrared Burners | Broiler_Education_Existing | Broiler_Existing_Infrared Burners | Broiler_Existing | EQ | Existing | Education | Broiler | 2 | Infrared Burners | 3.1362 | 3.127 | 3.1316 | 3.1362 | 3.127
Commercial Food Prep Other_Education_Existing_Efficient | Commercial Food Prep Other_Education_Existing | Commercial Food Prep Other_Existing_Efficient | Commercial Food Prep Other_Existing | EQ | Existing | Education | Commercial Food Prep Other | 2 | Efficient | 329.5098 | 330.0388 | 329.7743 | 329.5098 | 330.0388
Conveyor Oven_Education_Existing_Efficient (>42% Baking Efficiency) | Conveyor Oven_Education_Existing | Conveyor Oven_Existing_Efficient (>42% Baking Efficiency) | Conveyor Oven_Existing | EQ | Existing | Education | Conveyor Oven | 2 | Efficient (>42% Baking Efficiency) | 6.8846 | 6.8644 | 6.8745 | 6.8846 | 6.8644
Fryer_Education_Existing_ENERGY STAR (3.0) | Fryer_Education_Existing | Fryer_Existing_ENERGY STAR (3.0) | Fryer_Existing | EQ | Existing | Education | Fryer | 2 | ENERGY STAR (3.0) | 0.9 | 0.9 | 0.9 | 0.9 | 0.9
Furnace_Education_Existing_TE 81% (2023 Standard) | Furnace_Education_Existing | Furnace_Existing_TE 81% (2023 Standard) | Furnace_Existing | EQ | Existing | Education | Furnace | 2 | TE 81% (2023 Standard) | 0.9 | 0.9 | 0.9 | 0.9 | 0.9
Furnace_Education_Existing_TE 90% | Furnace_Education_Existing | Furnace_Existing_TE 90% | Furnace_Existing | EQ | Existing | Education | Furnace | 3 | TE 90% | 0.32977 | 0.32737 | 0.32857 | 0.32977 | 0.32737
Furnace_Education_Existing_TE 96% | Furnace_Education_Existing | Furnace_Existing_TE 96% | Furnace_Existing | EQ | Existing | Education | Furnace | 4 | TE 96% | 0.20057 | 0.19911 | 0.19984 | 0.20057 | 0.19911
Furnace_Education_Existing_Dual-Fuel Heat Pump - TE 81% | Furnace_Education_Existing | Furnace_Existing_Dual-Fuel Heat Pump - TE 81% | Furnace_Existing | EQ | Existing | Education | Furnace | 5 | Dual-Fuel Heat Pump - TE 81% | 0.22918 | 0.22756 | 0.22837 | 0.22918 | 0.22756
Furnace_Education_Existing_Dual-Fuel Heat Pump - TE 96% | Furnace_Education_Existing | Furnace_Existing_Dual-Fuel Heat Pump - TE 96% | Furnace_Existing | EQ | Existing | Education | Furnace | 6 | Dual-Fuel Heat Pump - TE 96% | 0.19393 | 0.19256 | 0.19325 | 0.19393 | 0.19256
Griddle_Education_Existing_ENERGY STAR (1.2) | Griddle_Education_Existing | Griddle_Education_Existing_ENERGY STAR (1.2) | Griddle_Education_Existing | EQ | Existing | Education | Griddle | 2 | ENERGY STAR (1.2) | 1.514 | 1.5293 | 1.5217 | 1.514 | 1.5293
Griddle_Education_Existing_High-Efficiency | Griddle_Education_Existing | Griddle_Education_Existing_High-Efficiency | Griddle_Education_Existing | EQ | Existing | Education | Griddle | 3 | High-Efficiency | 2.1041 | 2.1254 | 2.1148 | 2.1041 | 2.1254
Oven_Education_Existing_ENERGY STAR (3.0) | Oven_Education_Existing | Oven_Education_Existing_ENERGY STAR (3.0) | Oven_Education_Existing | EQ | Existing | Education | Oven | 2 | ENERGY STAR (3.0) | 5.0044 | 4.9897 | 4.9971 | 5.0044 | 4.9897
Pool Heater_Education_Existing_TE 84% (Standard 2028) | Pool Heater_Education_Existing | Pool Heater_Existing_TE 84% (Standard 2028) | Pool Heater_Existing | EQ | Existing | Education | Pool Heater | 2 | TE 84% (Standard 2028) | 6.3787 | 6.3753 | 6.377 | 6.3787 | 6.3753
Pool Heater_Education_Existing_TE 95% (Condensing) | Pool Heater_Education_Existing | Pool Heater_Existing_TE 95% (Condensing) | Pool Heater_Existing | EQ | Existing | Education | Pool Heater | 3 | TE 95% (Condensing) | 7.5913 | 7.5872 | 7.5892 | 7.5913 | 7.5872
Rack Oven_Education_Existing_ENERGY STAR (3.0) | Rack Oven_Education_Existing | Rack Oven_Existing_ENERGY STAR (3.0) | Rack Oven_Existing | EQ | Existing | Education | Rack Oven | 2 | ENERGY STAR (3.0) | 2.3063 | 2.2922 | 2.2993 | 2.3063 | 2.2922
Range_Education_Existing_High Efficiency | Range_Education_Existing | Range_Existing_High Efficiency | Range_Existing | EQ | Existing | Education | Range | 2 | High Efficiency | 3.6152 | 3.6046 | 3.6099 | 3.6152 | 3.6046
Steamer_Education_Existing_ENERGY STAR (1.2) | Steamer_Education_Existing | Steamer_Existing_ENERGY STAR (1.2) | Steamer_Existing | EQ | Existing | Education | Steamer | 2 | ENERGY STAR (1.2) | 0.9 | 0.9 | 0.9 | 0.9 | 0.9
Unit Heater_Education_Existing_Condensing (TE 90%) | Unit Heater_Education_Existing | Unit Heater_Existing_Condensing (TE 90%) | Unit Heater_Existing | EQ | Existing | Education | Unit Heater | 2 | Condensing (TE 90%) | 0.82532 | 0.82289 | 0.82411 | 0.82532 | 0.82289
Unit Heater_Education_Existing_Infrared Radiant | Unit Heater_Education_Existing | Unit Heater_Existing_Infrared Radiant | Unit Heater_Existing | EQ | Existing | Education | Unit Heater | 3 | Infrared Radiant | 7.3722 | 7.3506 | 7.3614 | 7.3722 | 7.3506
Water Heater_Education_Existing_TE 94% (ENERGY STAR 2.0) | Water Heater_Education_Existing | Water Heater_Existing_TE 94% (ENERGY STAR 2.0) | Water Heater_Existing | EQ | Existing | Education | Water Heater | 2 | TE 94% (ENERGY STAR 2.0) | 16.6066 | 16.6332 | 16.6199 | 16.6066 | 16.6332
Water Heater_Education_Existing_TE 96% (Instantaneous) | Water Heater_Education_Existing | Water Heater_Existing_TE 96% (Instantaneous) | Water Heater_Existing | EQ | Existing | Education | Water Heater | 3 | TE 96% (Instantaneous) | 13.1162 | 13.5773 | 13.3467 | 13.1162 | 13.5773
Boiler_Grocery_Existing_TE 84% | Boiler_Grocery_Existing | Boiler_Existing_TE 84% | Boiler_Existing | EQ | Existing | Grocery | Boiler | 2 | TE 84% | 0 | 0 | 0 | 0 | 0
Boiler_Grocery_Existing_TE 90% (2024 WA Standard) | Boiler_Grocery_Existing | Boiler_Existing_TE 90% (2024 WA Standard) | Boiler_Existing | EQ | Existing | Grocery | Boiler | 3 | TE 90% (2024 WA Standard) | 0.9 | 0.9 | 0.9 | 0.9 | 0.9
Boiler_Grocery_Existing_TE 94% (ENERGY STAR 1.0) | Boiler_Grocery_Existing | Boiler_Existing_TE 94% (ENERGY STAR 1.0) | Boiler_Existing | EQ | Existing | Grocery | Boiler | 4 | TE 94% (ENERGY STAR 1.0) | 1.3006 | 1.2916 | 1.2961 | 1.3006 | 1.2916
Boiler_Grocery_Existing_TE 98% | Boiler_Grocery_Existing | Boiler_Existing_TE 98% | Boiler_Existing | EQ | Existing | Grocery | Boiler | 5 | TE 98% | 1.2482 | 1.2395 | 1.2439 | 1.2482 | 1.2395
Broiler_Grocery_Existing_Infrared Burners | Broiler_Grocery_Existing | Broiler_Existing_Infrared Burners | Broiler_Existing | EQ | Existing | Grocery | Broiler | 2 | Infrared Burners | 3.1362 | 3.127 | 3.1316 | 3.1362 | 3.127
Commercial Food Prep Other_Grocery_Existing_Efficient | Commercial Food Prep Other_Grocery_Existing | Commercial Food Prep Other_Existing_Efficient | Commercial Food Prep Other_Existing | EQ | Existing | Grocery | Commercial Food Prep Other | 2 | Efficient | 329.5098 | 330.0388 | 329.7743 | 329.5098 | 330.0388
Conveyor Oven_Grocery_Existing_Efficient (>42% Baking Efficiency) | Conveyor Oven_Grocery_Existing | Conveyor Oven_Existing_Efficient (>42% Baking Efficiency) | Conveyor Oven_Existing | EQ | Existing | Grocery | Conveyor Oven | 2 | Efficient (>42% Baking Efficiency) | 6.8846 | 6.8644 | 6.8745 | 6.8846 | 6.8644
Fryer_Grocery_Existing_ENERGY STAR (3.0) | Fryer_Grocery_Existing | Fryer_Existing_ENERGY STAR (3.0) | Fryer_Existing | EQ | Existing | Grocery | Fryer | 2 | ENERGY STAR (3.0) | 0.9 | 0.9 | 0.9 | 0.9 | 0.9
Furnace_Grocery_Existing_TE 81% (2023 Standard) | Furnace_Grocery_Existing | Furnace_Existing_TE 81% (2023 Standard) | Furnace_Existing | EQ | Existing | Grocery | Furnace | 2 | TE 81% (2023 Standard) | 0.9 | 0.9 | 0.9 | 0.9 | 0.9
Furnace_Grocery_Existing_TE 90% | Furnace_Grocery_Existing | Furnace_Existing_TE 90% | Furnace_Existing | EQ | Existing | Grocery | Furnace | 3 | TE 90% | 0.35253 | 0.34997 | 0.35125 | 0.35253 | 0.34997
Furnace_Grocery_Existing_TE 96% | Furnace_Grocery_Existing | Furnace_Existing_TE 96% | Furnace_Existing | EQ | Existing | Grocery | Furnace | 4 | TE 96% | 0.21445 | 0.21289 | 0.21367 | 0.21445 | 0.21289
Furnace_Grocery_Existing_Dual-Fuel Heat Pump - TE 81% | Furnace_Grocery_Existing | Furnace_Existing_Dual-Fuel Heat Pump - TE 81% | Furnace_Existing | EQ | Existing | Grocery | Furnace | 5 | Dual-Fuel Heat Pump - TE 81% | 0.35406 | 0.35156 | 0.35281 | 0.35406 | 0.35156
Furnace_Grocery_Existing_Dual-Fuel Heat Pump - TE 96% | Furnace_Grocery_Existing | Furnace_Existing_Dual-Fuel Heat Pump - TE 96% | Furnace_Existing | EQ | Existing | Grocery | Furnace | 6 | Dual-Fuel Heat Pump - TE 96% | 0.27653 | 0.27457 | 0.27555 | 0.27653 | 0.27457
Griddle_Grocery_Existing_ENERGY STAR (1.2) | Griddle_Grocery_Existing | Griddle_Grocery_Existing_ENERGY STAR (1.2) | Griddle_Grocery_Existing | EQ | Existing | Grocery | Griddle | 2 | ENERGY STAR (1.2) | 1.514 | 1.5293 | 1.5217 | 1.514 | 1.5293
Griddle_Grocery_Existing_High-Efficiency | Griddle_Grocery_Existing | Griddle_Grocery_Existing_High-Efficiency | Griddle_Grocery_Existing | EQ | Existing | Grocery | Griddle | 3 | High-Efficiency | 2.1041 | 2.1254 | 2.1148 | 2.1041 | 2.1254
Oven_Grocery_Existing_ENERGY STAR (3.0) | Oven_Grocery_Existing | Oven_Grocery_Existing_ENERGY STAR (3.0) | Oven_Grocery_Existing | EQ | Existing | Grocery | Oven | 2 | ENERGY STAR (3.0) | 5.0044 | 4.9897 | 4.9971 | 5.0044 | 4.9897
Pool Heater_Grocery_Existing_TE 84% (Standard 2028) | Pool Heater_Grocery_Existing | Pool Heater_Existing_TE 84% (Standard 2028) | Pool Heater_Existing | EQ | Existing | Grocery | Pool Heater | 2 | TE 84% (Standard 2028) | 6.3787 | 6.3753 | 6.377 | 6.3787 | 6.3753
Pool Heater_Grocery_Existing_TE 95% (Condensing) | Pool Heater_Grocery_Existing | Pool Heater_Existing_TE 95% (Condensing) | Pool Heater_Existing | EQ | Existing | Grocery | Pool Heater | 3 | TE 95% (Condensing) | 7.5913 | 7.5872 | 7.5892 | 7.5913 | 7.5872
Rack Oven_Grocery_Existing_ENERGY STAR (3.0) | Rack Oven_Grocery_Existing | Rack Oven_Existing_ENERGY STAR (3.0) | Rack Oven_Existing | EQ | Existing | Grocery | Rack Oven | 2 | ENERGY STAR (3.0) | 2.3063 | 2.2922 | 2.2993 | 2.3063 | 2.2922
Range_Grocery_Existing_High Efficiency | Range_Grocery_Existing | Range_Existing_High Efficiency | Range_Existing | EQ | Existing | Grocery | Range | 2 | High Efficiency | 3.6152 | 3.6046 | 3.6099 | 3.6152 | 3.6046
Steamer_Grocery_Existing_ENERGY STAR (1.2) | Steamer_Grocery_Existing | Steamer_Existing_ENERGY STAR (1.2) | Steamer_Existing | EQ | Existing | Grocery | Steamer | 2 | ENERGY STAR (1.2) | 0.9 | 0.9 | 0.9 | 0.9 | 0.9
Unit Heater_Grocery_Existing_Condensing (TE 90%) | Unit Heater_Grocery_Existing | Unit Heater_Existing_Condensing (TE 90%) | Unit Heater_Existing | EQ | Existing | Grocery | Unit Heater | 2 | Condensing (TE 90%) | 0.82532 | 0.82289 | 0.82411 | 0.82532 | 0.82289
Unit Heater_Grocery_Existing_Infrared Radiant | Unit Heater_Grocery_Existing | Unit Heater_Existing_Infrared Radiant | Unit Heater_Existing | EQ | Existing | Grocery | Unit Heater | 3 | Infrared Radiant | 7.3722 | 7.3506 | 7.3614 | 7.3722 | 7.3506
Water Heater_Grocery_Existing_TE 94% (ENERGY STAR 2.0) | Water Heater_Grocery_Existing | Water Heater_Existing_TE 94% (ENERGY STAR 2.0) | Water Heater_Existing | EQ | Existing | Grocery | Water Heater | 2 | TE 94% (ENERGY STAR 2.0) | 16.5777 | 16.6043 | 16.591 | 16.5777 | 16.6043
Water Heater_Grocery_Existing_TE 96% (Instantaneous) | Water Heater_Grocery_Existing | Water Heater_Existing_TE 96% (Instantaneous) | Water Heater_Existing | EQ | Existing | Grocery | Water Heater | 3 | TE 96% (Instantaneous) | 13.0719 | 13.5329 | 13.3024 | 13.0719 | 13.5329
Boiler_Healthcare_Existing_TE 84% | Boiler_Healthcare_Existing | Boiler_Existing_TE 84% | Boiler_Existing | EQ | Existing | Healthcare | Boiler | 2 | TE 84% | 0 | 0 | 0 | 0 | 0
Boiler_Healthcare_Existing_TE 90% (2024 WA Standard) | Boiler_Healthcare_Existing | Boiler_Existing_TE 90% (2024 WA Standard) | Boiler_Existing | EQ | Existing | Healthcare | Boiler | 3 | TE 90% (2024 WA Standard) | 0.9 | 0.9 | 0.9 | 0.9 | 0.9
Boiler_Healthcare_Existing_TE 94% (ENERGY STAR 1.0) | Boiler_Healthcare_Existing | Boiler_Existing_TE 94% (ENERGY STAR 1.0) | Boiler_Existing | EQ | Existing | Healthcare | Boiler | 4 | TE 94% (ENERGY STAR 1.0) | 3.9361 | 3.9089 | 3.9225 | 3.9361 | 3.9089
Boiler_Healthcare_Existing_TE 98% | Boiler_Healthcare_Existing | Boiler_Existing_TE 98% | Boiler_Existing | EQ | Existing | Healthcare | Boiler | 5 | TE 98% | 3.7767 | 3.7505 | 3.7636 | 3.7767 | 3.7505
Broiler_Healthcare_Existing_Infrared Burners | Broiler_Healthcare_Existing | Broiler_Existing_Infrared Burners | Broiler_Existing | EQ | Existing | Healthcare | Broiler | 2 | Infrared Burners | 3.1362 | 3.127 | 3.1316 | 3.1362 | 3.127
Commercial Food Prep Other_Healthcare_Existing_Efficient | Commercial Food Prep Other_Healthcare_Existing | Commercial Food Prep Other_Existing_Efficient | Commercial Food Prep Other_Existing | EQ | Existing | Healthcare | Commercial Food Prep Other | 2 | Efficient | 329.5098 | 330.0388 | 329.7743 | 329.5098 | 330.0388
Conveyor Oven_Healthcare_Existing_Efficient (>42% Baking Efficiency) | Conveyor Oven_Healthcare_Existing | Conveyor Oven_Existing_Efficient (>42% Baking Efficiency) | Conveyor Oven_Existing | EQ | Existing | Healthcare | Conveyor Oven | 2 | Efficient (>42% Baking Efficiency) | 6.8846 | 6.8644 | 6.8745 | 6.8846 | 6.8644
Fryer_Healthcare_Existing_ENERGY STAR (3.0) | Fryer_Healthcare_Existing | Fryer_Existing_ENERGY STAR (3.0) | Fryer_Existing | EQ | Existing | Healthcare | Fryer | 2 | ENERGY STAR (3.0) | 0.9 | 0.9 | 0.9 | 0.9 | 0.9
Furnace_Healthcare_Existing_TE 81% (2023 Standard) | Furnace_Healthcare_Existing | Furnace_Existing_TE 81% (2023 Standard) | Furnace_Existing | EQ | Existing | Healthcare | Furnace | 2 | TE 81% (2023 Standard) | 0.9 | 0.9 | 0.9 | 0.9 | 0.9
Furnace_Healthcare_Existing_TE 90% | Furnace_Healthcare_Existing | Furnace_Existing_TE 90% | Furnace_Existing | EQ | Existing | Healthcare | Furnace | 3 | TE 90% | 1.9214 | 1.9074 | 1.9144 | 1.9214 | 1.9074
Furnace_Healthcare_Existing_TE 96% | Furnace_Healthcare_Existing | Furnace_Existing_TE 96% | Furnace_Existing | EQ | Existing | Healthcare | Furnace | 4 | TE 96% | 1.1681 | 1.1596 | 1.1638 | 1.1681 | 1.1596
Furnace_Healthcare_Existing_Dual-Fuel Heat Pump - TE 81% | Furnace_Healthcare_Existing | Furnace_Existing_Dual-Fuel Heat Pump - TE 81% | Furnace_Existing | EQ | Existing | Healthcare | Furnace | 5 | Dual-Fuel Heat Pump - TE 81% | 1.5338 | 1.523 | 1.5284 | 1.5338 | 1.523
Furnace_Healthcare_Existing_Dual-Fuel Heat Pump - TE 96% | Furnace_Healthcare_Existing | Furnace_Existing_Dual-Fuel Heat Pump - TE 96% | Furnace_Existing | EQ | Existing | Healthcare | Furnace | 6 | Dual-Fuel Heat Pump - TE 96% | 1.2625 | 1.2535 | 1.258 | 1.2625 | 1.2535
Griddle_Healthcare_Existing_ENERGY STAR (1.2) | Griddle_Healthcare_Existing | Griddle_Healthcare_Existing_ENERGY STAR (1.2) | Griddle_Healthcare_Existing | EQ | Existing | Healthcare | Griddle | 2 | ENERGY STAR (1.2) | 1.514 | 1.5293 | 1.5217 | 1.514 | 1.5293
Griddle_Healthcare_Existing_High-Efficiency | Griddle_Healthcare_Existing | Griddle_Healthcare_Existing_High-Efficiency | Griddle_Healthcare_Existing | EQ | Existing | Healthcare | Griddle | 3 | High-Efficiency | 2.1041 | 2.1254 | 2.1148 | 2.1041 | 2.1254
Oven_Healthcare_Existing_ENERGY STAR (3.0) | Oven_Healthcare_Existing | Oven_Healthcare_Existing_ENERGY STAR (3.0) | Oven_Healthcare_Existing | EQ | Existing | Healthcare | Oven | 2 | ENERGY STAR (3.0) | 5.0044 | 4.9897 | 4.9971 | 5.0044 | 4.9897
Pool Heater_Healthcare_Existing_TE 84% (Standard 2028) | Pool Heater_Healthcare_Existing | Pool Heater_Existing_TE 84% (Standard 2028) | Pool Heater_Existing | EQ | Existing | Healthcare | Pool Heater | 2 | TE 84% (Standard 2028) | 6.3787 | 6.3753 | 6.377 | 6.3787 | 6.3753
Pool Heater_Healthcare_Existing_TE 95% (Condensing) | Pool Heater_Healthcare_Existing | Pool Heater_Existing_TE 95% (Condensing) | Pool Heater_Existing | EQ | Existing | Healthcare | Pool Heater | 3 | TE 95% (Condensing) | 7.5913 | 7.5872 | 7.5892 | 7.5913 | 7.5872
Rack Oven_Healthcare_Existing_ENERGY STAR (3.0) | Rack Oven_Healthcare_Existing | Rack Oven_Existing_ENERGY STAR (3.0) | Rack Oven_Existing | EQ | Existing | Healthcare | Rack Oven | 2 | ENERGY STAR (3.0) | 2.3063 | 2.2922 | 2.2993 | 2.3063 | 2.2922
Range_Healthcare_Existing_High Efficiency | Range_Healthcare_Existing | Range_Existing_High Efficiency | Range_Existing | EQ | Existing | Healthcare | Range | 2 | High Efficiency | 3.6152 | 3.6046 | 3.6099 | 3.6152 | 3.6046
Steamer_Healthcare_Existing_ENERGY STAR (1.2) | Steamer_Healthcare_Existing | Steamer_Existing_ENERGY STAR (1.2) | Steamer_Existing | EQ | Existing | Healthcare | Steamer | 2 | ENERGY STAR (1.2) | 0.9 | 0.9 | 0.9 | 0.9 | 0.9
Unit Heater_Healthcare_Existing_Condensing (TE 90%) | Unit Heater_Healthcare_Existing | Unit Heater_Existing_Condensing (TE 90%) | Unit Heater_Existing | EQ | Existing | Healthcare | Unit Heater | 2 | Condensing (TE 90%) | 0.82532 | 0.82289 | 0.82411 | 0.82532 | 0.82289
Unit Heater_Healthcare_Existing_Infrared Radiant | Unit Heater_Healthcare_Existing | Unit Heater_Existing_Infrared Radiant | Unit Heater_Existing | EQ | Existing | Healthcare | Unit Heater | 3 | Infrared Radiant | 7.3722 | 7.3506 | 7.3614 | 7.3722 | 7.3506
Water Heater_Healthcare_Existing_TE 94% (ENERGY STAR 2.0) | Water Heater_Healthcare_Existing | Water Heater_Existing_TE 94% (ENERGY STAR 2.0) | Water Heater_Existing | EQ | Existing | Healthcare | Water Heater | 2 | TE 94% (ENERGY STAR 2.0) | 16.6058 | 16.6325 | 16.6191 | 16.6058 | 16.6325
Water Heater_Healthcare_Existing_TE 96% (Instantaneous) | Water Heater_Healthcare_Existing | Water Heater_Existing_TE 96% (Instantaneous) | Water Heater_Existing | EQ | Existing | Healthcare | Water Heater | 3 | TE 96% (Instantaneous) | 13.0713 | 13.5323 | 13.3018 | 13.0713 | 13.5323
Boiler_Lodging_Existing_TE 84% | Boiler_Lodging_Existing | Boiler_Existing_TE 84% | Boiler_Existing | EQ | Existing | Lodging | Boiler | 2 | TE 84% | 0 | 0 | 0 | 0 | 0
Boiler_Lodging_Existing_TE 90% (2024 WA Standard) | Boiler_Lodging_Existing | Boiler_Existing_TE 90% (2024 WA Standard) | Boiler_Existing | EQ | Existing | Lodging | Boiler | 3 | TE 90% (2024 WA Standard) | 0.9 | 0.9 | 0.9 | 0.9 | 0.9
Boiler_Lodging_Existing_TE 94% (ENERGY STAR 1.0) | Boiler_Lodging_Existing | Boiler_Existing_TE 94% (ENERGY STAR 1.0) | Boiler_Existing | EQ | Existing | Lodging | Boiler | 4 | TE 94% (ENERGY STAR 1.0) | 1.0572 | 1.0499 | 1.0535 | 1.0572 | 1.0499
Boiler_Lodging_Existing_TE 98% | Boiler_Lodging_Existing | Boiler_Existing_TE 98% | Boiler_Existing | EQ | Existing | Lodging | Boiler | 5 | TE 98% | 1.0128 | 1.0058 | 1.0093 | 1.0128 | 1.0058
Broiler_Lodging_Existing_Infrared Burners | Broiler_Lodging_Existing | Broiler_Existing_Infrared Burners | Broiler_Existing | EQ | Existing | Lodging | Broiler | 2 | Infrared Burners | 3.1362 | 3.127 | 3.1316 | 3.1362 | 3.127
Commercial Food Prep Other_Lodging_Existing_Efficient | Commercial Food Prep Other_Lodging_Existing | Commercial Food Prep Other_Existing_Efficient | Commercial Food Prep Other_Existing | EQ | Existing | Lodging | Commercial Food Prep Other | 2 | Efficient | 329.5098 | 330.0388 | 329.7743 | 329.5098 | 330.0388
Conveyor Oven_Lodging_Existing_Efficient (>42% Baking Efficiency) | Conveyor Oven_Lodging_Existing | Conveyor Oven_Existing_Efficient (>42% Baking Efficiency) | Conveyor Oven_Existing | EQ | Existing | Lodging | Conveyor Oven | 2 | Efficient (>42% Baking Efficiency) | 6.8846 | 6.8644 | 6.8745 | 6.8846 | 6.8644
Fryer_Lodging_Existing_ENERGY STAR (3.0) | Fryer_Lodging_Existing | Fryer_Existing_ENERGY STAR (3.0) | Fryer_Existing | EQ | Existing | Lodging | Fryer | 2 | ENERGY STAR (3.0) | 0.9 | 0.9 | 0.9 | 0.9 | 0.9
Furnace_Lodging_Existing_TE 81% (2023 Standard) | Furnace_Lodging_Existing | Furnace_Existing_TE 81% (2023 Standard) | Furnace_Existing | EQ | Existing | Lodging | Furnace | 2 | TE 81% (2023 Standard) | 0.9 | 0.9 | 0.9 | 0.9 | 0.9
Furnace_Lodging_Existing_TE 90% | Furnace_Lodging_Existing | Furnace_Existing_TE 90% | Furnace_Existing | EQ | Existing | Lodging | Furnace | 3 | TE 90% | 0.55111 | 0.5471 | 0.5491 | 0.55111 | 0.5471
Furnace_Lodging_Existing_TE 96% | Furnace_Lodging_Existing | Furnace_Existing_TE 96% | Furnace_Existing | EQ | Existing | Lodging | Furnace | 4 | TE 96% | 0.33509 | 0.33265 | 0.33387 | 0.33509 | 0.33265
Furnace_Lodging_Existing_Dual-Fuel Heat Pump - TE 81% | Furnace_Lodging_Existing | Furnace_Existing_Dual-Fuel Heat Pump - TE 81% | Furnace_Existing | EQ | Existing | Lodging | Furnace | 5 | Dual-Fuel Heat Pump - TE 81% | 0.27039 | 0.26848 | 0.26943 | 0.27039 | 0.26848
Furnace_Lodging_Existing_Dual-Fuel Heat Pump - TE 96% | Furnace_Lodging_Existing | Furnace_Existing_Dual-Fuel Heat Pump - TE 96% | Furnace_Existing | EQ | Existing | Lodging | Furnace | 6 | Dual-Fuel Heat Pump - TE 96% | 0.24214 | 0.24043 | 0.24128 | 0.24214 | 0.24043
Griddle_Lodging_Existing_ENERGY STAR (1.2) | Griddle_Lodging_Existing | Griddle_Lodging_Existing_ENERGY STAR (1.2) | Griddle_Lodging_Existing | EQ | Existing | Lodging | Griddle | 2 | ENERGY STAR (1.2) | 1.514 | 1.5293 | 1.5217 | 1.514 | 1.5293
Griddle_Lodging_Existing_High-Efficiency | Griddle_Lodging_Existing | Griddle_Lodging_Existing_High-Efficiency | Griddle_Lodging_Existing | EQ | Existing | Lodging | Griddle | 3 | High-Efficiency | 2.1041 | 2.1254 | 2.1148 | 2.1041 | 2.1254
Oven_Lodging_Existing_ENERGY STAR (3.0) | Oven_Lodging_Existing | Oven_Lodging_Existing_ENERGY STAR (3.0) | Oven_Lodging_Existing | EQ | Existing | Lodging | Oven | 2 | ENERGY STAR (3.0) | 5.0044 | 4.9897 | 4.9971 | 5.0044 | 4.9897
Pool Heater_Lodging_Existing_TE 84% (Standard 2028) | Pool Heater_Lodging_Existing | Pool Heater_Existing_TE 84% (Standard 2028) | Pool Heater_Existing | EQ | Existing | Lodging | Pool Heater | 2 | TE 84% (Standard 2028) | 6.3787 | 6.3753 | 6.377 | 6.3787 | 6.3753
Pool Heater_Lodging_Existing_TE 95% (Condensing) | Pool Heater_Lodging_Existing | Pool Heater_Existing_TE 95% (Condensing) | Pool Heater_Existing | EQ | Existing | Lodging | Pool Heater | 3 | TE 95% (Condensing) | 7.5913 | 7.5872 | 7.5892 | 7.5913 | 7.5872
Rack Oven_Lodging_Existing_ENERGY STAR (3.0) | Rack Oven_Lodging_Existing | Rack Oven_Existing_ENERGY STAR (3.0) | Rack Oven_Existing | EQ | Existing | Lodging | Rack Oven | 2 | ENERGY STAR (3.0) | 2.3063 | 2.2922 | 2.2993 | 2.3063 | 2.2922
Range_Lodging_Existing_High Efficiency | Range_Lodging_Existing | Range_Existing_High Efficiency | Range_Existing | EQ | Existing | Lodging | Range | 2 | High Efficiency | 3.6152 | 3.6046 | 3.6099 | 3.6152 | 3.6046
Steamer_Lodging_Existing_ENERGY STAR (1.2) | Steamer_Lodging_Existing | Steamer_Existing_ENERGY STAR (1.2) | Steamer_Existing | EQ | Existing | Lodging | Steamer | 2 | ENERGY STAR (1.2) | 0.9 | 0.9 | 0.9 | 0.9 | 0.9
Unit Heater_Lodging_Existing_Condensing (TE 90%) | Unit Heater_Lodging_Existing | Unit Heater_Existing_Condensing (TE 90%) | Unit Heater_Existing | EQ | Existing | Lodging | Unit Heater | 2 | Condensing (TE 90%) | 0.82532 | 0.82289 | 0.82411 | 0.82532 | 0.82289
Unit Heater_Lodging_Existing_Infrared Radiant | Unit Heater_Lodging_Existing | Unit Heater_Existing_Infrared Radiant | Unit Heater_Existing | EQ | Existing | Lodging | Unit Heater | 3 | Infrared Radiant | 7.3722 | 7.3506 | 7.3614 | 7.3722 | 7.3506
Water Heater_Lodging_Existing_TE 94% (ENERGY STAR 2.0) | Water Heater_Lodging_Existing | Water Heater_Existing_TE 94% (ENERGY STAR 2.0) | Water Heater_Existing | EQ | Existing | Lodging | Water Heater | 2 | TE 94% (ENERGY STAR 2.0) | 16.5838 | 16.6104 | 16.5971 | 16.5838 | 16.6104
Water Heater_Lodging_Existing_TE 96% (Instantaneous) | Water Heater_Lodging_Existing | Water Heater_Existing_TE 96% (Instantaneous) | Water Heater_Existing | EQ | Existing | Lodging | Water Heater | 3 | TE 96% (Instantaneous) | 13.0505 | 13.5116 | 13.281 | 13.0505 | 13.5116
Boiler_Miscellaneous_Existing_TE 84% | Boiler_Miscellaneous_Existing | Boiler_Existing_TE 84% | Boiler_Existing | EQ | Existing | Miscellaneous | Boiler | 2 | TE 84% | 0 | 0 | 0 | 0 | 0
Boiler_Miscellaneous_Existing_TE 90% (2024 WA Standard) | Boiler_Miscellaneous_Existing | Boiler_Existing_TE 90% (2024 WA Standard) | Boiler_Existing | EQ | Existing | Miscellaneous | Boiler | 3 | TE 90% (2024 WA Standard) | 0.9 | 0.9 | 0.9 | 0.9 | 0.9
Boiler_Miscellaneous_Existing_TE 94% (ENERGY STAR 1.0) | Boiler_Miscellaneous_Existing | Boiler_Existing_TE 94% (ENERGY STAR 1.0) | Boiler_Existing | EQ | Existing | Miscellaneous | Boiler | 4 | TE 94% (ENERGY STAR 1.0) | 4.8749 | 4.8411 | 4.858 | 4.8749 | 4.8411
Boiler_Miscellaneous_Existing_TE 98% | Boiler_Miscellaneous_Existing | Boiler_Existing_TE 98% | Boiler_Existing | EQ | Existing | Miscellaneous | Boiler | 5 | TE 98% | 4.6785 | 4.6461 | 4.6623 | 4.6785 | 4.6461
Broiler_Miscellaneous_Existing_Infrared Burners | Broiler_Miscellaneous_Existing | Broiler_Existing_Infrared Burners | Broiler_Existing | EQ | Existing | Miscellaneous | Broiler | 2 | Infrared Burners | 3.1362 | 3.127 | 3.1316 | 3.1362 | 3.127
Commercial Food Prep Other_Miscellaneous_Existing_Efficient | Commercial Food Prep Other_Miscellaneous_Existing | Commercial Food Prep Other_Existing_Efficient | Commercial Food Prep Other_Existing | EQ | Existing | Miscellaneous | Commercial Food Prep Other | 2 | Efficient | 329.5098 | 330.0388 | 329.7743 | 329.5098 | 330.0388
Conveyor Oven_Miscellaneous_Existing_Efficient (>42% Baking Efficiency) | Conveyor Oven_Miscellaneous_Existing | Conveyor Oven_Existing_Efficient (>42% Baking Efficiency) | Conveyor Oven_Existing | EQ | Existing | Miscellaneous | Conveyor Oven | 2 | Efficient (>42% Baking Efficiency) | 6.8846 | 6.8644 | 6.8745 | 6.8846 | 6.8644
Fryer_Miscellaneous_Existing_ENERGY STAR (3.0) | Fryer_Miscellaneous_Existing | Fryer_Existing_ENERGY STAR (3.0) | Fryer_Existing | EQ | Existing | Miscellaneous | Fryer | 2 | ENERGY STAR (3.0) | 0.9 | 0.9 | 0.9 | 0.9 | 0.9
Furnace_Miscellaneous_Existing_TE 81% (2023 Standard) | Furnace_Miscellaneous_Existing | Furnace_Existing_TE 81% (2023 Standard) | Furnace_Existing | EQ | Existing | Miscellaneous | Furnace | 2 | TE 81% (2023 Standard) | 0.9 | 0.9 | 0.9 | 0.9 | 0.9
Furnace_Miscellaneous_Existing_TE 90% | Furnace_Miscellaneous_Existing | Furnace_Existing_TE 90% | Furnace_Existing | EQ | Existing | Miscellaneous | Furnace | 3 | TE 90% | 1.0038 | 0.99647 | 1.0001 | 1.0038 | 0.99647
Furnace_Miscellaneous_Existing_TE 96% | Furnace_Miscellaneous_Existing | Furnace_Existing_TE 96% | Furnace_Existing | EQ | Existing | Miscellaneous | Furnace | 4 | TE 96% | 0.61047 | 0.60603 | 0.60825 | 0.61047 | 0.60603
Furnace_Miscellaneous_Existing_Dual-Fuel Heat Pump - TE 81% | Furnace_Miscellaneous_Existing | Furnace_Existing_Dual-Fuel Heat Pump - TE 81% | Furnace_Existing | EQ | Existing | Miscellaneous | Furnace | 5 | Dual-Fuel Heat Pump - TE 81% | 0.50054 | 0.49701 | 0.49877 | 0.50054 | 0.49701
Furnace_Miscellaneous_Existing_Dual-Fuel Heat Pump - TE 96% | Furnace_Miscellaneous_Existing | Furnace_Existing_Dual-Fuel Heat Pump - TE 96% | Furnace_Existing | EQ | Existing | Miscellaneous | Furnace | 6 | Dual-Fuel Heat Pump - TE 96% | 0.44725 | 0.44409 | 0.44567 | 0.44725 | 0.44409
Griddle_Miscellaneous_Existing_ENERGY STAR (1.2) | Griddle_Miscellaneous_Existing | Griddle_Miscellaneous_Existing_ENERGY STAR (1.2) | Griddle_Miscellaneous_Existing | EQ | Existing | Miscellaneous | Griddle | 2 | ENERGY STAR (1.2) | 1.514 | 1.5293 | 1.5217 | 1.514 | 1.5293
Griddle_Miscellaneous_Existing_High-Efficiency | Griddle_Miscellaneous_Existing | Griddle_Miscellaneous_Existing_High-Efficiency | Griddle_Miscellaneous_Existing | EQ | Existing | Miscellaneous | Griddle | 3 | High-Efficiency | 2.1041 | 2.1254 | 2.1148 | 2.1041 | 2.1254
Oven_Miscellaneous_Existing_ENERGY STAR (3.0) | Oven_Miscellaneous_Existing | Oven_Miscellaneous_Existing_ENERGY STAR (3.0) | Oven_Miscellaneous_Existing | EQ | Existing | Miscellaneous | Oven | 2 | ENERGY STAR (3.0) | 5.0044 | 4.9897 | 4.9971 | 5.0044 | 4.9897
Pool Heater_Miscellaneous_Existing_TE 84% (Standard 2028) | Pool Heater_Miscellaneous_Existing | Pool Heater_Existing_TE 84% (Standard 2028) | Pool Heater_Existing | EQ | Existing | Miscellaneous | Pool Heater | 2 | TE 84% (Standard 2028) | 6.3787 | 6.3753 | 6.377 | 6.3787 | 6.3753
Pool Heater_Miscellaneous_Existing_TE 95% (Condensing) | Pool Heater_Miscellaneous_Existing | Pool Heater_Existing_TE 95% (Condensing) | Pool Heater_Existing | EQ | Existing | Miscellaneous | Pool Heater | 3 | TE 95% (Condensing) | 7.5913 | 7.5872 | 7.5892 | 7.5913 | 7.5872
Rack Oven_Miscellaneous_Existing_ENERGY STAR (3.0) | Rack Oven_Miscellaneous_Existing | Rack Oven_Existing_ENERGY STAR (3.0) | Rack Oven_Existing | EQ | Existing | Miscellaneous | Rack Oven | 2 | ENERGY STAR (3.0) | 2.3063 | 2.2922 | 2.2993 | 2.3063 | 2.2922
Range_Miscellaneous_Existing_High Efficiency | Range_Miscellaneous_Existing | Range_Existing_High Efficiency | Range_Existing | EQ | Existing | Miscellaneous | Range | 2 | High Efficiency | 3.6152 | 3.6046 | 3.6099 | 3.6152 | 3.6046
Steamer_Miscellaneous_Existing_ENERGY STAR (1.2) | Steamer_Miscellaneous_Existing | Steamer_Existing_ENERGY STAR (1.2) | Steamer_Existing | EQ | Existing | Miscellaneous | Steamer | 2 | ENERGY STAR (1.2) | 0.9 | 0.9 | 0.9 | 0.9 | 0.9
Unit Heater_Miscellaneous_Existing_Condensing (TE 90%) | Unit Heater_Miscellaneous_Existing | Unit Heater_Existing_Condensing (TE 90%) | Unit Heater_Existing | EQ | Existing | Miscellaneous | Unit Heater | 2 | Condensing (TE 90%) | 0.82532 | 0.82289 | 0.82411 | 0.82532 | 0.82289
Unit Heater_Miscellaneous_Existing_Infrared Radiant | Unit Heater_Miscellaneous_Existing | Unit Heater_Existing_Infrared Radiant | Unit Heater_Existing | EQ | Existing | Miscellaneous | Unit Heater | 3 | Infrared Radiant | 7.3722 | 7.3506 | 7.3614 | 7.3722 | 7.3506
Water Heater_Miscellaneous_Existing_TE 94% (ENERGY STAR 2.0) | Water Heater_Miscellaneous_Existing | Water Heater_Existing_TE 94% (ENERGY STAR 2.0) | Water Heater_Existing | EQ | Existing | Miscellaneous | Water Heater | 2 | TE 94% (ENERGY STAR 2.0) | 16.6081 | 16.6347 | 16.6214 | 16.6081 | 16.6347
Water Heater_Miscellaneous_Existing_TE 96% (Instantaneous) | Water Heater_Miscellaneous_Existing | Water Heater_Existing_TE 96% (Instantaneous) | Water Heater_Existing | EQ | Existing | Miscellaneous | Water Heater | 3 | TE 96% (Instantaneous) | 13.1632 | 13.6235 | 13.3934 | 13.1632 | 13.6235
Boiler_Office_Existing_TE 84% | Boiler_Office_Existing | Boiler_Existing_TE 84% | Boiler_Existing | EQ | Existing | Office | Boiler | 2 | TE 84% | 0 | 0 | 0 | 0 | 0
Boiler_Office_Existing_TE 90% (2024 WA Standard) | Boiler_Office_Existing | Boiler_Existing_TE 90% (2024 WA Standard) | Boiler_Existing | EQ | Existing | Office | Boiler | 3 | TE 90% (2024 WA Standard) | 0.9 | 0.9 | 0.9 | 0.9 | 0.9
Boiler_Office_Existing_TE 94% (ENERGY STAR 1.0) | Boiler_Office_Existing | Boiler_Existing_TE 94% (ENERGY STAR 1.0) | Boiler_Existing | EQ | Existing | Office | Boiler | 4 | TE 94% (ENERGY STAR 1.0) | 3.0926 | 3.0712 | 3.0819 | 3.0926 | 3.0712
Boiler_Office_Existing_TE 98% | Boiler_Office_Existing | Boiler_Existing_TE 98% | Boiler_Existing | EQ | Existing | Office | Boiler | 5 | TE 98% | 2.9667 | 2.9462 | 2.9565 | 2.9667 | 2.9462
Broiler_Office_Existing_Infrared Burners | Broiler_Office_Existing | Broiler_Existing_Infrared Burners | Broiler_Existing | EQ | Existing | Office | Broiler | 2 | Infrared Burners | 3.1362 | 3.127 | 3.1316 | 3.1362 | 3.127
Commercial Food Prep Other_Office_Existing_Efficient | Commercial Food Prep Other_Office_Existing | Commercial Food Prep Other_Existing_Efficient | Commercial Food Prep Other_Existing | EQ | Existing | Office | Commercial Food Prep Other | 2 | Efficient | 329.5098 | 330.0388 | 329.7743 | 329.5098 | 330.0388
Conveyor Oven_Office_Existing_Efficient (>42% Baking Efficiency) | Conveyor Oven_Office_Existing | Conveyor Oven_Existing_Efficient (>42% Baking Efficiency) | Conveyor Oven_Existing | EQ | Existing | Office | Conveyor Oven | 2 | Efficient (>42% Baking Efficiency) | 6.8846 | 6.8644 | 6.8745 | 6.8846 | 6.8644
Fryer_Office_Existing_ENERGY STAR (3.0) | Fryer_Office_Existing | Fryer_Existing_ENERGY STAR (3.0) | Fryer_Existing | EQ | Existing | Office | Fryer | 2 | ENERGY STAR (3.0) | 0.9 | 0.9 | 0.9 | 0.9 | 0.9
Furnace_Office_Existing_TE 81% (2023 Standard) | Furnace_Office_Existing | Furnace_Existing_TE 81% (2023 Standard) | Furnace_Existing | EQ | Existing | Office | Furnace | 2 | TE 81% (2023 Standard) | 0.9 | 0.9 | 0.9 | 0.9 | 0.9
Furnace_Office_Existing_TE 90% | Furnace_Office_Existing | Furnace_Existing_TE 90% | Furnace_Existing | EQ | Existing | Office | Furnace | 3 | TE 90% | 0.63699 | 0.63236 | 0.63467 | 0.63699 | 0.63236
Furnace_Office_Existing_TE 96% | Furnace_Office_Existing | Furnace_Existing_TE 96% | Furnace_Existing | EQ | Existing | Office | Furnace | 4 | TE 96% | 0.38722 | 0.3844 | 0.38581 | 0.38722 | 0.3844
Furnace_Office_Existing_Dual-Fuel Heat Pump - TE 81% | Furnace_Office_Existing | Furnace_Existing_Dual-Fuel Heat Pump - TE 81% | Furnace_Existing | EQ | Existing | Office | Furnace | 5 | Dual-Fuel Heat Pump - TE 81% | 0.40062 | 0.3978 | 0.39921 | 0.40062 | 0.3978
Furnace_Office_Existing_Dual-Fuel Heat Pump - TE 96% | Furnace_Office_Existing | Furnace_Existing_Dual-Fuel Heat Pump - TE 96% | Furnace_Existing | EQ | Existing | Office | Furnace | 6 | Dual-Fuel Heat Pump - TE 96% | 0.3451 | 0.34266 | 0.34388 | 0.3451 | 0.34266
Griddle_Office_Existing_ENERGY STAR (1.2) | Griddle_Office_Existing | Griddle_Office_Existing_ENERGY STAR (1.2) | Griddle_Office_Existing | EQ | Existing | Office | Griddle | 2 | ENERGY STAR (1.2) | 1.514 | 1.5293 | 1.5217 | 1.514 | 1.5293
Griddle_Office_Existing_High-Efficiency | Griddle_Office_Existing | Griddle_Office_Existing_High-Efficiency | Griddle_Office_Existing | EQ | Existing | Office | Griddle | 3 | High-Efficiency | 2.1041 | 2.1254 | 2.1148 | 2.1041 | 2.1254
Oven_Office_Existing_ENERGY STAR (3.0) | Oven_Office_Existing | Oven_Office_Existing_ENERGY STAR (3.0) | Oven_Office_Existing | EQ | Existing | Office | Oven | 2 | ENERGY STAR (3.0) | 5.0044 | 4.9897 | 4.9971 | 5.0044 | 4.9897
Pool Heater_Office_Existing_TE 84% (Standard 2028) | Pool Heater_Office_Existing | Pool Heater_Existing_TE 84% (Standard 2028) | Pool Heater_Existing | EQ | Existing | Office | Pool Heater | 2 | TE 84% (Standard 2028) | 6.3787 | 6.3753 | 6.377 | 6.3787 | 6.3753
Pool Heater_Office_Existing_TE 95% (Condensing) | Pool Heater_Office_Existing | Pool Heater_Existing_TE 95% (Condensing) | Pool Heater_Existing | EQ | Existing | Office | Pool Heater | 3 | TE 95% (Condensing) | 7.5913 | 7.5872 | 7.5892 | 7.5913 | 7.5872
Rack Oven_Office_Existing_ENERGY STAR (3.0) | Rack Oven_Office_Existing | Rack Oven_Existing_ENERGY STAR (3.0) | Rack Oven_Existing | EQ | Existing | Office | Rack Oven | 2 | ENERGY STAR (3.0) | 2.3063 | 2.2922 | 2.2993 | 2.3063 | 2.2922
Range_Office_Existing_High Efficiency | Range_Office_Existing | Range_Existing_High Efficiency | Range_Existing | EQ | Existing | Office | Range | 2 | High Efficiency | 3.6152 | 3.6046 | 3.6099 | 3.6152 | 3.6046
Steamer_Office_Existing_ENERGY STAR (1.2) | Steamer_Office_Existing | Steamer_Existing_ENERGY STAR (1.2) | Steamer_Existing | EQ | Existing | Office | Steamer | 2 | ENERGY STAR (1.2) | 0.9 | 0.9 | 0.9 | 0.9 | 0.9
Unit Heater_Office_Existing_Condensing (TE 90%) | Unit Heater_Office_Existing | Unit Heater_Existing_Condensing (TE 90%) | Unit Heater_Existing | EQ | Existing | Office | Unit Heater | 2 | Condensing (TE 90%) | 0.82532 | 0.82289 | 0.82411 | 0.82532 | 0.82289
Unit Heater_Office_Existing_Infrared Radiant | Unit Heater_Office_Existing | Unit Heater_Existing_Infrared Radiant | Unit Heater_Existing | EQ | Existing | Office | Unit Heater | 3 | Infrared Radiant | 7.3722 | 7.3506 | 7.3614 | 7.3722 | 7.3506
Water Heater_Office_Existing_TE 94% (ENERGY STAR 2.0) | Water Heater_Office_Existing | Water Heater_Existing_TE 94% (ENERGY STAR 2.0) | Water Heater_Existing | EQ | Existing | Office | Water Heater | 2 | TE 94% (ENERGY STAR 2.0) | 16.6118 | 16.6385 | 16.6252 | 16.6118 | 16.6385
Water Heater_Office_Existing_TE 96% (Instantaneous) | Water Heater_Office_Existing | Water Heater_Existing_TE 96% (Instantaneous) | Water Heater_Existing | EQ | Existing | Office | Water Heater | 3 | TE 96% (Instantaneous) | 13.0844 | 13.5455 | 13.3149 | 13.0844 | 13.5455
Boiler_Restaurant_Existing_TE 84% | Boiler_Restaurant_Existing | Boiler_Existing_TE 84% | Boiler_Existing | EQ | Existing | Restaurant | Boiler | 2 | TE 84% | 0 | 0 | 0 | 0 | 0
Boiler_Restaurant_Existing_TE 90% (2024 WA Standard) | Boiler_Restaurant_Existing | Boiler_Existing_TE 90% (2024 WA Standard) | Boiler_Existing | EQ | Existing | Restaurant | Boiler | 3 | TE 90% (2024 WA Standard) | 0.9 | 0.9 | 0.9 | 0.9 | 0.9
Boiler_Restaurant_Existing_TE 94% (ENERGY STAR 1.0) | Boiler_Restaurant_Existing | Boiler_Existing_TE 94% (ENERGY STAR 1.0) | Boiler_Existing | EQ | Existing | Restaurant | Boiler | 4 | TE 94% (ENERGY STAR 1.0) | 2.8651 | 2.8452 | 2.8552 | 2.8651 | 2.8452
Boiler_Restaurant_Existing_TE 98% | Boiler_Restaurant_Existing | Boiler_Existing_TE 98% | Boiler_Existing | EQ | Existing | Restaurant | Boiler | 5 | TE 98% | 2.7401 | 2.7211 | 2.7306 | 2.7401 | 2.7211
Broiler_Restaurant_Existing_Infrared Burners | Broiler_Restaurant_Existing | Broiler_Existing_Infrared Burners | Broiler_Existing | EQ | Existing | Restaurant | Broiler | 2 | Infrared Burners | 3.1362 | 3.127 | 3.1316 | 3.1362 | 3.127
Commercial Food Prep Other_Restaurant_Existing_Efficient | Commercial Food Prep Other_Restaurant_Existing | Commercial Food Prep Other_Existing_Efficient | Commercial Food Prep Other_Existing | EQ | Existing | Restaurant | Commercial Food Prep Other | 2 | Efficient | 329.5098 | 330.0388 | 329.7743 | 329.5098 | 330.0388
Conveyor Oven_Restaurant_Existing_Efficient (>42% Baking Efficiency) | Conveyor Oven_Restaurant_Existing | Conveyor Oven_Existing_Efficient (>42% Baking Efficiency) | Conveyor Oven_Existing | EQ | Existing | Restaurant | Conveyor Oven | 2 | Efficient (>42% Baking Efficiency) | 6.8846 | 6.8644 | 6.8745 | 6.8846 | 6.8644
Fryer_Restaurant_Existing_ENERGY STAR (3.0) | Fryer_Restaurant_Existing | Fryer_Existing_ENERGY STAR (3.0) | Fryer_Existing | EQ | Existing | Restaurant | Fryer | 2 | ENERGY STAR (3.0) | 0.9 | 0.9 | 0.9 | 0.9 | 0.9
Furnace_Restaurant_Existing_TE 81% (2023 Standard) | Furnace_Restaurant_Existing | Furnace_Existing_TE 81% (2023 Standard) | Furnace_Existing | EQ | Existing | Restaurant | Furnace | 2 | TE 81% (2023 Standard) | 0.9 | 0.9 | 0.9 | 0.9 | 0.9
Furnace_Restaurant_Existing_TE 90% | Furnace_Restaurant_Existing | Furnace_Existing_TE 90% | Furnace_Existing | EQ | Existing | Restaurant | Furnace | 3 | TE 90% | 0.58684 | 0.58257 | 0.5847 | 0.58684 | 0.58257
Furnace_Restaurant_Existing_TE 96% | Furnace_Restaurant_Existing | Furnace_Existing_TE 96% | Furnace_Existing | EQ | Existing | Restaurant | Furnace | 4 | TE 96% | 0.35732 | 0.35472 | 0.35602 | 0.35732 | 0.35472
Furnace_Restaurant_Existing_Dual-Fuel Heat Pump - TE 81% | Furnace_Restaurant_Existing | Furnace_Existing_Dual-Fuel Heat Pump - TE 81% | Furnace_Existing | EQ | Existing | Restaurant | Furnace | 5 | Dual-Fuel Heat Pump - TE 81% | 0.46898 | 0.46567 | 0.46733 | 0.46898 | 0.46567
Furnace_Restaurant_Existing_Dual-Fuel Heat Pump - TE 96% | Furnace_Restaurant_Existing | Furnace_Existing_Dual-Fuel Heat Pump - TE 96% | Furnace_Existing | EQ | Existing | Restaurant | Furnace | 6 | Dual-Fuel Heat Pump - TE 96% | 0.38616 | 0.38343 | 0.38479 | 0.38616 | 0.38343
Griddle_Restaurant_Existing_ENERGY STAR (1.2) | Griddle_Restaurant_Existing | Griddle_Restaurant_Existing_ENERGY STAR (1.2) | Griddle_Restaurant_Existing | EQ | Existing | Restaurant | Griddle | 2 | ENERGY STAR (1.2) | 1.514 | 1.5293 | 1.5217 | 1.514 | 1.5293
Griddle_Restaurant_Existing_High-Efficiency | Griddle_Restaurant_Existing | Griddle_Restaurant_Existing_High-Efficiency | Griddle_Restaurant_Existing | EQ | Existing | Restaurant | Griddle | 3 | High-Efficiency | 2.1041 | 2.1254 | 2.1148 | 2.1041 | 2.1254
Oven_Restaurant_Existing_ENERGY STAR (3.0) | Oven_Restaurant_Existing | Oven_Restaurant_Existing_ENERGY STAR (3.0) | Oven_Restaurant_Existing | EQ | Existing | Restaurant | Oven | 2 | ENERGY STAR (3.0) | 5.0044 | 4.9897 | 4.9971 | 5.0044 | 4.9897
Pool Heater_Restaurant_Existing_TE 84% (Standard 2028) | Pool Heater_Restaurant_Existing | Pool Heater_Existing_TE 84% (Standard 2028) | Pool Heater_Existing | EQ | Existing | Restaurant | Pool Heater | 2 | TE 84% (Standard 2028) | 6.3787 | 6.3753 | 6.377 | 6.3787 | 6.3753
Pool Heater_Restaurant_Existing_TE 95% (Condensing) | Pool Heater_Restaurant_Existing | Pool Heater_Existing_TE 95% (Condensing) | Pool Heater_Existing | EQ | Existing | Restaurant | Pool Heater | 3 | TE 95% (Condensing) | 7.5913 | 7.5872 | 7.5892 | 7.5913 | 7.5872
Rack Oven_Restaurant_Existing_ENERGY STAR (3.0) | Rack Oven_Restaurant_Existing | Rack Oven_Existing_ENERGY STAR (3.0) | Rack Oven_Existing | EQ | Existing | Restaurant | Rack Oven | 2 | ENERGY STAR (3.0) | 2.3063 | 2.2922 | 2.2993 | 2.3063 | 2.2922
Range_Restaurant_Existing_High Efficiency | Range_Restaurant_Existing | Range_Existing_High Efficiency | Range_Existing | EQ | Existing | Restaurant | Range | 2 | High Efficiency | 3.6152 | 3.6046 | 3.6099 | 3.6152 | 3.6046
Steamer_Restaurant_Existing_ENERGY STAR (1.2) | Steamer_Restaurant_Existing | Steamer_Existing_ENERGY STAR (1.2) | Steamer_Existing | EQ | Existing | Restaurant | Steamer | 2 | ENERGY STAR (1.2) | 0.9 | 0.9 | 0.9 | 0.9 | 0.9
Unit Heater_Restaurant_Existing_Condensing (TE 90%) | Unit Heater_Restaurant_Existing | Unit Heater_Existing_Condensing (TE 90%) | Unit Heater_Existing | EQ | Existing | Restaurant | Unit Heater | 2 | Condensing (TE 90%) | 0.82532 | 0.82289 | 0.82411 | 0.82532 | 0.82289
Unit Heater_Restaurant_Existing_Infrared Radiant | Unit Heater_Restaurant_Existing | Unit Heater_Existing_Infrared Radiant | Unit Heater_Existing | EQ | Existing | Restaurant | Unit Heater | 3 | Infrared Radiant | 7.3722 | 7.3506 | 7.3614 | 7.3722 | 7.3506
Water Heater_Restaurant_Existing_TE 94% (ENERGY STAR 2.0) | Water Heater_Restaurant_Existing | Water Heater_Existing_TE 94% (ENERGY STAR 2.0) | Water Heater_Existing | EQ | Existing | Restaurant | Water Heater | 2 | TE 94% (ENERGY STAR 2.0) | 16.5216 | 16.5482 | 16.5349 | 16.5216 | 16.5482
Water Heater_Restaurant_Existing_TE 96% (Instantaneous) | Water Heater_Restaurant_Existing | Water Heater_Existing_TE 96% (Instantaneous) | Water Heater_Existing | EQ | Existing | Restaurant | Water Heater | 3 | TE 96% (Instantaneous) | 13.0661 | 13.5269 | 13.2965 | 13.0661 | 13.5269
Boiler_Retail_Existing_TE 84% | Boiler_Retail_Existing | Boiler_Existing_TE 84% | Boiler_Existing | EQ | Existing | Retail | Boiler | 2 | TE 84% | 0 | 0 | 0 | 0 | 0
Boiler_Retail_Existing_TE 90% (2024 WA Standard) | Boiler_Retail_Existing | Boiler_Existing_TE 90% (2024 WA Standard) | Boiler_Existing | EQ | Existing | Retail | Boiler | 3 | TE 90% (2024 WA Standard) | 0.9 | 0.9 | 0.9 | 0.9 | 0.9
Boiler_Retail_Existing_TE 94% (ENERGY STAR 1.0) | Boiler_Retail_Existing | Boiler_Existing_TE 94% (ENERGY STAR 1.0) | Boiler_Existing | EQ | Existing | Retail | Boiler | 4 | TE 94% (ENERGY STAR 1.0) | 3.5542 | 3.5296 | 3.5419 | 3.5542 | 3.5296
Boiler_Retail_Existing_TE 98% | Boiler_Retail_Existing | Boiler_Existing_TE 98% | Boiler_Existing | EQ | Existing | Retail | Boiler | 5 | TE 98% | 3.411 | 3.3874 | 3.3992 | 3.411 | 3.3874
Broiler_Retail_Existing_Infrared Burners | Broiler_Retail_Existing | Broiler_Existing_Infrared Burners | Broiler_Existing | EQ | Existing | Retail | Broiler | 2 | Infrared Burners | 3.1362 | 3.127 | 3.1316 | 3.1362 | 3.127
Commercial Food Prep Other_Retail_Existing_Efficient | Commercial Food Prep Other_Retail_Existing | Commercial Food Prep Other_Existing_Efficient | Commercial Food Prep Other_Existing | EQ | Existing | Retail | Commercial Food Prep Other | 2 | Efficient | 329.5098 | 330.0388 | 329.7743 | 329.5098 | 330.0388
Conveyor Oven_Retail_Existing_Efficient (>42% Baking Efficiency) | Conveyor Oven_Retail_Existing | Conveyor Oven_Existing_Efficient (>42% Baking Efficiency) | Conveyor Oven_Existing | EQ | Existing | Retail | Conveyor Oven | 2 | Efficient (>42% Baking Efficiency) | 6.8846 | 6.8644 | 6.8745 | 6.8846 | 6.8644
Fryer_Retail_Existing_ENERGY STAR (3.0) | Fryer_Retail_Existing | Fryer_Existing_ENERGY STAR (3.0) | Fryer_Existing | EQ | Existing | Retail | Fryer | 2 | ENERGY STAR (3.0) | 0.9 | 0.9 | 0.9 | 0.9 | 0.9
Furnace_Retail_Existing_TE 81% (2023 Standard) | Furnace_Retail_Existing | Furnace_Existing_TE 81% (2023 Standard) | Furnace_Existing | EQ | Existing | Retail | Furnace | 2 | TE 81% (2023 Standard) | 0.9 | 0.9 | 0.9 | 0.9 | 0.9
Furnace_Retail_Existing_TE 90% | Furnace_Retail_Existing | Furnace_Existing_TE 90% | Furnace_Existing | EQ | Existing | Retail | Furnace | 3 | TE 90% | 0.96477 | 0.95776 | 0.96126 | 0.96477 | 0.95776
Furnace_Retail_Existing_TE 96% | Furnace_Retail_Existing | Furnace_Existing_TE 96% | Furnace_Existing | EQ | Existing | Retail | Furnace | 4 | TE 96% | 0.58648 | 0.58221 | 0.58435 | 0.58648 | 0.58221
Furnace_Retail_Existing_Dual-Fuel Heat Pump - TE 81% | Furnace_Retail_Existing | Furnace_Existing_Dual-Fuel Heat Pump - TE 81% | Furnace_Existing | EQ | Existing | Retail | Furnace | 5 | Dual-Fuel Heat Pump - TE 81% | 0.63997 | 0.63546 | 0.63771 | 0.63997 | 0.63546
Furnace_Retail_Existing_Dual-Fuel Heat Pump - TE 96% | Furnace_Retail_Existing | Furnace_Existing_Dual-Fuel Heat Pump - TE 96% | Furnace_Existing | EQ | Existing | Retail | Furnace | 6 | Dual-Fuel Heat Pump - TE 96% | 0.54611 | 0.54224 | 0.54417 | 0.54611 | 0.54224
Griddle_Retail_Existing_ENERGY STAR (1.2) | Griddle_Retail_Existing | Griddle_Retail_Existing_ENERGY STAR (1.2) | Griddle_Retail_Existing | EQ | Existing | Retail | Griddle | 2 | ENERGY STAR (1.2) | 1.514 | 1.5293 | 1.5217 | 1.514 | 1.5293
Griddle_Retail_Existing_High-Efficiency | Griddle_Retail_Existing | Griddle_Retail_Existing_High-Efficiency | Griddle_Retail_Existing | EQ | Existing | Retail | Griddle | 3 | High-Efficiency | 2.1041 | 2.1254 | 2.1148 | 2.1041 | 2.1254
Oven_Retail_Existing_ENERGY STAR (3.0) | Oven_Retail_Existing | Oven_Retail_Existing_ENERGY STAR (3.0) | Oven_Retail_Existing | EQ | Existing | Retail | Oven | 2 | ENERGY STAR (3.0) | 5.0044 | 4.9897 | 4.9971 | 5.0044 | 4.9897
Pool Heater_Retail_Existing_TE 84% (Standard 2028) | Pool Heater_Retail_Existing | Pool Heater_Existing_TE 84% (Standard 2028) | Pool Heater_Existing | EQ | Existing | Retail | Pool Heater | 2 | TE 84% (Standard 2028) | 6.3787 | 6.3753 | 6.377 | 6.3787 | 6.3753
Pool Heater_Retail_Existing_TE 95% (Condensing) | Pool Heater_Retail_Existing | Pool Heater_Existing_TE 95% (Condensing) | Pool Heater_Existing | EQ | Existing | Retail | Pool Heater | 3 | TE 95% (Condensing) | 7.5913 | 7.5872 | 7.5892 | 7.5913 | 7.5872
Rack Oven_Retail_Existing_ENERGY STAR (3.0) | Rack Oven_Retail_Existing | Rack Oven_Existing_ENERGY STAR (3.0) | Rack Oven_Existing | EQ | Existing | Retail | Rack Oven | 2 | ENERGY STAR (3.0) | 2.3063 | 2.2922 | 2.2993 | 2.3063 | 2.2922
Range_Retail_Existing_High Efficiency | Range_Retail_Existing | Range_Existing_High Efficiency | Range_Existing | EQ | Existing | Retail | Range | 2 | High Efficiency | 3.6152 | 3.6046 | 3.6099 | 3.6152 | 3.6046
Steamer_Retail_Existing_ENERGY STAR (1.2) | Steamer_Retail_Existing | Steamer_Existing_ENERGY STAR (1.2) | Steamer_Existing | EQ | Existing | Retail | Steamer | 2 | ENERGY STAR (1.2) | 0.9 | 0.9 | 0.9 | 0.9 | 0.9
Unit Heater_Retail_Existing_Condensing (TE 90%) | Unit Heater_Retail_Existing | Unit Heater_Existing_Condensing (TE 90%) | Unit Heater_Existing | EQ | Existing | Retail | Unit Heater | 2 | Condensing (TE 90%) | 0.82532 | 0.82289 | 0.82411 | 0.82532 | 0.82289
Unit Heater_Retail_Existing_Infrared Radiant | Unit Heater_Retail_Existing | Unit Heater_Existing_Infrared Radiant | Unit Heater_Existing | EQ | Existing | Retail | Unit Heater | 3 | Infrared Radiant | 7.3722 | 7.3506 | 7.3614 | 7.3722 | 7.3506
Water Heater_Retail_Existing_TE 94% (ENERGY STAR 2.0) | Water Heater_Retail_Existing | Water Heater_Existing_TE 94% (ENERGY STAR 2.0) | Water Heater_Existing | EQ | Existing | Retail | Water Heater | 2 | TE 94% (ENERGY STAR 2.0) | 16.5939 | 16.6206 | 16.6073 | 16.5939 | 16.6206
Water Heater_Retail_Existing_TE 96% (Instantaneous) | Water Heater_Retail_Existing | Water Heater_Existing_TE 96% (Instantaneous) | Water Heater_Existing | EQ | Existing | Retail | Water Heater | 3 | TE 96% (Instantaneous) | 13.0723 | 13.5334 | 13.3028 | 13.0723 | 13.5334
Boiler_Warehouse_Existing_TE 84% | Boiler_Warehouse_Existing | Boiler_Existing_TE 84% | Boiler_Existing | EQ | Existing | Warehouse | Boiler | 2 | TE 84% | 0 | 0 | 0 | 0 | 0
Boiler_Warehouse_Existing_TE 90% (2024 WA Standard) | Boiler_Warehouse_Existing | Boiler_Existing_TE 90% (2024 WA Standard) | Boiler_Existing | EQ | Existing | Warehouse | Boiler | 3 | TE 90% (2024 WA Standard) | 0.9 | 0.9 | 0.9 | 0.9 | 0.9
Boiler_Warehouse_Existing_TE 94% (ENERGY STAR 1.0) | Boiler_Warehouse_Existing | Boiler_Existing_TE 94% (ENERGY STAR 1.0) | Boiler_Existing | EQ | Existing | Warehouse | Boiler | 4 | TE 94% (ENERGY STAR 1.0) | 3.3143 | 3.2913 | 3.3028 | 3.3143 | 3.2913
Boiler_Warehouse_Existing_TE 98% | Boiler_Warehouse_Existing | Boiler_Existing_TE 98% | Boiler_Existing | EQ | Existing | Warehouse | Boiler | 5 | TE 98% | 3.1733 | 3.1513 | 3.1623 | 3.1733 | 3.1513
Broiler_Warehouse_Existing_Infrared Burners | Broiler_Warehouse_Existing | Broiler_Existing_Infrared Burners | Broiler_Existing | EQ | Existing | Warehouse | Broiler | 2 | Infrared Burners | 3.1362 | 3.127 | 3.1316 | 3.1362 | 3.127
Commercial Food Prep Other_Warehouse_Existing_Efficient | Commercial Food Prep Other_Warehouse_Existing | Commercial Food Prep Other_Existing_Efficient | Commercial Food Prep Other_Existing | EQ | Existing | Warehouse | Commercial Food Prep Other | 2 | Efficient | 329.5098 | 330.0388 | 329.7743 | 329.5098 | 330.0388
Conveyor Oven_Warehouse_Existing_Efficient (>42% Baking Efficiency) | Conveyor Oven_Warehouse_Existing | Conveyor Oven_Existing_Efficient (>42% Baking Efficiency) | Conveyor Oven_Existing | EQ | Existing | Warehouse | Conveyor Oven | 2 | Efficient (>42% Baking Efficiency) | 6.8846 | 6.8644 | 6.8745 | 6.8846 | 6.8644
Fryer_Warehouse_Existing_ENERGY STAR (3.0) | Fryer_Warehouse_Existing | Fryer_Existing_ENERGY STAR (3.0) | Fryer_Existing | EQ | Existing | Warehouse | Fryer | 2 | ENERGY STAR (3.0) | 0.9 | 0.9 | 0.9 | 0.9 | 0.9
Furnace_Warehouse_Existing_TE 81% (2023 Standard) | Furnace_Warehouse_Existing | Furnace_Existing_TE 81% (2023 Standard) | Furnace_Existing | EQ | Existing | Warehouse | Furnace | 2 | TE 81% (2023 Standard) | 0.9 | 0.9 | 0.9 | 0.9 | 0.9
Furnace_Warehouse_Existing_TE 90% | Furnace_Warehouse_Existing | Furnace_Existing_TE 90% | Furnace_Existing | EQ | Existing | Warehouse | Furnace | 3 | TE 90% | 0.68156 | 0.6766 | 0.67908 | 0.68156 | 0.6766
Furnace_Warehouse_Existing_TE 96% | Furnace_Warehouse_Existing | Furnace_Existing_TE 96% | Furnace_Existing | EQ | Existing | Warehouse | Furnace | 4 | TE 96% | 0.41457 | 0.41155 | 0.41306 | 0.41457 | 0.41155
Furnace_Warehouse_Existing_Dual-Fuel Heat Pump - TE 81% | Furnace_Warehouse_Existing | Furnace_Existing_Dual-Fuel Heat Pump - TE 81% | Furnace_Existing | EQ | Existing | Warehouse | Furnace | 5 | Dual-Fuel Heat Pump - TE 81% | 0.50805 | 0.50447 | 0.50626 | 0.50805 | 0.50447
Furnace_Warehouse_Existing_Dual-Fuel Heat Pump - TE 96% | Furnace_Warehouse_Existing | Furnace_Existing_Dual-Fuel Heat Pump - TE 96% | Furnace_Existing | EQ | Existing | Warehouse | Furnace | 6 | Dual-Fuel Heat Pump - TE 96% | 0.42415 | 0.42115 | 0.42265 | 0.42415 | 0.42115
Griddle_Warehouse_Existing_ENERGY STAR (1.2) | Griddle_Warehouse_Existing | Griddle_Warehouse_Existing_ENERGY STAR (1.2) | Griddle_Warehouse_Existing | EQ | Existing | Warehouse | Griddle | 2 | ENERGY STAR (1.2) | 1.514 | 1.5293 | 1.5217 | 1.514 | 1.5293
Griddle_Warehouse_Existing_High-Efficiency | Griddle_Warehouse_Existing | Griddle_Warehouse_Existing_High-Efficiency | Griddle_Warehouse_Existing | EQ | Existing | Warehouse | Griddle | 3 | High-Efficiency | 2.1041 | 2.1254 | 2.1148 | 2.1041 | 2.1254
Oven_Warehouse_Existing_ENERGY STAR (3.0) | Oven_Warehouse_Existing | Oven_Warehouse_Existing_ENERGY STAR (3.0) | Oven_Warehouse_Existing | EQ | Existing | Warehouse | Oven | 2 | ENERGY STAR (3.0) | 5.0044 | 4.9897 | 4.9971 | 5.0044 | 4.9897
Pool Heater_Warehouse_Existing_TE 84% (Standard 2028) | Pool Heater_Warehouse_Existing | Pool Heater_Existing_TE 84% (Standard 2028) | Pool Heater_Existing | EQ | Existing | Warehouse | Pool Heater | 2 | TE 84% (Standard 2028) | 6.3787 | 6.3753 | 6.377 | 6.3787 | 6.3753
Pool Heater_Warehouse_Existing_TE 95% (Condensing) | Pool Heater_Warehouse_Existing | Pool Heater_Existing_TE 95% (Condensing) | Pool Heater_Existing | EQ | Existing | Warehouse | Pool Heater | 3 | TE 95% (Condensing) | 7.5913 | 7.5872 | 7.5892 | 7.5913 | 7.5872
Rack Oven_Warehouse_Existing_ENERGY STAR (3.0) | Rack Oven_Warehouse_Existing | Rack Oven_Existing_ENERGY STAR (3.0) | Rack Oven_Existing | EQ | Existing | Warehouse | Rack Oven | 2 | ENERGY STAR (3.0) | 2.3063 | 2.2922 | 2.2993 | 2.3063 | 2.2922
Range_Warehouse_Existing_High Efficiency | Range_Warehouse_Existing | Range_Existing_High Efficiency | Range_Existing | EQ | Existing | Warehouse | Range | 2 | High Efficiency | 4.758 | 4.7441 | 4.7511 | 4.758 | 4.7441
Steamer_Warehouse_Existing_ENERGY STAR (1.2) | Steamer_Warehouse_Existing | Steamer_Existing_ENERGY STAR (1.2) | Steamer_Existing | EQ | Existing | Warehouse | Steamer | 2 | ENERGY STAR (1.2) | 0.9 | 0.9 | 0.9 | 0.9 | 0.9
Unit Heater_Warehouse_Existing_Condensing (TE 90%) | Unit Heater_Warehouse_Existing | Unit Heater_Existing_Condensing (TE 90%) | Unit Heater_Existing | EQ | Existing | Warehouse | Unit Heater | 2 | Condensing (TE 90%) | 0.82532 | 0.82289 | 0.82411 | 0.82532 | 0.82289
Unit Heater_Warehouse_Existing_Infrared Radiant | Unit Heater_Warehouse_Existing | Unit Heater_Existing_Infrared Radiant | Unit Heater_Existing | EQ | Existing | Warehouse | Unit Heater | 3 | Infrared Radiant | 7.3722 | 7.3506 | 7.3614 | 7.3722 | 7.3506
Water Heater_Warehouse_Existing_TE 94% (ENERGY STAR 2.0) | Water Heater_Warehouse_Existing | Water Heater_Existing_TE 94% (ENERGY STAR 2.0) | Water Heater_Existing | EQ | Existing | Warehouse | Water Heater | 2 | TE 94% (ENERGY STAR 2.0) | 16.6258 | 16.6525 | 16.6392 | 16.6258 | 16.6525
Water Heater_Warehouse_Existing_TE 96% (Instantaneous) | Water Heater_Warehouse_Existing | Water Heater_Existing_TE 96% (Instantaneous) | Water Heater_Existing | EQ | Existing | Warehouse | Water Heater | 3 | TE 96% (Instantaneous) | 13.1139 | 13.5749 | 13.3444 | 13.1139 | 13.5749
Boiler_Education_New_TE 84% | Boiler_Education_New | Boiler_New_TE 84% | Boiler_New | EQ | New | Education | Boiler | 2 | TE 84% | 0 | 0 | 0 | 0 | 0
Boiler_Education_New_TE 90% (2024 WA Standard) | Boiler_Education_New | Boiler_New_TE 90% (2024 WA Standard) | Boiler_New | EQ | New | Education | Boiler | 3 | TE 90% (2024 WA Standard) | 0.9 | 0.9 | 0.9 | 0.9 | 0.9
Boiler_Education_New_TE 94% (ENERGY STAR 1.0) | Boiler_Education_New | Boiler_New_TE 94% (ENERGY STAR 1.0) | Boiler_New | EQ | New | Education | Boiler | 4 | TE 94% (ENERGY STAR 1.0) | 0.6434 | 0.63894 | 0.64117 | 0.6434 | 0.63894
Boiler_Education_New_TE 98% | Boiler_Education_New | Boiler_New_TE 98% | Boiler_New | EQ | New | Education | Boiler | 5 | TE 98% | 0.61718 | 0.6129 | 0.61504 | 0.61718 | 0.6129
Broiler_Education_New_Infrared Burners | Broiler_Education_New | Broiler_New_Infrared Burners | Broiler_New | EQ | New | Education | Broiler | 2 | Infrared Burners | 3.1362 | 3.127 | 3.1316 | 3.1362 | 3.127
Commercial Food Prep Other_Education_New_Efficient | Commercial Food Prep Other_Education_New | Commercial Food Prep Other_New_Efficient | Commercial Food Prep Other_New | EQ | New | Education | Commercial Food Prep Other | 2 | Efficient | 329.5098 | 330.0388 | 329.7743 | 329.5098 | 330.0388
Conveyor Oven_Education_New_Efficient (>42% Baking Efficiency) | Conveyor Oven_Education_New | Conveyor Oven_New_Efficient (>42% Baking Efficiency) | Conveyor Oven_New | EQ | New | Education | Conveyor Oven | 2 | Efficient (>42% Baking Efficiency) | 6.8846 | 6.8644 | 6.8745 | 6.8846 | 6.8644
Fryer_Education_New_ENERGY STAR (3.0) | Fryer_Education_New | Fryer_New_ENERGY STAR (3.0) | Fryer_New | EQ | New | Education | Fryer | 2 | ENERGY STAR (3.0) | 0.9 | 0.9 | 0.9 | 0.9 | 0.9
Furnace_Education_New_TE 81% (2023 Standard) | Furnace_Education_New | Furnace_New_TE 81% (2023 Standard) | Furnace_New | EQ | New | Education | Furnace | 2 | TE 81% (2023 Standard) | 0.9 | 0.9 | 0.9 | 0.9 | 0.9
Furnace_Education_New_TE 90% | Furnace_Education_New | Furnace_New_TE 90% | Furnace_New | EQ | New | Education | Furnace | 3 | TE 90% | 0.32988 | 0.32748 | 0.32868 | 0.32988 | 0.32748
Furnace_Education_New_TE 96% | Furnace_Education_New | Furnace_New_TE 96% | Furnace_New | EQ | New | Education | Furnace | 4 | TE 96% | 0.2006 | 0.19914 | 0.19987 | 0.2006 | 0.19914
Furnace_Education_New_Dual-Fuel Heat Pump - TE 81% | Furnace_Education_New | Furnace_New_Dual-Fuel Heat Pump - TE 81% | Furnace_New | EQ | New | Education | Furnace | 5 | Dual-Fuel Heat Pump - TE 81% | 0.24336 | 0.24163 | 0.2425 | 0.24336 | 0.24163
Furnace_Education_New_Dual-Fuel Heat Pump - TE 96% | Furnace_Education_New | Furnace_New_Dual-Fuel Heat Pump - TE 96% | Furnace_New | EQ | New | Education | Furnace | 6 | Dual-Fuel Heat Pump - TE 96% | 0.25979 | 0.25791 | 0.25885 | 0.25979 | 0.25791
Griddle_Education_New_ENERGY STAR (1.2) | Griddle_Education_New | Griddle_Education_New_ENERGY STAR (1.2) | Griddle_Education_New | EQ | New | Education | Griddle | 2 | ENERGY STAR (1.2) | 1.514 | 1.5293 | 1.5217 | 1.514 | 1.5293
Griddle_Education_New_High-Efficiency | Griddle_Education_New | Griddle_Education_New_High-Efficiency | Griddle_Education_New | EQ | New | Education | Griddle | 3 | High-Efficiency | 2.1041 | 2.1254 | 2.1148 | 2.1041 | 2.1254
Oven_Education_New_ENERGY STAR (3.0) | Oven_Education_New | Oven_Education_New_ENERGY STAR (3.0) | Oven_Education_New | EQ | New | Education | Oven | 2 | ENERGY STAR (3.0) | 5.0044 | 4.9897 | 4.9971 | 5.0044 | 4.9897
Pool Heater_Education_New_TE 84% (Standard 2028) | Pool Heater_Education_New | Pool Heater_New_TE 84% (Standard 2028) | Pool Heater_New | EQ | New | Education | Pool Heater | 2 | TE 84% (Standard 2028) | 6.3787 | 6.3753 | 6.377 | 6.3787 | 6.3753
Pool Heater_Education_New_TE 95% (Condensing) | Pool Heater_Education_New | Pool Heater_New_TE 95% (Condensing) | Pool Heater_New | EQ | New | Education | Pool Heater | 3 | TE 95% (Condensing) | 7.5913 | 7.5872 | 7.5892 | 7.5913 | 7.5872
Rack Oven_Education_New_ENERGY STAR (3.0) | Rack Oven_Education_New | Rack Oven_New_ENERGY STAR (3.0) | Rack Oven_New | EQ | New | Education | Rack Oven | 2 | ENERGY STAR (3.0) | 2.3063 | 2.2922 | 2.2993 | 2.3063 | 2.2922
Range_Education_New_High Efficiency | Range_Education_New | Range_New_High Efficiency | Range_New | EQ | New | Education | Range | 2 | High Efficiency | 3.6152 | 3.6046 | 3.6099 | 3.6152 | 3.6046
Steamer_Education_New_ENERGY STAR (1.2) | Steamer_Education_New | Steamer_New_ENERGY STAR (1.2) | Steamer_New | EQ | New | Education | Steamer | 2 | ENERGY STAR (1.2) | 0.9 | 0.9 | 0.9 | 0.9 | 0.9
Unit Heater_Education_New_Condensing (TE 90%) | Unit Heater_Education_New | Unit Heater_New_Condensing (TE 90%) | Unit Heater_New | EQ | New | Education | Unit Heater | 2 | Condensing (TE 90%) | 0.82532 | 0.82289 | 0.82411 | 0.82532 | 0.82289
Unit Heater_Education_New_Infrared Radiant | Unit Heater_Education_New | Unit Heater_New_Infrared Radiant | Unit Heater_New | EQ | New | Education | Unit Heater | 3 | Infrared Radiant | 7.3722 | 7.3506 | 7.3614 | 7.3722 | 7.3506
Water Heater_Education_New_TE 94% (ENERGY STAR 2.0) | Water Heater_Education_New | Water Heater_New_TE 94% (ENERGY STAR 2.0) | Water Heater_New | EQ | New | Education | Water Heater | 2 | TE 94% (ENERGY STAR 2.0) | 16.6066 | 16.6332 | 16.6199 | 16.6066 | 16.6332
Water Heater_Education_New_TE 96% (Instantaneous) | Water Heater_Education_New | Water Heater_New_TE 96% (Instantaneous) | Water Heater_New | EQ | New | Education | Water Heater | 3 | TE 96% (Instantaneous) | 13.1162 | 13.5773 | 13.3467 | 13.1162 | 13.5773
Boiler_Grocery_New_TE 84% | Boiler_Grocery_New | Boiler_New_TE 84% | Boiler_New | EQ | New | Grocery | Boiler | 2 | TE 84% | 0 | 0 | 0 | 0 | 0
Boiler_Grocery_New_TE 90% (2024 WA Standard) | Boiler_Grocery_New | Boiler_New_TE 90% (2024 WA Standard) | Boiler_New | EQ | New | Grocery | Boiler | 3 | TE 90% (2024 WA Standard) | 0.9 | 0.9 | 0.9 | 0.9 | 0.9
Boiler_Grocery_New_TE 94% (ENERGY STAR 1.0) | Boiler_Grocery_New | Boiler_New_TE 94% (ENERGY STAR 1.0) | Boiler_New | EQ | New | Grocery | Boiler | 4 | TE 94% (ENERGY STAR 1.0) | 1.3004 | 1.2914 | 1.2959 | 1.3004 | 1.2914
Boiler_Grocery_New_TE 98% | Boiler_Grocery_New | Boiler_New_TE 98% | Boiler_New | EQ | New | Grocery | Boiler | 5 | TE 98% | 1.2478 | 1.2391 | 1.2435 | 1.2478 | 1.2391
Broiler_Grocery_New_Infrared Burners | Broiler_Grocery_New | Broiler_New_Infrared Burners | Broiler_New | EQ | New | Grocery | Broiler | 2 | Infrared Burners | 3.1362 | 3.127 | 3.1316 | 3.1362 | 3.127
Commercial Food Prep Other_Grocery_New_Efficient | Commercial Food Prep Other_Grocery_New | Commercial Food Prep Other_New_Efficient | Commercial Food Prep Other_New | EQ | New | Grocery | Commercial Food Prep Other | 2 | Efficient | 329.5098 | 330.0388 | 329.7743 | 329.5098 | 330.0388
Conveyor Oven_Grocery_New_Efficient (>42% Baking Efficiency) | Conveyor Oven_Grocery_New | Conveyor Oven_New_Efficient (>42% Baking Efficiency) | Conveyor Oven_New | EQ | New | Grocery | Conveyor Oven | 2 | Efficient (>42% Baking Efficiency) | 6.8846 | 6.8644 | 6.8745 | 6.8846 | 6.8644
Fryer_Grocery_New_ENERGY STAR (3.0) | Fryer_Grocery_New | Fryer_New_ENERGY STAR (3.0) | Fryer_New | EQ | New | Grocery | Fryer | 2 | ENERGY STAR (3.0) | 0.9 | 0.9 | 0.9 | 0.9 | 0.9
Furnace_Grocery_New_TE 81% (2023 Standard) | Furnace_Grocery_New | Furnace_New_TE 81% (2023 Standard) | Furnace_New | EQ | New | Grocery | Furnace | 2 | TE 81% (2023 Standard) | 0.9 | 0.9 | 0.9 | 0.9 | 0.9
Furnace_Grocery_New_TE 90% | Furnace_Grocery_New | Furnace_New_TE 90% | Furnace_New | EQ | New | Grocery | Furnace | 3 | TE 90% | 0.35249 | 0.34993 | 0.35121 | 0.35249 | 0.34993
Furnace_Grocery_New_TE 96% | Furnace_Grocery_New | Furnace_New_TE 96% | Furnace_New | EQ | New | Grocery | Furnace | 4 | TE 96% | 0.21444 | 0.21288 | 0.21366 | 0.21444 | 0.21288
Furnace_Grocery_New_Dual-Fuel Heat Pump - TE 81% | Furnace_Grocery_New | Furnace_New_Dual-Fuel Heat Pump - TE 81% | Furnace_New | EQ | New | Grocery | Furnace | 5 | Dual-Fuel Heat Pump - TE 81% | 0.37598 | 0.37332 | 0.37465 | 0.37598 | 0.37332
Furnace_Grocery_New_Dual-Fuel Heat Pump - TE 96% | Furnace_Grocery_New | Furnace_New_Dual-Fuel Heat Pump - TE 96% | Furnace_New | EQ | New | Grocery | Furnace | 6 | Dual-Fuel Heat Pump - TE 96% | 0.37045 | 0.36778 | 0.36912 | 0.37045 | 0.36778
Griddle_Grocery_New_ENERGY STAR (1.2) | Griddle_Grocery_New | Griddle_Grocery_New_ENERGY STAR (1.2) | Griddle_Grocery_New | EQ | New | Grocery | Griddle | 2 | ENERGY STAR (1.2) | 1.514 | 1.5293 | 1.5217 | 1.514 | 1.5293
Griddle_Grocery_New_High-Efficiency | Griddle_Grocery_New | Griddle_Grocery_New_High-Efficiency | Griddle_Grocery_New | EQ | New | Grocery | Griddle | 3 | High-Efficiency | 2.1041 | 2.1254 | 2.1148 | 2.1041 | 2.1254
Oven_Grocery_New_ENERGY STAR (3.0) | Oven_Grocery_New | Oven_Grocery_New_ENERGY STAR (3.0) | Oven_Grocery_New | EQ | New | Grocery | Oven | 2 | ENERGY STAR (3.0) | 5.0044 | 4.9897 | 4.9971 | 5.0044 | 4.9897
Pool Heater_Grocery_New_TE 84% (Standard 2028) | Pool Heater_Grocery_New | Pool Heater_New_TE 84% (Standard 2028) | Pool Heater_New | EQ | New | Grocery | Pool Heater | 2 | TE 84% (Standard 2028) | 6.3787 | 6.3753 | 6.377 | 6.3787 | 6.3753
Pool Heater_Grocery_New_TE 95% (Condensing) | Pool Heater_Grocery_New | Pool Heater_New_TE 95% (Condensing) | Pool Heater_New | EQ | New | Grocery | Pool Heater | 3 | TE 95% (Condensing) | 7.5913 | 7.5872 | 7.5892 | 7.5913 | 7.5872
Rack Oven_Grocery_New_ENERGY STAR (3.0) | Rack Oven_Grocery_New | Rack Oven_New_ENERGY STAR (3.0) | Rack Oven_New | EQ | New | Grocery | Rack Oven | 2 | ENERGY STAR (3.0) | 2.3063 | 2.2922 | 2.2993 | 2.3063 | 2.2922
Range_Grocery_New_High Efficiency | Range_Grocery_New | Range_New_High Efficiency | Range_New | EQ | New | Grocery | Range | 2 | High Efficiency | 3.6152 | 3.6046 | 3.6099 | 3.6152 | 3.6046
Steamer_Grocery_New_ENERGY STAR (1.2) | Steamer_Grocery_New | Steamer_New_ENERGY STAR (1.2) | Steamer_New | EQ | New | Grocery | Steamer | 2 | ENERGY STAR (1.2) | 0.9 | 0.9 | 0.9 | 0.9 | 0.9
Unit Heater_Grocery_New_Condensing (TE 90%) | Unit Heater_Grocery_New | Unit Heater_New_Condensing (TE 90%) | Unit Heater_New | EQ | New | Grocery | Unit Heater | 2 | Condensing (TE 90%) | 0.82532 | 0.82289 | 0.82411 | 0.82532 | 0.82289
Unit Heater_Grocery_New_Infrared Radiant | Unit Heater_Grocery_New | Unit Heater_New_Infrared Radiant | Unit Heater_New | EQ | New | Grocery | Unit Heater | 3 | Infrared Radiant | 7.3722 | 7.3506 | 7.3614 | 7.3722 | 7.3506
Water Heater_Grocery_New_TE 94% (ENERGY STAR 2.0) | Water Heater_Grocery_New | Water Heater_New_TE 94% (ENERGY STAR 2.0) | Water Heater_New | EQ | New | Grocery | Water Heater | 2 | TE 94% (ENERGY STAR 2.0) | 16.5777 | 16.6043 | 16.591 | 16.5777 | 16.6043
Water Heater_Grocery_New_TE 96% (Instantaneous) | Water Heater_Grocery_New | Water Heater_New_TE 96% (Instantaneous) | Water Heater_New | EQ | New | Grocery | Water Heater | 3 | TE 96% (Instantaneous) | 13.0719 | 13.5329 | 13.3024 | 13.0719 | 13.5329
Boiler_Healthcare_New_TE 84% | Boiler_Healthcare_New | Boiler_New_TE 84% | Boiler_New | EQ | New | Healthcare | Boiler | 2 | TE 84% | 0 | 0 | 0 | 0 | 0
Boiler_Healthcare_New_TE 90% (2024 WA Standard) | Boiler_Healthcare_New | Boiler_New_TE 90% (2024 WA Standard) | Boiler_New | EQ | New | Healthcare | Boiler | 3 | TE 90% (2024 WA Standard) | 0.9 | 0.9 | 0.9 | 0.9 | 0.9
Boiler_Healthcare_New_TE 94% (ENERGY STAR 1.0) | Boiler_Healthcare_New | Boiler_New_TE 94% (ENERGY STAR 1.0) | Boiler_New | EQ | New | Healthcare | Boiler | 4 | TE 94% (ENERGY STAR 1.0) | 3.9303 | 3.903 | 3.9166 | 3.9303 | 3.903
Boiler_Healthcare_New_TE 98% | Boiler_Healthcare_New | Boiler_New_TE 98% | Boiler_New | EQ | New | Healthcare | Boiler | 5 | TE 98% | 3.7756 | 3.7494 | 3.7625 | 3.7756 | 3.7494
Broiler_Healthcare_New_Infrared Burners | Broiler_Healthcare_New | Broiler_New_Infrared Burners | Broiler_New | EQ | New | Healthcare | Broiler | 2 | Infrared Burners | 3.1362 | 3.127 | 3.1316 | 3.1362 | 3.127
Commercial Food Prep Other_Healthcare_New_Efficient | Commercial Food Prep Other_Healthcare_New | Commercial Food Prep Other_New_Efficient | Commercial Food Prep Other_New | EQ | New | Healthcare | Commercial Food Prep Other | 2 | Efficient | 329.5098 | 330.0388 | 329.7743 | 329.5098 | 330.0388
Conveyor Oven_Healthcare_New_Efficient (>42% Baking Efficiency) | Conveyor Oven_Healthcare_New | Conveyor Oven_New_Efficient (>42% Baking Efficiency) | Conveyor Oven_New | EQ | New | Healthcare | Conveyor Oven | 2 | Efficient (>42% Baking Efficiency) | 6.8846 | 6.8644 | 6.8745 | 6.8846 | 6.8644
Fryer_Healthcare_New_ENERGY STAR (3.0) | Fryer_Healthcare_New | Fryer_New_ENERGY STAR (3.0) | Fryer_New | EQ | New | Healthcare | Fryer | 2 | ENERGY STAR (3.0) | 0.9 | 0.9 | 0.9 | 0.9 | 0.9
Furnace_Healthcare_New_TE 81% (2023 Standard) | Furnace_Healthcare_New | Furnace_New_TE 81% (2023 Standard) | Furnace_New | EQ | New | Healthcare | Furnace | 2 | TE 81% (2023 Standard) | 0.9 | 0.9 | 0.9 | 0.9 | 0.9
Furnace_Healthcare_New_TE 90% | Furnace_Healthcare_New | Furnace_New_TE 90% | Furnace_New | EQ | New | Healthcare | Furnace | 3 | TE 90% | 1.9193 | 1.9053 | 1.9123 | 1.9193 | 1.9053
Furnace_Healthcare_New_TE 96% | Furnace_Healthcare_New | Furnace_New_TE 96% | Furnace_New | EQ | New | Healthcare | Furnace | 4 | TE 96% | 1.1674 | 1.1589 | 1.1632 | 1.1674 | 1.1589
Furnace_Healthcare_New_Dual-Fuel Heat Pump - TE 81% | Furnace_Healthcare_New | Furnace_New_Dual-Fuel Heat Pump - TE 81% | Furnace_New | EQ | New | Healthcare | Furnace | 5 | Dual-Fuel Heat Pump - TE 81% | 1.6287 | 1.6172 | 1.6229 | 1.6287 | 1.6172
Furnace_Healthcare_New_Dual-Fuel Heat Pump - TE 96% | Furnace_Healthcare_New | Furnace_New_Dual-Fuel Heat Pump - TE 96% | Furnace_New | EQ | New | Healthcare | Furnace | 6 | Dual-Fuel Heat Pump - TE 96% | 1.6912 | 1.6789 | 1.685 | 1.6912 | 1.6789
Griddle_Healthcare_New_ENERGY STAR (1.2) | Griddle_Healthcare_New | Griddle_Healthcare_New_ENERGY STAR (1.2) | Griddle_Healthcare_New | EQ | New | Healthcare | Griddle | 2 | ENERGY STAR (1.2) | 1.514 | 1.5293 | 1.5217 | 1.514 | 1.5293
Griddle_Healthcare_New_High-Efficiency | Griddle_Healthcare_New | Griddle_Healthcare_New_High-Efficiency | Griddle_Healthcare_New | EQ | New | Healthcare | Griddle | 3 | High-Efficiency | 2.1041 | 2.1254 | 2.1148 | 2.1041 | 2.1254
Oven_Healthcare_New_ENERGY STAR (3.0) | Oven_Healthcare_New | Oven_Healthcare_New_ENERGY STAR (3.0) | Oven_Healthcare_New | EQ | New | Healthcare | Oven | 2 | ENERGY STAR (3.0) | 5.0044 | 4.9897 | 4.9971 | 5.0044 | 4.9897
Pool Heater_Healthcare_New_TE 84% (Standard 2028) | Pool Heater_Healthcare_New | Pool Heater_New_TE 84% (Standard 2028) | Pool Heater_New | EQ | New | Healthcare | Pool Heater | 2 | TE 84% (Standard 2028) | 6.3787 | 6.3753 | 6.377 | 6.3787 | 6.3753
Pool Heater_Healthcare_New_TE 95% (Condensing) | Pool Heater_Healthcare_New | Pool Heater_New_TE 95% (Condensing) | Pool Heater_New | EQ | New | Healthcare | Pool Heater | 3 | TE 95% (Condensing) | 7.5913 | 7.5872 | 7.5892 | 7.5913 | 7.5872
Rack Oven_Healthcare_New_ENERGY STAR (3.0) | Rack Oven_Healthcare_New | Rack Oven_New_ENERGY STAR (3.0) | Rack Oven_New | EQ | New | Healthcare | Rack Oven | 2 | ENERGY STAR (3.0) | 2.3063 | 2.2922 | 2.2993 | 2.3063 | 2.2922
Range_Healthcare_New_High Efficiency | Range_Healthcare_New | Range_New_High Efficiency | Range_New | EQ | New | Healthcare | Range | 2 | High Efficiency | 3.6152 | 3.6046 | 3.6099 | 3.6152 | 3.6046
Steamer_Healthcare_New_ENERGY STAR (1.2) | Steamer_Healthcare_New | Steamer_New_ENERGY STAR (1.2) | Steamer_New | EQ | New | Healthcare | Steamer | 2 | ENERGY STAR (1.2) | 0.9 | 0.9 | 0.9 | 0.9 | 0.9
Unit Heater_Healthcare_New_Condensing (TE 90%) | Unit Heater_Healthcare_New | Unit Heater_New_Condensing (TE 90%) | Unit Heater_New | EQ | New | Healthcare | Unit Heater | 2 | Condensing (TE 90%) | 0.82532 | 0.82289 | 0.82411 | 0.82532 | 0.82289
Unit Heater_Healthcare_New_Infrared Radiant | Unit Heater_Healthcare_New | Unit Heater_New_Infrared Radiant | Unit Heater_New | EQ | New | Healthcare | Unit Heater | 3 | Infrared Radiant | 7.3722 | 7.3506 | 7.3614 | 7.3722 | 7.3506
Water Heater_Healthcare_New_TE 94% (ENERGY STAR 2.0) | Water Heater_Healthcare_New | Water Heater_New_TE 94% (ENERGY STAR 2.0) | Water Heater_New | EQ | New | Healthcare | Water Heater | 2 | TE 94% (ENERGY STAR 2.0) | 16.6058 | 16.6325 | 16.6191 | 16.6058 | 16.6325
Water Heater_Healthcare_New_TE 96% (Instantaneous) | Water Heater_Healthcare_New | Water Heater_New_TE 96% (Instantaneous) | Water Heater_New | EQ | New | Healthcare | Water Heater | 3 | TE 96% (Instantaneous) | 13.0713 | 13.5323 | 13.3018 | 13.0713 | 13.5323
Boiler_Lodging_New_TE 84% | Boiler_Lodging_New | Boiler_New_TE 84% | Boiler_New | EQ | New | Lodging | Boiler | 2 | TE 84% | 0 | 0 | 0 | 0 | 0
Boiler_Lodging_New_TE 90% (2024 WA Standard) | Boiler_Lodging_New | Boiler_New_TE 90% (2024 WA Standard) | Boiler_New | EQ | New | Lodging | Boiler | 3 | TE 90% (2024 WA Standard) | 0.9 | 0.9 | 0.9 | 0.9 | 0.9
Boiler_Lodging_New_TE 94% (ENERGY STAR 1.0) | Boiler_Lodging_New | Boiler_New_TE 94% (ENERGY STAR 1.0) | Boiler_New | EQ | New | Lodging | Boiler | 4 | TE 94% (ENERGY STAR 1.0) | 1.0537 | 1.0464 | 1.0501 | 1.0537 | 1.0464
Boiler_Lodging_New_TE 98% | Boiler_Lodging_New | Boiler_New_TE 98% | Boiler_New | EQ | New | Lodging | Boiler | 5 | TE 98% | 1.012 | 1.005 | 1.0085 | 1.012 | 1.005
Broiler_Lodging_New_Infrared Burners | Broiler_Lodging_New | Broiler_New_Infrared Burners | Broiler_New | EQ | New | Lodging | Broiler | 2 | Infrared Burners | 3.1362 | 3.127 | 3.1316 | 3.1362 | 3.127
Commercial Food Prep Other_Lodging_New_Efficient | Commercial Food Prep Other_Lodging_New | Commercial Food Prep Other_New_Efficient | Commercial Food Prep Other_New | EQ | New | Lodging | Commercial Food Prep Other | 2 | Efficient | 329.5098 | 330.0388 | 329.7743 | 329.5098 | 330.0388
Conveyor Oven_Lodging_New_Efficient (>42% Baking Efficiency) | Conveyor Oven_Lodging_New | Conveyor Oven_New_Efficient (>42% Baking Efficiency) | Conveyor Oven_New | EQ | New | Lodging | Conveyor Oven | 2 | Efficient (>42% Baking Efficiency) | 6.8846 | 6.8644 | 6.8745 | 6.8846 | 6.8644
Fryer_Lodging_New_ENERGY STAR (3.0) | Fryer_Lodging_New | Fryer_New_ENERGY STAR (3.0) | Fryer_New | EQ | New | Lodging | Fryer | 2 | ENERGY STAR (3.0) | 0.9 | 0.9 | 0.9 | 0.9 | 0.9
Furnace_Lodging_New_TE 81% (2023 Standard) | Furnace_Lodging_New | Furnace_New_TE 81% (2023 Standard) | Furnace_New | EQ | New | Lodging | Furnace | 2 | TE 81% (2023 Standard) | 0.9 | 0.9 | 0.9 | 0.9 | 0.9
Furnace_Lodging_New_TE 90% | Furnace_Lodging_New | Furnace_New_TE 90% | Furnace_New | EQ | New | Lodging | Furnace | 3 | TE 90% | 0.55114 | 0.54713 | 0.54913 | 0.55114 | 0.54713
Furnace_Lodging_New_TE 96% | Furnace_Lodging_New | Furnace_New_TE 96% | Furnace_New | EQ | New | Lodging | Furnace | 4 | TE 96% | 0.3351 | 0.33266 | 0.33388 | 0.3351 | 0.33266
Furnace_Lodging_New_Dual-Fuel Heat Pump - TE 81% | Furnace_Lodging_New | Furnace_New_Dual-Fuel Heat Pump - TE 81% | Furnace_New | EQ | New | Lodging | Furnace | 5 | Dual-Fuel Heat Pump - TE 81% | 0.28713 | 0.28509 | 0.28611 | 0.28713 | 0.28509
Furnace_Lodging_New_Dual-Fuel Heat Pump - TE 96% | Furnace_Lodging_New | Furnace_New_Dual-Fuel Heat Pump - TE 96% | Furnace_New | EQ | New | Lodging | Furnace | 6 | Dual-Fuel Heat Pump - TE 96% | 0.32438 | 0.32203 | 0.3232 | 0.32438 | 0.32203
Griddle_Lodging_New_ENERGY STAR (1.2) | Griddle_Lodging_New | Griddle_Lodging_New_ENERGY STAR (1.2) | Griddle_Lodging_New | EQ | New | Lodging | Griddle | 2 | ENERGY STAR (1.2) | 1.514 | 1.5293 | 1.5217 | 1.514 | 1.5293
Griddle_Lodging_New_High-Efficiency | Griddle_Lodging_New | Griddle_Lodging_New_High-Efficiency | Griddle_Lodging_New | EQ | New | Lodging | Griddle | 3 | High-Efficiency | 2.1041 | 2.1254 | 2.1148 | 2.1041 | 2.1254
Oven_Lodging_New_ENERGY STAR (3.0) | Oven_Lodging_New | Oven_Lodging_New_ENERGY STAR (3.0) | Oven_Lodging_New | EQ | New | Lodging | Oven | 2 | ENERGY STAR (3.0) | 5.0044 | 4.9897 | 4.9971 | 5.0044 | 4.9897
Pool Heater_Lodging_New_TE 84% (Standard 2028) | Pool Heater_Lodging_New | Pool Heater_New_TE 84% (Standard 2028) | Pool Heater_New | EQ | New | Lodging | Pool Heater | 2 | TE 84% (Standard 2028) | 6.3787 | 6.3753 | 6.377 | 6.3787 | 6.3753
Pool Heater_Lodging_New_TE 95% (Condensing) | Pool Heater_Lodging_New | Pool Heater_New_TE 95% (Condensing) | Pool Heater_New | EQ | New | Lodging | Pool Heater | 3 | TE 95% (Condensing) | 7.5913 | 7.5872 | 7.5892 | 7.5913 | 7.5872
Rack Oven_Lodging_New_ENERGY STAR (3.0) | Rack Oven_Lodging_New | Rack Oven_New_ENERGY STAR (3.0) | Rack Oven_New | EQ | New | Lodging | Rack Oven | 2 | ENERGY STAR (3.0) | 2.3063 | 2.2922 | 2.2993 | 2.3063 | 2.2922
Range_Lodging_New_High Efficiency | Range_Lodging_New | Range_New_High Efficiency | Range_New | EQ | New | Lodging | Range | 2 | High Efficiency | 3.6152 | 3.6046 | 3.6099 | 3.6152 | 3.6046
Steamer_Lodging_New_ENERGY STAR (1.2) | Steamer_Lodging_New | Steamer_New_ENERGY STAR (1.2) | Steamer_New | EQ | New | Lodging | Steamer | 2 | ENERGY STAR (1.2) | 0.9 | 0.9 | 0.9 | 0.9 | 0.9
Unit Heater_Lodging_New_Condensing (TE 90%) | Unit Heater_Lodging_New | Unit Heater_New_Condensing (TE 90%) | Unit Heater_New | EQ | New | Lodging | Unit Heater | 2 | Condensing (TE 90%) | 0.82532 | 0.82289 | 0.82411 | 0.82532 | 0.82289
Unit Heater_Lodging_New_Infrared Radiant | Unit Heater_Lodging_New | Unit Heater_New_Infrared Radiant | Unit Heater_New | EQ | New | Lodging | Unit Heater | 3 | Infrared Radiant | 7.3722 | 7.3506 | 7.3614 | 7.3722 | 7.3506
Water Heater_Lodging_New_TE 94% (ENERGY STAR 2.0) | Water Heater_Lodging_New | Water Heater_New_TE 94% (ENERGY STAR 2.0) | Water Heater_New | EQ | New | Lodging | Water Heater | 2 | TE 94% (ENERGY STAR 2.0) | 16.5838 | 16.6104 | 16.5971 | 16.5838 | 16.6104
Water Heater_Lodging_New_TE 96% (Instantaneous) | Water Heater_Lodging_New | Water Heater_New_TE 96% (Instantaneous) | Water Heater_New | EQ | New | Lodging | Water Heater | 3 | TE 96% (Instantaneous) | 13.0505 | 13.5116 | 13.281 | 13.0505 | 13.5116
Boiler_Miscellaneous_New_TE 84% | Boiler_Miscellaneous_New | Boiler_New_TE 84% | Boiler_New | EQ | New | Miscellaneous | Boiler | 2 | TE 84% | 0 | 0 | 0 | 0 | 0
Boiler_Miscellaneous_New_TE 90% (2024 WA Standard) | Boiler_Miscellaneous_New | Boiler_New_TE 90% (2024 WA Standard) | Boiler_New | EQ | New | Miscellaneous | Boiler | 3 | TE 90% (2024 WA Standard) | 0.9 | 0.9 | 0.9 | 0.9 | 0.9
Boiler_Miscellaneous_New_TE 94% (ENERGY STAR 1.0) | Boiler_Miscellaneous_New | Boiler_New_TE 94% (ENERGY STAR 1.0) | Boiler_New | EQ | New | Miscellaneous | Boiler | 4 | TE 94% (ENERGY STAR 1.0) | 4.874 | 4.8403 | 4.8571 | 4.874 | 4.8403
Boiler_Miscellaneous_New_TE 98% | Boiler_Miscellaneous_New | Boiler_New_TE 98% | Boiler_New | EQ | New | Miscellaneous | Boiler | 5 | TE 98% | 4.677 | 4.6446 | 4.6608 | 4.677 | 4.6446
Broiler_Miscellaneous_New_Infrared Burners | Broiler_Miscellaneous_New | Broiler_New_Infrared Burners | Broiler_New | EQ | New | Miscellaneous | Broiler | 2 | Infrared Burners | 3.1362 | 3.127 | 3.1316 | 3.1362 | 3.127
Commercial Food Prep Other_Miscellaneous_New_Efficient | Commercial Food Prep Other_Miscellaneous_New | Commercial Food Prep Other_New_Efficient | Commercial Food Prep Other_New | EQ | New | Miscellaneous | Commercial Food Prep Other | 2 | Efficient | 329.5098 | 330.0388 | 329.7743 | 329.5098 | 330.0388
Conveyor Oven_Miscellaneous_New_Efficient (>42% Baking Efficiency) | Conveyor Oven_Miscellaneous_New | Conveyor Oven_New_Efficient (>42% Baking Efficiency) | Conveyor Oven_New | EQ | New | Miscellaneous | Conveyor Oven | 2 | Efficient (>42% Baking Efficiency) | 6.8846 | 6.8644 | 6.8745 | 6.8846 | 6.8644
Fryer_Miscellaneous_New_ENERGY STAR (3.0) | Fryer_Miscellaneous_New | Fryer_New_ENERGY STAR (3.0) | Fryer_New | EQ | New | Miscellaneous | Fryer | 2 | ENERGY STAR (3.0) | 0.9 | 0.9 | 0.9 | 0.9 | 0.9
Furnace_Miscellaneous_New_TE 81% (2023 Standard) | Furnace_Miscellaneous_New | Furnace_New_TE 81% (2023 Standard) | Furnace_New | EQ | New | Miscellaneous | Furnace | 2 | TE 81% (2023 Standard) | 0.9 | 0.9 | 0.9 | 0.9 | 0.9
Furnace_Miscellaneous_New_TE 90% | Furnace_Miscellaneous_New | Furnace_New_TE 90% | Furnace_New | EQ | New | Miscellaneous | Furnace | 3 | TE 90% | 1.0119 | 1.0045 | 1.0082 | 1.0119 | 1.0045
Furnace_Miscellaneous_New_TE 96% | Furnace_Miscellaneous_New | Furnace_New_TE 96% | Furnace_New | EQ | New | Miscellaneous | Furnace | 4 | TE 96% | 0.61286 | 0.60841 | 0.61063 | 0.61286 | 0.60841
Furnace_Miscellaneous_New_Dual-Fuel Heat Pump - TE 81% | Furnace_Miscellaneous_New | Furnace_New_Dual-Fuel Heat Pump - TE 81% | Furnace_New | EQ | New | Miscellaneous | Furnace | 5 | Dual-Fuel Heat Pump - TE 81% | 0.53165 | 0.52789 | 0.52977 | 0.53165 | 0.52789
Furnace_Miscellaneous_New_Dual-Fuel Heat Pump - TE 96% | Furnace_Miscellaneous_New | Furnace_New_Dual-Fuel Heat Pump - TE 96% | Furnace_New | EQ | New | Miscellaneous | Furnace | 6 | Dual-Fuel Heat Pump - TE 96% | 0.59918 | 0.59485 | 0.59702 | 0.59918 | 0.59485
Griddle_Miscellaneous_New_ENERGY STAR (1.2) | Griddle_Miscellaneous_New | Griddle_Miscellaneous_New_ENERGY STAR (1.2) | Griddle_Miscellaneous_New | EQ | New | Miscellaneous | Griddle | 2 | ENERGY STAR (1.2) | 1.514 | 1.5293 | 1.5217 | 1.514 | 1.5293
Griddle_Miscellaneous_New_High-Efficiency | Griddle_Miscellaneous_New | Griddle_Miscellaneous_New_High-Efficiency | Griddle_Miscellaneous_New | EQ | New | Miscellaneous | Griddle | 3 | High-Efficiency | 2.1041 | 2.1254 | 2.1148 | 2.1041 | 2.1254
Oven_Miscellaneous_New_ENERGY STAR (3.0) | Oven_Miscellaneous_New | Oven_Miscellaneous_New_ENERGY STAR (3.0) | Oven_Miscellaneous_New | EQ | New | Miscellaneous | Oven | 2 | ENERGY STAR (3.0) | 5.0044 | 4.9897 | 4.9971 | 5.0044 | 4.9897
Pool Heater_Miscellaneous_New_TE 84% (Standard 2028) | Pool Heater_Miscellaneous_New | Pool Heater_New_TE 84% (Standard 2028) | Pool Heater_New | EQ | New | Miscellaneous | Pool Heater | 2 | TE 84% (Standard 2028) | 6.3787 | 6.3753 | 6.377 | 6.3787 | 6.3753
Pool Heater_Miscellaneous_New_TE 95% (Condensing) | Pool Heater_Miscellaneous_New | Pool Heater_New_TE 95% (Condensing) | Pool Heater_New | EQ | New | Miscellaneous | Pool Heater | 3 | TE 95% (Condensing) | 7.5913 | 7.5872 | 7.5892 | 7.5913 | 7.5872
Rack Oven_Miscellaneous_New_ENERGY STAR (3.0) | Rack Oven_Miscellaneous_New | Rack Oven_New_ENERGY STAR (3.0) | Rack Oven_New | EQ | New | Miscellaneous | Rack Oven | 2 | ENERGY STAR (3.0) | 2.3063 | 2.2922 | 2.2993 | 2.3063 | 2.2922
Range_Miscellaneous_New_High Efficiency | Range_Miscellaneous_New | Range_New_High Efficiency | Range_New | EQ | New | Miscellaneous | Range | 2 | High Efficiency | 3.6152 | 3.6046 | 3.6099 | 3.6152 | 3.6046
Steamer_Miscellaneous_New_ENERGY STAR (1.2) | Steamer_Miscellaneous_New | Steamer_New_ENERGY STAR (1.2) | Steamer_New | EQ | New | Miscellaneous | Steamer | 2 | ENERGY STAR (1.2) | 0.9 | 0.9 | 0.9 | 0.9 | 0.9
Unit Heater_Miscellaneous_New_Condensing (TE 90%) | Unit Heater_Miscellaneous_New | Unit Heater_New_Condensing (TE 90%) | Unit Heater_New | EQ | New | Miscellaneous | Unit Heater | 2 | Condensing (TE 90%) | 0.82532 | 0.82289 | 0.82411 | 0.82532 | 0.82289
Unit Heater_Miscellaneous_New_Infrared Radiant | Unit Heater_Miscellaneous_New | Unit Heater_New_Infrared Radiant | Unit Heater_New | EQ | New | Miscellaneous | Unit Heater | 3 | Infrared Radiant | 7.3722 | 7.3506 | 7.3614 | 7.3722 | 7.3506
Water Heater_Miscellaneous_New_TE 94% (ENERGY STAR 2.0) | Water Heater_Miscellaneous_New | Water Heater_New_TE 94% (ENERGY STAR 2.0) | Water Heater_New | EQ | New | Miscellaneous | Water Heater | 2 | TE 94% (ENERGY STAR 2.0) | 16.6081 | 16.6347 | 16.6214 | 16.6081 | 16.6347
Water Heater_Miscellaneous_New_TE 96% (Instantaneous) | Water Heater_Miscellaneous_New | Water Heater_New_TE 96% (Instantaneous) | Water Heater_New | EQ | New | Miscellaneous | Water Heater | 3 | TE 96% (Instantaneous) | 13.1632 | 13.6235 | 13.3934 | 13.1632 | 13.6235
Boiler_Office_New_TE 84% | Boiler_Office_New | Boiler_New_TE 84% | Boiler_New | EQ | New | Office | Boiler | 2 | TE 84% | 0 | 0 | 0 | 0 | 0
Boiler_Office_New_TE 90% (2024 WA Standard) | Boiler_Office_New | Boiler_New_TE 90% (2024 WA Standard) | Boiler_New | EQ | New | Office | Boiler | 3 | TE 90% (2024 WA Standard) | 0.9 | 0.9 | 0.9 | 0.9 | 0.9
Boiler_Office_New_TE 94% (ENERGY STAR 1.0) | Boiler_Office_New | Boiler_New_TE 94% (ENERGY STAR 1.0) | Boiler_New | EQ | New | Office | Boiler | 4 | TE 94% (ENERGY STAR 1.0) | 3.0934 | 3.0719 | 3.0827 | 3.0934 | 3.0719
Boiler_Office_New_TE 98% | Boiler_Office_New | Boiler_New_TE 98% | Boiler_New | EQ | New | Office | Boiler | 5 | TE 98% | 2.9671 | 2.9465 | 2.9568 | 2.9671 | 2.9465
Broiler_Office_New_Infrared Burners | Broiler_Office_New | Broiler_New_Infrared Burners | Broiler_New | EQ | New | Office | Broiler | 2 | Infrared Burners | 3.1362 | 3.127 | 3.1316 | 3.1362 | 3.127
Commercial Food Prep Other_Office_New_Efficient | Commercial Food Prep Other_Office_New | Commercial Food Prep Other_New_Efficient | Commercial Food Prep Other_New | EQ | New | Office | Commercial Food Prep Other | 2 | Efficient | 329.5098 | 330.0388 | 329.7743 | 329.5098 | 330.0388
Conveyor Oven_Office_New_Efficient (>42% Baking Efficiency) | Conveyor Oven_Office_New | Conveyor Oven_New_Efficient (>42% Baking Efficiency) | Conveyor Oven_New | EQ | New | Office | Conveyor Oven | 2 | Efficient (>42% Baking Efficiency) | 6.8846 | 6.8644 | 6.8745 | 6.8846 | 6.8644
Fryer_Office_New_ENERGY STAR (3.0) | Fryer_Office_New | Fryer_New_ENERGY STAR (3.0) | Fryer_New | EQ | New | Office | Fryer | 2 | ENERGY STAR (3.0) | 0.9 | 0.9 | 0.9 | 0.9 | 0.9
Furnace_Office_New_TE 81% (2023 Standard) | Furnace_Office_New | Furnace_New_TE 81% (2023 Standard) | Furnace_New | EQ | New | Office | Furnace | 2 | TE 81% (2023 Standard) | 0.9 | 0.9 | 0.9 | 0.9 | 0.9
Furnace_Office_New_TE 90% | Furnace_Office_New | Furnace_New_TE 90% | Furnace_New | EQ | New | Office | Furnace | 3 | TE 90% | 0.63614 | 0.63151 | 0.63382 | 0.63614 | 0.63151
Furnace_Office_New_TE 96% | Furnace_Office_New | Furnace_New_TE 96% | Furnace_New | EQ | New | Office | Furnace | 4 | TE 96% | 0.38695 | 0.38414 | 0.38555 | 0.38695 | 0.38414
Furnace_Office_New_Dual-Fuel Heat Pump - TE 81% | Furnace_Office_New | Furnace_New_Dual-Fuel Heat Pump - TE 81% | Furnace_New | EQ | New | Office | Furnace | 5 | Dual-Fuel Heat Pump - TE 81% | 0.42537 | 0.42235 | 0.42386 | 0.42537 | 0.42235
Furnace_Office_New_Dual-Fuel Heat Pump - TE 96% | Furnace_Office_New | Furnace_New_Dual-Fuel Heat Pump - TE 96% | Furnace_New | EQ | New | Office | Furnace | 6 | Dual-Fuel Heat Pump - TE 96% | 0.46225 | 0.45891 | 0.46058 | 0.46225 | 0.45891
Griddle_Office_New_ENERGY STAR (1.2) | Griddle_Office_New | Griddle_Office_New_ENERGY STAR (1.2) | Griddle_Office_New | EQ | New | Office | Griddle | 2 | ENERGY STAR (1.2) | 1.514 | 1.5293 | 1.5217 | 1.514 | 1.5293
Griddle_Office_New_High-Efficiency | Griddle_Office_New | Griddle_Office_New_High-Efficiency | Griddle_Office_New | EQ | New | Office | Griddle | 3 | High-Efficiency | 2.1041 | 2.1254 | 2.1148 | 2.1041 | 2.1254
Oven_Office_New_ENERGY STAR (3.0) | Oven_Office_New | Oven_Office_New_ENERGY STAR (3.0) | Oven_Office_New | EQ | New | Office | Oven | 2 | ENERGY STAR (3.0) | 5.0044 | 4.9897 | 4.9971 | 5.0044 | 4.9897
Pool Heater_Office_New_TE 84% (Standard 2028) | Pool Heater_Office_New | Pool Heater_New_TE 84% (Standard 2028) | Pool Heater_New | EQ | New | Office | Pool Heater | 2 | TE 84% (Standard 2028) | 6.3787 | 6.3753 | 6.377 | 6.3787 | 6.3753
Pool Heater_Office_New_TE 95% (Condensing) | Pool Heater_Office_New | Pool Heater_New_TE 95% (Condensing) | Pool Heater_New | EQ | New | Office | Pool Heater | 3 | TE 95% (Condensing) | 7.5913 | 7.5872 | 7.5892 | 7.5913 | 7.5872
Rack Oven_Office_New_ENERGY STAR (3.0) | Rack Oven_Office_New | Rack Oven_New_ENERGY STAR (3.0) | Rack Oven_New | EQ | New | Office | Rack Oven | 2 | ENERGY STAR (3.0) | 2.3063 | 2.2922 | 2.2993 | 2.3063 | 2.2922
Range_Office_New_High Efficiency | Range_Office_New | Range_New_High Efficiency | Range_New | EQ | New | Office | Range | 2 | High Efficiency | 3.6152 | 3.6046 | 3.6099 | 3.6152 | 3.6046
Steamer_Office_New_ENERGY STAR (1.2) | Steamer_Office_New | Steamer_New_ENERGY STAR (1.2) | Steamer_New | EQ | New | Office | Steamer | 2 | ENERGY STAR (1.2) | 0.9 | 0.9 | 0.9 | 0.9 | 0.9
Unit Heater_Office_New_Condensing (TE 90%) | Unit Heater_Office_New | Unit Heater_New_Condensing (TE 90%) | Unit Heater_New | EQ | New | Office | Unit Heater | 2 | Condensing (TE 90%) | 0.82532 | 0.82289 | 0.82411 | 0.82532 | 0.82289
Unit Heater_Office_New_Infrared Radiant | Unit Heater_Office_New | Unit Heater_New_Infrared Radiant | Unit Heater_New | EQ | New | Office | Unit Heater | 3 | Infrared Radiant | 7.3722 | 7.3506 | 7.3614 | 7.3722 | 7.3506
Water Heater_Office_New_TE 94% (ENERGY STAR 2.0) | Water Heater_Office_New | Water Heater_New_TE 94% (ENERGY STAR 2.0) | Water Heater_New | EQ | New | Office | Water Heater | 2 | TE 94% (ENERGY STAR 2.0) | 16.6118 | 16.6385 | 16.6252 | 16.6118 | 16.6385
Water Heater_Office_New_TE 96% (Instantaneous) | Water Heater_Office_New | Water Heater_New_TE 96% (Instantaneous) | Water Heater_New | EQ | New | Office | Water Heater | 3 | TE 96% (Instantaneous) | 13.0844 | 13.5455 | 13.3149 | 13.0844 | 13.5455
Boiler_Restaurant_New_TE 84% | Boiler_Restaurant_New | Boiler_New_TE 84% | Boiler_New | EQ | New | Restaurant | Boiler | 2 | TE 84% | 0 | 0 | 0 | 0 | 0
Boiler_Restaurant_New_TE 90% (2024 WA Standard) | Boiler_Restaurant_New | Boiler_New_TE 90% (2024 WA Standard) | Boiler_New | EQ | New | Restaurant | Boiler | 3 | TE 90% (2024 WA Standard) | 0.9 | 0.9 | 0.9 | 0.9 | 0.9
Boiler_Restaurant_New_TE 94% (ENERGY STAR 1.0) | Boiler_Restaurant_New | Boiler_New_TE 94% (ENERGY STAR 1.0) | Boiler_New | EQ | New | Restaurant | Boiler | 4 | TE 94% (ENERGY STAR 1.0) | 2.8481 | 2.8284 | 2.8383 | 2.8481 | 2.8284
Boiler_Restaurant_New_TE 98% | Boiler_Restaurant_New | Boiler_New_TE 98% | Boiler_New | EQ | New | Restaurant | Boiler | 5 | TE 98% | 2.7431 | 2.7241 | 2.7336 | 2.7431 | 2.7241
Broiler_Restaurant_New_Infrared Burners | Broiler_Restaurant_New | Broiler_New_Infrared Burners | Broiler_New | EQ | New | Restaurant | Broiler | 2 | Infrared Burners | 3.1362 | 3.127 | 3.1316 | 3.1362 | 3.127
Commercial Food Prep Other_Restaurant_New_Efficient | Commercial Food Prep Other_Restaurant_New | Commercial Food Prep Other_New_Efficient | Commercial Food Prep Other_New | EQ | New | Restaurant | Commercial Food Prep Other | 2 | Efficient | 329.5098 | 330.0388 | 329.7743 | 329.5098 | 330.0388
Conveyor Oven_Restaurant_New_Efficient (>42% Baking Efficiency) | Conveyor Oven_Restaurant_New | Conveyor Oven_New_Efficient (>42% Baking Efficiency) | Conveyor Oven_New | EQ | New | Restaurant | Conveyor Oven | 2 | Efficient (>42% Baking Efficiency) | 6.8846 | 6.8644 | 6.8745 | 6.8846 | 6.8644
Fryer_Restaurant_New_ENERGY STAR (3.0) | Fryer_Restaurant_New | Fryer_New_ENERGY STAR (3.0) | Fryer_New | EQ | New | Restaurant | Fryer | 2 | ENERGY STAR (3.0) | 0.9 | 0.9 | 0.9 | 0.9 | 0.9
Furnace_Restaurant_New_TE 81% (2023 Standard) | Furnace_Restaurant_New | Furnace_New_TE 81% (2023 Standard) | Furnace_New | EQ | New | Restaurant | Furnace | 2 | TE 81% (2023 Standard) | 0.9 | 0.9 | 0.9 | 0.9 | 0.9
Furnace_Restaurant_New_TE 90% | Furnace_Restaurant_New | Furnace_New_TE 90% | Furnace_New | EQ | New | Restaurant | Furnace | 3 | TE 90% | 0.58736 | 0.58309 | 0.58523 | 0.58736 | 0.58309
Furnace_Restaurant_New_TE 96% | Furnace_Restaurant_New | Furnace_New_TE 96% | Furnace_New | EQ | New | Restaurant | Furnace | 4 | TE 96% | 0.35746 | 0.35486 | 0.35616 | 0.35746 | 0.35486
Furnace_Restaurant_New_Dual-Fuel Heat Pump - TE 81% | Furnace_Restaurant_New | Furnace_New_Dual-Fuel Heat Pump - TE 81% | Furnace_New | EQ | New | Restaurant | Furnace | 5 | Dual-Fuel Heat Pump - TE 81% | 0.49808 | 0.49455 | 0.49631 | 0.49808 | 0.49455
Furnace_Restaurant_New_Dual-Fuel Heat Pump - TE 96% | Furnace_Restaurant_New | Furnace_New_Dual-Fuel Heat Pump - TE 96% | Furnace_New | EQ | New | Restaurant | Furnace | 6 | Dual-Fuel Heat Pump - TE 96% | 0.51737 | 0.51363 | 0.5155 | 0.51737 | 0.51363
Griddle_Restaurant_New_ENERGY STAR (1.2) | Griddle_Restaurant_New | Griddle_Restaurant_New_ENERGY STAR (1.2) | Griddle_Restaurant_New | EQ | New | Restaurant | Griddle | 2 | ENERGY STAR (1.2) | 1.514 | 1.5293 | 1.5217 | 1.514 | 1.5293
Griddle_Restaurant_New_High-Efficiency | Griddle_Restaurant_New | Griddle_Restaurant_New_High-Efficiency | Griddle_Restaurant_New | EQ | New | Restaurant | Griddle | 3 | High-Efficiency | 2.1041 | 2.1254 | 2.1148 | 2.1041 | 2.1254
Oven_Restaurant_New_ENERGY STAR (3.0) | Oven_Restaurant_New | Oven_Restaurant_New_ENERGY STAR (3.0) | Oven_Restaurant_New | EQ | New | Restaurant | Oven | 2 | ENERGY STAR (3.0) | 5.0044 | 4.9897 | 4.9971 | 5.0044 | 4.9897
Pool Heater_Restaurant_New_TE 84% (Standard 2028) | Pool Heater_Restaurant_New | Pool Heater_New_TE 84% (Standard 2028) | Pool Heater_New | EQ | New | Restaurant | Pool Heater | 2 | TE 84% (Standard 2028) | 6.3787 | 6.3753 | 6.377 | 6.3787 | 6.3753
Pool Heater_Restaurant_New_TE 95% (Condensing) | Pool Heater_Restaurant_New | Pool Heater_New_TE 95% (Condensing) | Pool Heater_New | EQ | New | Restaurant | Pool Heater | 3 | TE 95% (Condensing) | 7.5913 | 7.5872 | 7.5892 | 7.5913 | 7.5872
Rack Oven_Restaurant_New_ENERGY STAR (3.0) | Rack Oven_Restaurant_New | Rack Oven_New_ENERGY STAR (3.0) | Rack Oven_New | EQ | New | Restaurant | Rack Oven | 2 | ENERGY STAR (3.0) | 2.3063 | 2.2922 | 2.2993 | 2.3063 | 2.2922
Range_Restaurant_New_High Efficiency | Range_Restaurant_New | Range_New_High Efficiency | Range_New | EQ | New | Restaurant | Range | 2 | High Efficiency | 3.6152 | 3.6046 | 3.6099 | 3.6152 | 3.6046
Steamer_Restaurant_New_ENERGY STAR (1.2) | Steamer_Restaurant_New | Steamer_New_ENERGY STAR (1.2) | Steamer_New | EQ | New | Restaurant | Steamer | 2 | ENERGY STAR (1.2) | 0.9 | 0.9 | 0.9 | 0.9 | 0.9
Unit Heater_Restaurant_New_Condensing (TE 90%) | Unit Heater_Restaurant_New | Unit Heater_New_Condensing (TE 90%) | Unit Heater_New | EQ | New | Restaurant | Unit Heater | 2 | Condensing (TE 90%) | 0.82532 | 0.82289 | 0.82411 | 0.82532 | 0.82289
Unit Heater_Restaurant_New_Infrared Radiant | Unit Heater_Restaurant_New | Unit Heater_New_Infrared Radiant | Unit Heater_New | EQ | New | Restaurant | Unit Heater | 3 | Infrared Radiant | 7.3722 | 7.3506 | 7.3614 | 7.3722 | 7.3506
Water Heater_Restaurant_New_TE 94% (ENERGY STAR 2.0) | Water Heater_Restaurant_New | Water Heater_New_TE 94% (ENERGY STAR 2.0) | Water Heater_New | EQ | New | Restaurant | Water Heater | 2 | TE 94% (ENERGY STAR 2.0) | 16.5216 | 16.5482 | 16.5349 | 16.5216 | 16.5482
Water Heater_Restaurant_New_TE 96% (Instantaneous) | Water Heater_Restaurant_New | Water Heater_New_TE 96% (Instantaneous) | Water Heater_New | EQ | New | Restaurant | Water Heater | 3 | TE 96% (Instantaneous) | 13.0661 | 13.5269 | 13.2965 | 13.0661 | 13.5269
Boiler_Retail_New_TE 84% | Boiler_Retail_New | Boiler_New_TE 84% | Boiler_New | EQ | New | Retail | Boiler | 2 | TE 84% | 0 | 0 | 0 | 0 | 0
Boiler_Retail_New_TE 90% (2024 WA Standard) | Boiler_Retail_New | Boiler_New_TE 90% (2024 WA Standard) | Boiler_New | EQ | New | Retail | Boiler | 3 | TE 90% (2024 WA Standard) | 0.9 | 0.9 | 0.9 | 0.9 | 0.9
Boiler_Retail_New_TE 94% (ENERGY STAR 1.0) | Boiler_Retail_New | Boiler_New_TE 94% (ENERGY STAR 1.0) | Boiler_New | EQ | New | Retail | Boiler | 4 | TE 94% (ENERGY STAR 1.0) | 3.5536 | 3.529 | 3.5413 | 3.5536 | 3.529
Boiler_Retail_New_TE 98% | Boiler_Retail_New | Boiler_New_TE 98% | Boiler_New | EQ | New | Retail | Boiler | 5 | TE 98% | 3.4099 | 3.3863 | 3.3981 | 3.4099 | 3.3863
Broiler_Retail_New_Infrared Burners | Broiler_Retail_New | Broiler_New_Infrared Burners | Broiler_New | EQ | New | Retail | Broiler | 2 | Infrared Burners | 3.1362 | 3.127 | 3.1316 | 3.1362 | 3.127
Commercial Food Prep Other_Retail_New_Efficient | Commercial Food Prep Other_Retail_New | Commercial Food Prep Other_New_Efficient | Commercial Food Prep Other_New | EQ | New | Retail | Commercial Food Prep Other | 2 | Efficient | 329.5098 | 330.0388 | 329.7743 | 329.5098 | 330.0388
Conveyor Oven_Retail_New_Efficient (>42% Baking Efficiency) | Conveyor Oven_Retail_New | Conveyor Oven_New_Efficient (>42% Baking Efficiency) | Conveyor Oven_New | EQ | New | Retail | Conveyor Oven | 2 | Efficient (>42% Baking Efficiency) | 6.8846 | 6.8644 | 6.8745 | 6.8846 | 6.8644
Fryer_Retail_New_ENERGY STAR (3.0) | Fryer_Retail_New | Fryer_New_ENERGY STAR (3.0) | Fryer_New | EQ | New | Retail | Fryer | 2 | ENERGY STAR (3.0) | 0.9 | 0.9 | 0.9 | 0.9 | 0.9
Furnace_Retail_New_TE 81% (2023 Standard) | Furnace_Retail_New | Furnace_New_TE 81% (2023 Standard) | Furnace_New | EQ | New | Retail | Furnace | 2 | TE 81% (2023 Standard) | 0.9 | 0.9 | 0.9 | 0.9 | 0.9
Furnace_Retail_New_TE 90% | Furnace_Retail_New | Furnace_New_TE 90% | Furnace_New | EQ | New | Retail | Furnace | 3 | TE 90% | 0.96492 | 0.9579 | 0.96141 | 0.96492 | 0.9579
Furnace_Retail_New_TE 96% | Furnace_Retail_New | Furnace_New_TE 96% | Furnace_New | EQ | New | Retail | Furnace | 4 | TE 96% | 0.58651 | 0.58225 | 0.58438 | 0.58651 | 0.58225
Furnace_Retail_New_Dual-Fuel Heat Pump - TE 81% | Furnace_Retail_New | Furnace_New_Dual-Fuel Heat Pump - TE 81% | Furnace_New | EQ | New | Retail | Furnace | 5 | Dual-Fuel Heat Pump - TE 81% | 0.67958 | 0.67477 | 0.67717 | 0.67958 | 0.67477
Furnace_Retail_New_Dual-Fuel Heat Pump - TE 96% | Furnace_Retail_New | Furnace_New_Dual-Fuel Heat Pump - TE 96% | Furnace_New | EQ | New | Retail | Furnace | 6 | Dual-Fuel Heat Pump - TE 96% | 0.73155 | 0.72627 | 0.72891 | 0.73155 | 0.72627
Griddle_Retail_New_ENERGY STAR (1.2) | Griddle_Retail_New | Griddle_Retail_New_ENERGY STAR (1.2) | Griddle_Retail_New | EQ | New | Retail | Griddle | 2 | ENERGY STAR (1.2) | 1.514 | 1.5293 | 1.5217 | 1.514 | 1.5293
Griddle_Retail_New_High-Efficiency | Griddle_Retail_New | Griddle_Retail_New_High-Efficiency | Griddle_Retail_New | EQ | New | Retail | Griddle | 3 | High-Efficiency | 2.1041 | 2.1254 | 2.1148 | 2.1041 | 2.1254
Oven_Retail_New_ENERGY STAR (3.0) | Oven_Retail_New | Oven_Retail_New_ENERGY STAR (3.0) | Oven_Retail_New | EQ | New | Retail | Oven | 2 | ENERGY STAR (3.0) | 5.0044 | 4.9897 | 4.9971 | 5.0044 | 4.9897
Pool Heater_Retail_New_TE 84% (Standard 2028) | Pool Heater_Retail_New | Pool Heater_New_TE 84% (Standard 2028) | Pool Heater_New | EQ | New | Retail | Pool Heater | 2 | TE 84% (Standard 2028) | 6.3787 | 6.3753 | 6.377 | 6.3787 | 6.3753
Pool Heater_Retail_New_TE 95% (Condensing) | Pool Heater_Retail_New | Pool Heater_New_TE 95% (Condensing) | Pool Heater_New | EQ | New | Retail | Pool Heater | 3 | TE 95% (Condensing) | 7.5913 | 7.5872 | 7.5892 | 7.5913 | 7.5872
Rack Oven_Retail_New_ENERGY STAR (3.0) | Rack Oven_Retail_New | Rack Oven_New_ENERGY STAR (3.0) | Rack Oven_New | EQ | New | Retail | Rack Oven | 2 | ENERGY STAR (3.0) | 2.3063 | 2.2922 | 2.2993 | 2.3063 | 2.2922
Range_Retail_New_High Efficiency | Range_Retail_New | Range_New_High Efficiency | Range_New | EQ | New | Retail | Range | 2 | High Efficiency | 3.6152 | 3.6046 | 3.6099 | 3.6152 | 3.6046
Steamer_Retail_New_ENERGY STAR (1.2) | Steamer_Retail_New | Steamer_New_ENERGY STAR (1.2) | Steamer_New | EQ | New | Retail | Steamer | 2 | ENERGY STAR (1.2) | 0.9 | 0.9 | 0.9 | 0.9 | 0.9
Unit Heater_Retail_New_Condensing (TE 90%) | Unit Heater_Retail_New | Unit Heater_New_Condensing (TE 90%) | Unit Heater_New | EQ | New | Retail | Unit Heater | 2 | Condensing (TE 90%) | 0.82532 | 0.82289 | 0.82411 | 0.82532 | 0.82289
Unit Heater_Retail_New_Infrared Radiant | Unit Heater_Retail_New | Unit Heater_New_Infrared Radiant | Unit Heater_New | EQ | New | Retail | Unit Heater | 3 | Infrared Radiant | 7.3722 | 7.3506 | 7.3614 | 7.3722 | 7.3506
Water Heater_Retail_New_TE 94% (ENERGY STAR 2.0) | Water Heater_Retail_New | Water Heater_New_TE 94% (ENERGY STAR 2.0) | Water Heater_New | EQ | New | Retail | Water Heater | 2 | TE 94% (ENERGY STAR 2.0) | 16.5939 | 16.6206 | 16.6073 | 16.5939 | 16.6206
Water Heater_Retail_New_TE 96% (Instantaneous) | Water Heater_Retail_New | Water Heater_New_TE 96% (Instantaneous) | Water Heater_New | EQ | New | Retail | Water Heater | 3 | TE 96% (Instantaneous) | 13.0723 | 13.5334 | 13.3028 | 13.0723 | 13.5334
Boiler_Warehouse_New_TE 84% | Boiler_Warehouse_New | Boiler_New_TE 84% | Boiler_New | EQ | New | Warehouse | Boiler | 2 | TE 84% | 0 | 0 | 0 | 0 | 0
Boiler_Warehouse_New_TE 90% (2024 WA Standard) | Boiler_Warehouse_New | Boiler_New_TE 90% (2024 WA Standard) | Boiler_New | EQ | New | Warehouse | Boiler | 3 | TE 90% (2024 WA Standard) | 0.9 | 0.9 | 0.9 | 0.9 | 0.9
Boiler_Warehouse_New_TE 94% (ENERGY STAR 1.0) | Boiler_Warehouse_New | Boiler_New_TE 94% (ENERGY STAR 1.0) | Boiler_New | EQ | New | Warehouse | Boiler | 4 | TE 94% (ENERGY STAR 1.0) | 3.3206 | 3.2976 | 3.3091 | 3.3206 | 3.2976
Boiler_Warehouse_New_TE 98% | Boiler_Warehouse_New | Boiler_New_TE 98% | Boiler_New | EQ | New | Warehouse | Boiler | 5 | TE 98% | 3.1777 | 3.1557 | 3.1667 | 3.1777 | 3.1557
Broiler_Warehouse_New_Infrared Burners | Broiler_Warehouse_New | Broiler_New_Infrared Burners | Broiler_New | EQ | New | Warehouse | Broiler | 2 | Infrared Burners | 3.1362 | 3.127 | 3.1316 | 3.1362 | 3.127
Commercial Food Prep Other_Warehouse_New_Efficient | Commercial Food Prep Other_Warehouse_New | Commercial Food Prep Other_New_Efficient | Commercial Food Prep Other_New | EQ | New | Warehouse | Commercial Food Prep Other | 2 | Efficient | 329.5098 | 330.0388 | 329.7743 | 329.5098 | 330.0388
Conveyor Oven_Warehouse_New_Efficient (>42% Baking Efficiency) | Conveyor Oven_Warehouse_New | Conveyor Oven_New_Efficient (>42% Baking Efficiency) | Conveyor Oven_New | EQ | New | Warehouse | Conveyor Oven | 2 | Efficient (>42% Baking Efficiency) | 6.8846 | 6.8644 | 6.8745 | 6.8846 | 6.8644
Fryer_Warehouse_New_ENERGY STAR (3.0) | Fryer_Warehouse_New | Fryer_New_ENERGY STAR (3.0) | Fryer_New | EQ | New | Warehouse | Fryer | 2 | ENERGY STAR (3.0) | 0.9 | 0.9 | 0.9 | 0.9 | 0.9
Furnace_Warehouse_New_TE 81% (2023 Standard) | Furnace_Warehouse_New | Furnace_New_TE 81% (2023 Standard) | Furnace_New | EQ | New | Warehouse | Furnace | 2 | TE 81% (2023 Standard) | 0.9 | 0.9 | 0.9 | 0.9 | 0.9
Furnace_Warehouse_New_TE 90% | Furnace_Warehouse_New | Furnace_New_TE 90% | Furnace_New | EQ | New | Warehouse | Furnace | 3 | TE 90% | 0.6823 | 0.67734 | 0.67982 | 0.6823 | 0.67734
Furnace_Warehouse_New_TE 96% | Furnace_Warehouse_New | Furnace_New_TE 96% | Furnace_New | EQ | New | Warehouse | Furnace | 4 | TE 96% | 0.41475 | 0.41174 | 0.41325 | 0.41475 | 0.41174
Furnace_Warehouse_New_Dual-Fuel Heat Pump - TE 81% | Furnace_Warehouse_New | Furnace_New_Dual-Fuel Heat Pump - TE 81% | Furnace_New | EQ | New | Warehouse | Furnace | 5 | Dual-Fuel Heat Pump - TE 81% | 0.53947 | 0.53564 | 0.53756 | 0.53947 | 0.53564
Furnace_Warehouse_New_Dual-Fuel Heat Pump - TE 96% | Furnace_Warehouse_New | Furnace_New_Dual-Fuel Heat Pump - TE 96% | Furnace_New | EQ | New | Warehouse | Furnace | 6 | Dual-Fuel Heat Pump - TE 96% | 0.56814 | 0.56404 | 0.56609 | 0.56814 | 0.56404
Griddle_Warehouse_New_ENERGY STAR (1.2) | Griddle_Warehouse_New | Griddle_Warehouse_New_ENERGY STAR (1.2) | Griddle_Warehouse_New | EQ | New | Warehouse | Griddle | 2 | ENERGY STAR (1.2) | 1.514 | 1.5293 | 1.5217 | 1.514 | 1.5293
Griddle_Warehouse_New_High-Efficiency | Griddle_Warehouse_New | Griddle_Warehouse_New_High-Efficiency | Griddle_Warehouse_New | EQ | New | Warehouse | Griddle | 3 | High-Efficiency | 2.1041 | 2.1254 | 2.1148 | 2.1041 | 2.1254
Oven_Warehouse_New_ENERGY STAR (3.0) | Oven_Warehouse_New | Oven_Warehouse_New_ENERGY STAR (3.0) | Oven_Warehouse_New | EQ | New | Warehouse | Oven | 2 | ENERGY STAR (3.0) | 5.0044 | 4.9897 | 4.9971 | 5.0044 | 4.9897
Pool Heater_Warehouse_New_TE 84% (Standard 2028) | Pool Heater_Warehouse_New | Pool Heater_New_TE 84% (Standard 2028) | Pool Heater_New | EQ | New | Warehouse | Pool Heater | 2 | TE 84% (Standard 2028) | 6.3787 | 6.3753 | 6.377 | 6.3787 | 6.3753
Pool Heater_Warehouse_New_TE 95% (Condensing) | Pool Heater_Warehouse_New | Pool Heater_New_TE 95% (Condensing) | Pool Heater_New | EQ | New | Warehouse | Pool Heater | 3 | TE 95% (Condensing) | 7.5913 | 7.5872 | 7.5892 | 7.5913 | 7.5872
Rack Oven_Warehouse_New_ENERGY STAR (3.0) | Rack Oven_Warehouse_New | Rack Oven_New_ENERGY STAR (3.0) | Rack Oven_New | EQ | New | Warehouse | Rack Oven | 2 | ENERGY STAR (3.0) | 2.3063 | 2.2922 | 2.2993 | 2.3063 | 2.2922
Range_Warehouse_New_High Efficiency | Range_Warehouse_New | Range_New_High Efficiency | Range_New | EQ | New | Warehouse | Range | 2 | High Efficiency | 4.758 | 4.7441 | 4.7511 | 4.758 | 4.7441
Steamer_Warehouse_New_ENERGY STAR (1.2) | Steamer_Warehouse_New | Steamer_New_ENERGY STAR (1.2) | Steamer_New | EQ | New | Warehouse | Steamer | 2 | ENERGY STAR (1.2) | 0.9 | 0.9 | 0.9 | 0.9 | 0.9
Unit Heater_Warehouse_New_Condensing (TE 90%) | Unit Heater_Warehouse_New | Unit Heater_New_Condensing (TE 90%) | Unit Heater_New | EQ | New | Warehouse | Unit Heater | 2 | Condensing (TE 90%) | 0.82532 | 0.82289 | 0.82411 | 0.82532 | 0.82289
Unit Heater_Warehouse_New_Infrared Radiant | Unit Heater_Warehouse_New | Unit Heater_New_Infrared Radiant | Unit Heater_New | EQ | New | Warehouse | Unit Heater | 3 | Infrared Radiant | 7.3722 | 7.3506 | 7.3614 | 7.3722 | 7.3506
Water Heater_Warehouse_New_TE 94% (ENERGY STAR 2.0) | Water Heater_Warehouse_New | Water Heater_New_TE 94% (ENERGY STAR 2.0) | Water Heater_New | EQ | New | Warehouse | Water Heater | 2 | TE 94% (ENERGY STAR 2.0) | 16.6258 | 16.6525 | 16.6392 | 16.6258 | 16.6525
Water Heater_Warehouse_New_TE 96% (Instantaneous) | Water Heater_Warehouse_New | Water Heater_New_TE 96% (Instantaneous) | Water Heater_New | EQ | New | Warehouse | Water Heater | 3 | TE 96% (Instantaneous) | 13.1139 | 13.5749 | 13.3444 | 13.1139 | 13.5749
Advanced New Construction Designs_Education_Existing_E2 All NEQ Savings (or negative usage) | Advanced New Construction Designs_Education_Existing | Advanced New Construction Designs_Existing_E2 All NEQ Savings (or negative usage) | Advanced New Construction Designs_Existing | NEQ | Existing | Education | Advanced New Construction Designs | 2 | E2 All NEQ Savings (or negative usage) | 0 | 0 | 0 | 0 | 0
Building Shell - Air Sealing (Infiltration Control)_Education_Existing_E2 All NEQ Savings (or negative usage) | Building Shell - Air Sealing (Infiltration Control)_Education_Existing | Building Shell - Air Sealing (Infiltration Control)_Existing_E2 All NEQ Savings (or negative usage) | Building Shell - Air Sealing (Infiltration Control)_Existing | NEQ | Existing | Education | Building Shell - Air Sealing (Infiltration Control) | 2 | E2 All NEQ Savings (or negative usage) | 0.10587 | 0.10458 | 0.10523 | 0.10587 | 0.10458
Circulation Pump - Controls_Education_Existing_E2 All NEQ Savings (or negative usage) | Circulation Pump - Controls_Education_Existing | Circulation Pump - Controls_Existing_E2 All NEQ Savings (or negative usage) | Circulation Pump - Controls_Existing | NEQ | Existing | Education | Circulation Pump - Controls | 2 | E2 All NEQ Savings (or negative usage) | 13.2911 | 13.2866 | 13.2888 | 13.2911 | 13.2866
Commercial Laundry - Dryer Efficiency Retrofit_Education_Existing_E2 All NEQ Savings (or negative usage) | Commercial Laundry - Dryer Efficiency Retrofit_Education_Existing | Commercial Laundry - Dryer Efficiency Retrofit_Existing_E2 All NEQ Savings (or negative usage) | Commercial Laundry - Dryer Efficiency Retrofit_Existing | NEQ | Existing | Education | Commercial Laundry - Dryer Efficiency Retrofit | 2 | E2 All NEQ Savings (or negative usage) | 0.0085747 | 0.008565 | 0.0085698 | 0.0085747 | 0.008565
Commercial Laundry - ENERGY STAR Washer (8.0)_Education_Existing_E2 All NEQ Savings (or negative usage) | Commercial Laundry - ENERGY STAR Washer (8.0)_Education_Existing | Commercial Laundry - ENERGY STAR Washer (8.0)_Existing_E2 All NEQ Savings (or negative usage) | Commercial Laundry - ENERGY STAR Washer (8.0)_Existing | NEQ | Existing | Education | Commercial Laundry - ENERGY STAR Washer (8.0) | 2 | E2 All NEQ Savings (or negative usage) | 0.46377 | 0.46119 | 0.46248 | 0.46377 | 0.46119
Commercial Laundry - Ozone Treatment_Education_Existing_E2 All NEQ Savings (or negative usage) | Commercial Laundry - Ozone Treatment_Education_Existing | Commercial Laundry - Ozone Treatment_Existing_E2 All NEQ Savings (or negative usage) | Commercial Laundry - Ozone Treatment_Existing | NEQ | Existing | Education | Commercial Laundry - Ozone Treatment | 2 | E2 All NEQ Savings (or negative usage) | 1.8728 | 1.8724 | 1.8726 | 1.8728 | 1.8724
Connected Thermostat - ENERGY STAR (1.0)_Education_Existing_E2 All NEQ Savings (or negative usage) | Connected Thermostat - ENERGY STAR (1.0)_Education_Existing | Connected Thermostat - ENERGY STAR (1.0)_Existing_E2 All NEQ Savings (or negative usage) | Connected Thermostat - ENERGY STAR (1.0)_Existing | NEQ | Existing | Education | Connected Thermostat - ENERGY STAR (1.0) | 2 | E2 All NEQ Savings (or negative usage) | 0 | 0 | 0 | 0 | 0
Destratification Fans (HVLS)_Education_Existing_E2 All NEQ Savings (or negative usage) | Destratification Fans (HVLS)_Education_Existing | Destratification Fans (HVLS)_Existing_E2 All NEQ Savings (or negative usage) | Destratification Fans (HVLS)_Existing | NEQ | Existing | Education | Destratification Fans (HVLS) | 2 | E2 All NEQ Savings (or negative usage) | 0.80931 | 0.80439 | 0.80685 | 0.80931 | 0.80439
Ducting - Repair and Sealing_Education_Existing_E2 All NEQ Savings (or negative usage) | Ducting - Repair and Sealing_Education_Existing | Ducting - Repair and Sealing_Existing_E2 All NEQ Savings (or negative usage) | Ducting - Repair and Sealing_Existing | NEQ | Existing | Education | Ducting - Repair and Sealing | 2 | E2 All NEQ Savings (or negative usage) | 0 | 0 | 0 | 0 | 0
Gas Boiler - Blowdown Heat Recovery_Education_Existing_E2 All NEQ Savings (or negative usage) | Gas Boiler - Blowdown Heat Recovery_Education_Existing | Gas Boiler - Blowdown Heat Recovery_Existing_E2 All NEQ Savings (or negative usage) | Gas Boiler - Blowdown Heat Recovery_Existing | NEQ | Existing | Education | Gas Boiler - Blowdown Heat Recovery | 2 | E2 All NEQ Savings (or negative usage) | 1.9845 | 1.9595 | 1.972 | 1.9845 | 1.9595
Gas Boiler - Burner Control Optimization_Education_Existing_E2 All NEQ Savings (or negative usage) | Gas Boiler - Burner Control Optimization_Education_Existing | Gas Boiler - Burner Control Optimization_Existing_E2 All NEQ Savings (or negative usage) | Gas Boiler - Burner Control Optimization_Existing | NEQ | Existing | Education | Gas Boiler - Burner Control Optimization | 2 | E2 All NEQ Savings (or negative usage) | 0.14 | 0.13823 | 0.13912 | 0.14 | 0.13823
Gas Boiler - High Turndown Burner_Education_Existing_E2 All NEQ Savings (or negative usage) | Gas Boiler - High Turndown Burner_Education_Existing | Gas Boiler - High Turndown Burner_Existing_E2 All NEQ Savings (or negative usage) | Gas Boiler - High Turndown Burner_Existing | NEQ | Existing | Education | Gas Boiler - High Turndown Burner | 2 | E2 All NEQ Savings (or negative usage) | 0.19958 | 0.19711 | 0.19835 | 0.19958 | 0.19711
Gas Boiler - Hot Water Reset_Education_Existing_E2 All NEQ Savings (or negative usage) | Gas Boiler - Hot Water Reset_Education_Existing | Gas Boiler - Hot Water Reset_Existing_E2 All NEQ Savings (or negative usage) | Gas Boiler - Hot Water Reset_Existing | NEQ | Existing | Education | Gas Boiler - Hot Water Reset | 2 | E2 All NEQ Savings (or negative usage) | 1.2322 | 1.2149 | 1.2236 | 1.2322 | 1.2149
Gas Boiler - Insulate Hot Water Lines_Education_Existing_E2 All NEQ Savings (or negative usage) | Gas Boiler - Insulate Hot Water Lines_Education_Existing | Gas Boiler - Insulate Hot Water Lines_Existing_E2 All NEQ Savings (or negative usage) | Gas Boiler - Insulate Hot Water Lines_Existing | NEQ | Existing | Education | Gas Boiler - Insulate Hot Water Lines | 2 | E2 All NEQ Savings (or negative usage) | 0.96874 | 0.9577 | 0.96322 | 0.96874 | 0.9577
Gas Boiler - Insulate Steam Lines/Condensate Tank_Education_Existing_E2 All NEQ Savings (or negative usage) | Gas Boiler - Insulate Steam Lines/Condensate Tank_Education_Existing | Gas Boiler - Insulate Steam Lines/Condensate Tank_Existing_E2 All NEQ Savings (or negative usage) | Gas Boiler - Insulate Steam Lines/Condensate Tank_Existing | NEQ | Existing | Education | Gas Boiler - Insulate Steam Lines/Condensate Tank | 2 | E2 All NEQ Savings (or negative usage) | 0.90352 | 0.89322 | 0.89837 | 0.90352 | 0.89322
Gas Boiler - Maintenance_Education_Existing_E2 All NEQ Savings (or negative usage) | Gas Boiler - Maintenance_Education_Existing | Gas Boiler - Maintenance_Existing_E2 All NEQ Savings (or negative usage) | Gas Boiler - Maintenance_Existing | NEQ | Existing | Education | Gas Boiler - Maintenance | 2 | E2 All NEQ Savings (or negative usage) | 0.17497 | 0.17781 | 0.17639 | 0.17497 | 0.17781
Gas Boiler - Radiator Replacement_Education_Existing_E2 All NEQ Savings (or negative usage) | Gas Boiler - Radiator Replacement_Education_Existing | Gas Boiler - Radiator Replacement_Existing_E2 All NEQ Savings (or negative usage) | Gas Boiler - Radiator Replacement_Existing | NEQ | Existing | Education | Gas Boiler - Radiator Replacement | 2 | E2 All NEQ Savings (or negative usage) | 1.6976 | 1.6781 | 1.6879 | 1.6976 | 1.6781
Gas Boiler - Stack Economizer_Education_Existing_E2 All NEQ Savings (or negative usage) | Gas Boiler - Stack Economizer_Education_Existing | Gas Boiler - Stack Economizer_Existing_E2 All NEQ Savings (or negative usage) | Gas Boiler - Stack Economizer_Existing | NEQ | Existing | Education | Gas Boiler - Stack Economizer | 2 | E2 All NEQ Savings (or negative usage) | 0.61829 | 0.61124 | 0.61476 | 0.61829 | 0.61124
Gas Boiler - Steam Trap Replacement_Education_Existing_E2 All NEQ Savings (or negative usage) | Gas Boiler - Steam Trap Replacement_Education_Existing | Gas Boiler - Steam Trap Replacement_Existing_E2 All NEQ Savings (or negative usage) | Gas Boiler - Steam Trap Replacement_Existing | NEQ | Existing | Education | Gas Boiler - Steam Trap Replacement | 2 | E2 All NEQ Savings (or negative usage) | 13.1212 | 13.243 | 13.1821 | 13.1212 | 13.243
Gas Boiler - Thermostatic Radiator Valves_Education_Existing_E2 All NEQ Savings (or negative usage) | Gas Boiler - Thermostatic Radiator Valves_Education_Existing | Gas Boiler - Thermostatic Radiator Valves_Existing_E2 All NEQ Savings (or negative usage) | Gas Boiler - Thermostatic Radiator Valves_Existing | NEQ | Existing | Education | Gas Boiler - Thermostatic Radiator Valves | 2 | E2 All NEQ Savings (or negative usage) | 10.9777 | 10.8525 | 10.9151 | 10.9777 | 10.8525
Gas Furnace - Maintenance_Education_Existing_E2 All NEQ Savings (or negative usage) | Gas Furnace - Maintenance_Education_Existing | Gas Furnace - Maintenance_Existing_E2 All NEQ Savings (or negative usage) | Gas Furnace - Maintenance_Existing | NEQ | Existing | Education | Gas Furnace - Maintenance | 2 | E2 All NEQ Savings (or negative usage) | 0.055753 | 0.056715 | 0.056234 | 0.055753 | 0.056715
Gas-Fired Combination Heat Pump Conversion_Education_Existing_E2 All NEQ Savings (or negative usage) | Gas-Fired Combination Heat Pump Conversion_Education_Existing | Gas-Fired Combination Heat Pump Conversion_Existing_E2 All NEQ Savings (or negative usage) | Gas-Fired Combination Heat Pump Conversion_Existing | NEQ | Existing | Education | Gas-Fired Combination Heat Pump Conversion | 2 | E2 All NEQ Savings (or negative usage) | 0.07586 | 0.075017 | 0.075438 | 0.07586 | 0.075017
HVAC - Dedicated Outdoor Air System (DOAS)_Education_Existing_E2 All NEQ Savings (or negative usage) | HVAC - Dedicated Outdoor Air System (DOAS)_Education_Existing | HVAC - Dedicated Outdoor Air System (DOAS)_Existing_E2 All NEQ Savings (or negative usage) | HVAC - Dedicated Outdoor Air System (DOAS)_Existing | NEQ | Existing | Education | HVAC - Dedicated Outdoor Air System (DOAS) | 2 | E2 All NEQ Savings (or negative usage) | 0.054428 | 0.053756 | 0.054092 | 0.054428 | 0.053756
HVAC - Energy Recovery Ventilator_Education_Existing_E2 All NEQ Savings (or negative usage) | HVAC - Energy Recovery Ventilator_Education_Existing | HVAC - Energy Recovery Ventilator_Existing_E2 All NEQ Savings (or negative usage) | HVAC - Energy Recovery Ventilator_Existing | NEQ | Existing | Education | HVAC - Energy Recovery Ventilator | 2 | E2 All NEQ Savings (or negative usage) | 0.19228 | 0.19018 | 0.19123 | 0.19228 | 0.19018
HVAC - Shut Off Damper_Education_Existing_E2 All NEQ Savings (or negative usage) | HVAC - Shut Off Damper_Education_Existing | HVAC - Shut Off Damper_Existing_E2 All NEQ Savings (or negative usage) | HVAC - Shut Off Damper_Existing | NEQ | Existing | Education | HVAC - Shut Off Damper | 2 | E2 All NEQ Savings (or negative usage) | 0.049022 | 0.048477 | 0.048749 | 0.049022 | 0.048477
Industrial Air Curtains_Education_Existing_E2 All NEQ Savings (or negative usage) | Industrial Air Curtains_Education_Existing | Industrial Air Curtains_Existing_E2 All NEQ Savings (or negative usage) | Industrial Air Curtains_Existing | NEQ | Existing | Education | Industrial Air Curtains | 2 | E2 All NEQ Savings (or negative usage) | 1.1513 | 1.1387 | 1.145 | 1.1513 | 1.1387
Infiltration Control - Loading Dock Sealing_Education_Existing_E2 All NEQ Savings (or negative usage) | Infiltration Control - Loading Dock Sealing_Education_Existing | Infiltration Control - Loading Dock Sealing_Existing_E2 All NEQ Savings (or negative usage) | Infiltration Control - Loading Dock Sealing_Existing | NEQ | Existing | Education | Infiltration Control - Loading Dock Sealing | 2 | E2 All NEQ Savings (or negative usage) | 0.7658 | 0.75741 | 0.76161 | 0.7658 | 0.75741
Insulation - Ceiling_Education_Existing_E2 All NEQ Savings (or negative usage) | Insulation - Ceiling_Education_Existing | Insulation - Ceiling_Existing_E2 All NEQ Savings (or negative usage) | Insulation - Ceiling_Existing | NEQ | Existing | Education | Insulation - Ceiling | 2 | E2 All NEQ Savings (or negative usage) | 0.099227 | 0.098412 | 0.09882 | 0.099227 | 0.098412
Insulation - Ducting_Education_Existing_E2 All NEQ Savings (or negative usage) | Insulation - Ducting_Education_Existing | Insulation - Ducting_Existing_E2 All NEQ Savings (or negative usage) | Insulation - Ducting_Existing | NEQ | Existing | Education | Insulation - Ducting | 2 | E2 All NEQ Savings (or negative usage) | 0 | 0 | 0 | 0 | 0
Insulation - Wall Cavity_Education_Existing_E2 All NEQ Savings (or negative usage) | Insulation - Wall Cavity_Education_Existing | Insulation - Wall Cavity_Existing_E2 All NEQ Savings (or negative usage) | Insulation - Wall Cavity_Existing | NEQ | Existing | Education | Insulation - Wall Cavity | 2 | E2 All NEQ Savings (or negative usage) | 0.15489 | 0.15362 | 0.15426 | 0.15489 | 0.15362
Kitchen Ventilation - Advanced Controls_Education_Existing_E2 All NEQ Savings (or negative usage) | Kitchen Ventilation - Advanced Controls_Education_Existing | Kitchen Ventilation - Advanced Controls_Existing_E2 All NEQ Savings (or negative usage) | Kitchen Ventilation - Advanced Controls_Existing | NEQ | Existing | Education | Kitchen Ventilation - Advanced Controls | 2 | E2 All NEQ Savings (or negative usage) | 1.2172 | 1.2024 | 1.2098 | 1.2172 | 1.2024
Lodging - Guest Room Controls_Education_Existing_E2 All NEQ Savings (or negative usage) | Lodging - Guest Room Controls_Education_Existing | Lodging - Guest Room Controls_Existing_E2 All NEQ Savings (or negative usage) | Lodging - Guest Room Controls_Existing | NEQ | Existing | Education | Lodging - Guest Room Controls | 2 | E2 All NEQ Savings (or negative usage) | 0 | 0 | 0 | 0 | 0
Pool Heater - Night Covers_Education_Existing_E2 All NEQ Savings (or negative usage) | Pool Heater - Night Covers_Education_Existing | Pool Heater - Night Covers_Existing_E2 All NEQ Savings (or negative usage) | Pool Heater - Night Covers_Existing | NEQ | Existing | Education | Pool Heater - Night Covers | 2 | E2 All NEQ Savings (or negative usage) | 0.11365 | 0.11379 | 0.11372 | 0.11365 | 0.11379
Refrigeration - Heat Recovery_Education_Existing_E2 All NEQ Savings (or negative usage) | Refrigeration - Heat Recovery_Education_Existing | Refrigeration - Heat Recovery_Existing_E2 All NEQ Savings (or negative usage) | Refrigeration - Heat Recovery_Existing | NEQ | Existing | Education | Refrigeration - Heat Recovery | 2 | E2 All NEQ Savings (or negative usage) | 6.0398 | 6.0057 | 6.0228 | 6.0398 | 6.0057
Retrocommissioning_Education_Existing_E2 All NEQ Savings (or negative usage) | Retrocommissioning_Education_Existing | Retrocommissioning_Existing_E2 All NEQ Savings (or negative usage) | Retrocommissioning_Existing | NEQ | Existing | Education | Retrocommissioning | 2 | E2 All NEQ Savings (or negative usage) | 8.421 | 8.5733 | 8.4971 | 8.421 | 8.5733
Strategic Energy Management_Education_Existing_E2 All NEQ Savings (or negative usage) | Strategic Energy Management_Education_Existing | Strategic Energy Management_Existing_E2 All NEQ Savings (or negative usage) | Strategic Energy Management_Existing | NEQ | Existing | Education | Strategic Energy Management | 2 | E2 All NEQ Savings (or negative usage) | 0.30358 | 0.30907 | 0.30633 | 0.30358 | 0.30907
Thermostat - Programmable_Education_Existing_E2 All NEQ Savings (or negative usage) | Thermostat - Programmable_Education_Existing | Thermostat - Programmable_Existing_E2 All NEQ Savings (or negative usage) | Thermostat - Programmable_Existing | NEQ | Existing | Education | Thermostat - Programmable | 2 | E2 All NEQ Savings (or negative usage) | 144.4393 | 142.4699 | 143.4546 | 144.4393 | 142.4699
Ventilation - Demand Controlled_Education_Existing_E2 All NEQ Savings (or negative usage) | Ventilation - Demand Controlled_Education_Existing | Ventilation - Demand Controlled_Existing_E2 All NEQ Savings (or negative usage) | Ventilation - Demand Controlled_Existing | NEQ | Existing | Education | Ventilation - Demand Controlled | 2 | E2 All NEQ Savings (or negative usage) | 0.26679 | 0.26512 | 0.26595 | 0.26679 | 0.26512
Water Heater - Drainwater Heat Recovery_Education_Existing_E2 All NEQ Savings (or negative usage) | Water Heater - Drainwater Heat Recovery_Education_Existing | Water Heater - Drainwater Heat Recovery_Existing_E2 All NEQ Savings (or negative usage) | Water Heater - Drainwater Heat Recovery_Existing | NEQ | Existing | Education | Water Heater - Drainwater Heat Recovery | 2 | E2 All NEQ Savings (or negative usage) | 0.028592 | 0.028425 | 0.028508 | 0.028592 | 0.028425
Water Heater - Pipe Insulation_Education_Existing_E2 All NEQ Savings (or negative usage) | Water Heater - Pipe Insulation_Education_Existing | Water Heater - Pipe Insulation_Existing_E2 All NEQ Savings (or negative usage) | Water Heater - Pipe Insulation_Existing | NEQ | Existing | Education | Water Heater - Pipe Insulation | 2 | E2 All NEQ Savings (or negative usage) | 4.897 | 4.8694 | 4.8832 | 4.897 | 4.8694
Water Heater - Pre-Rinse Spray Valve_Education_Existing_E2 All NEQ Savings (or negative usage) | Water Heater - Pre-Rinse Spray Valve_Education_Existing | Water Heater - Pre-Rinse Spray Valve_Existing_E2 All NEQ Savings (or negative usage) | Water Heater - Pre-Rinse Spray Valve_Existing | NEQ | Existing | Education | Water Heater - Pre-Rinse Spray Valve | 2 | E2 All NEQ Savings (or negative usage) | 3.2671 | 3.3181 | 3.2926 | 3.2671 | 3.3181
Water Heater - Solar System_Education_Existing_E2 All NEQ Savings (or negative usage) | Water Heater - Solar System_Education_Existing | Water Heater - Solar System_Existing_E2 All NEQ Savings (or negative usage) | Water Heater - Solar System_Existing | NEQ | Existing | Education | Water Heater - Solar System | 2 | E2 All NEQ Savings (or negative usage) | 0.17444 | 0.17346 | 0.17395 | 0.17444 | 0.17346
Water Heater - Thermostatic Shower Restriction Valve_Education_Existing_E2 All NEQ Savings (or negative usage) | Water Heater - Thermostatic Shower Restriction Valve_Education_Existing | Water Heater - Thermostatic Shower Restriction Valve_Existing_E2 All NEQ Savings (or negative usage) | Water Heater - Thermostatic Shower Restriction Valve_Existing | NEQ | Existing | Education | Water Heater - Thermostatic Shower Restriction Valve | 2 | E2 All NEQ Savings (or negative usage) | 0.38859 | 0.39493 | 0.39176 | 0.38859 | 0.39493
Windows - High Efficiency Glazing_Education_Existing_E2 All NEQ Savings (or negative usage) | Windows - High Efficiency Glazing_Education_Existing | Windows - High Efficiency Glazing_Existing_E2 All NEQ Savings (or negative usage) | Windows - High Efficiency Glazing_Existing | NEQ | Existing | Education | Windows - High Efficiency Glazing | 2 | E2 All NEQ Savings (or negative usage) | 0 | 0 | 0 | 0 | 0
Windows - Secondary Glazing Systems_Education_Existing_E2 All NEQ Savings (or negative usage) | Windows - Secondary Glazing Systems_Education_Existing | Windows - Secondary Glazing Systems_Existing_E2 All NEQ Savings (or negative usage) | Windows - Secondary Glazing Systems_Existing | NEQ | Existing | Education | Windows - Secondary Glazing Systems | 2 | E2 All NEQ Savings (or negative usage) | 0.071265 | 0.07055 | 0.070907 | 0.071265 | 0.07055
Advanced New Construction Designs_Grocery_Existing_E2 All NEQ Savings (or negative usage) | Advanced New Construction Designs_Grocery_Existing | Advanced New Construction Designs_Existing_E2 All NEQ Savings (or negative usage) | Advanced New Construction Designs_Existing | NEQ | Existing | Grocery | Advanced New Construction Designs | 2 | E2 All NEQ Savings (or negative usage) | 0 | 0 | 0 | 0 | 0
Building Shell - Air Sealing (Infiltration Control)_Grocery_Existing_E2 All NEQ Savings (or negative usage) | Building Shell - Air Sealing (Infiltration Control)_Grocery_Existing | Building Shell - Air Sealing (Infiltration Control)_Existing_E2 All NEQ Savings (or negative usage) | Building Shell - Air Sealing (Infiltration Control)_Existing | NEQ | Existing | Grocery | Building Shell - Air Sealing (Infiltration Control) | 2 | E2 All NEQ Savings (or negative usage) | 0.0022023 | 0.0021776 | 0.0021899 | 0.0022023 | 0.0021776
Circulation Pump - Controls_Grocery_Existing_E2 All NEQ Savings (or negative usage) | Circulation Pump - Controls_Grocery_Existing | Circulation Pump - Controls_Existing_E2 All NEQ Savings (or negative usage) | Circulation Pump - Controls_Existing | NEQ | Existing | Grocery | Circulation Pump - Controls | 2 | E2 All NEQ Savings (or negative usage) | 0.024885 | 0.024875 | 0.02488 | 0.024885 | 0.024875
Commercial Laundry - Dryer Efficiency Retrofit_Grocery_Existing_E2 All NEQ Savings (or negative usage) | Commercial Laundry - Dryer Efficiency Retrofit_Grocery_Existing | Commercial Laundry - Dryer Efficiency Retrofit_Existing_E2 All NEQ Savings (or negative usage) | Commercial Laundry - Dryer Efficiency Retrofit_Existing | NEQ | Existing | Grocery | Commercial Laundry - Dryer Efficiency Retrofit | 2 | E2 All NEQ Savings (or negative usage) | 6.9008 | 6.893 | 6.8969 | 6.9008 | 6.893
Commercial Laundry - ENERGY STAR Washer (8.0)_Grocery_Existing_E2 All NEQ Savings (or negative usage) | Commercial Laundry - ENERGY STAR Washer (8.0)_Grocery_Existing | Commercial Laundry - ENERGY STAR Washer (8.0)_Existing_E2 All NEQ Savings (or negative usage) | Commercial Laundry - ENERGY STAR Washer (8.0)_Existing | NEQ | Existing | Grocery | Commercial Laundry - ENERGY STAR Washer (8.0) | 2 | E2 All NEQ Savings (or negative usage) | 0 | 0 | 0 | 0 | 0
Commercial Laundry - Ozone Treatment_Grocery_Existing_E2 All NEQ Savings (or negative usage) | Commercial Laundry - Ozone Treatment_Grocery_Existing | Commercial Laundry - Ozone Treatment_Existing_E2 All NEQ Savings (or negative usage) | Commercial Laundry - Ozone Treatment_Existing | NEQ | Existing | Grocery | Commercial Laundry - Ozone Treatment | 2 | E2 All NEQ Savings (or negative usage) | 0 | 0 | 0 | 0 | 0
Connected Thermostat - ENERGY STAR (1.0)_Grocery_Existing_E2 All NEQ Savings (or negative usage) | Connected Thermostat - ENERGY STAR (1.0)_Grocery_Existing | Connected Thermostat - ENERGY STAR (1.0)_Existing_E2 All NEQ Savings (or negative usage) | Connected Thermostat - ENERGY STAR (1.0)_Existing | NEQ | Existing | Grocery | Connected Thermostat - ENERGY STAR (1.0) | 2 | E2 All NEQ Savings (or negative usage) | 0.046235 | 0.046696 | 0.046465 | 0.046235 | 0.046696
Destratification Fans (HVLS)_Grocery_Existing_E2 All NEQ Savings (or negative usage) | Destratification Fans (HVLS)_Grocery_Existing | Destratification Fans (HVLS)_Existing_E2 All NEQ Savings (or negative usage) | Destratification Fans (HVLS)_Existing | NEQ | Existing | Grocery | Destratification Fans (HVLS) | 2 | E2 All NEQ Savings (or negative usage) | 0.13028 | 0.12961 | 0.12994 | 0.13028 | 0.12961
Ducting - Repair and Sealing_Grocery_Existing_E2 All NEQ Savings (or negative usage) | Ducting - Repair and Sealing_Grocery_Existing | Ducting - Repair and Sealing_Existing_E2 All NEQ Savings (or negative usage) | Ducting - Repair and Sealing_Existing | NEQ | Existing | Grocery | Ducting - Repair and Sealing | 2 | E2 All NEQ Savings (or negative usage) | 0 | 0 | 0 | 0 | 0
Gas Boiler - Blowdown Heat Recovery_Grocery_Existing_E2 All NEQ Savings (or negative usage) | Gas Boiler - Blowdown Heat Recovery_Grocery_Existing | Gas Boiler - Blowdown Heat Recovery_Existing_E2 All NEQ Savings (or negative usage) | Gas Boiler - Blowdown Heat Recovery_Existing | NEQ | Existing | Grocery | Gas Boiler - Blowdown Heat Recovery | 2 | E2 All NEQ Savings (or negative usage) | 1.8133 | 1.7904 | 1.8019 | 1.8133 | 1.7904
Gas Boiler - Burner Control Optimization_Grocery_Existing_E2 All NEQ Savings (or negative usage) | Gas Boiler - Burner Control Optimization_Grocery_Existing | Gas Boiler - Burner Control Optimization_Existing_E2 All NEQ Savings (or negative usage) | Gas Boiler - Burner Control Optimization_Existing | NEQ | Existing | Grocery | Gas Boiler - Burner Control Optimization | 2 | E2 All NEQ Savings (or negative usage) | 0.10491 | 0.10359 | 0.10425 | 0.10491 | 0.10359
Gas Boiler - High Turndown Burner_Grocery_Existing_E2 All NEQ Savings (or negative usage) | Gas Boiler - High Turndown Burner_Grocery_Existing | Gas Boiler - High Turndown Burner_Existing_E2 All NEQ Savings (or negative usage) | Gas Boiler - High Turndown Burner_Existing | NEQ | Existing | Grocery | Gas Boiler - High Turndown Burner | 2 | E2 All NEQ Savings (or negative usage) | 0.40383 | 0.39881 | 0.40132 | 0.40383 | 0.39881
Gas Boiler - Hot Water Reset_Grocery_Existing_E2 All NEQ Savings (or negative usage) | Gas Boiler - Hot Water Reset_Grocery_Existing | Gas Boiler - Hot Water Reset_Existing_E2 All NEQ Savings (or negative usage) | Gas Boiler - Hot Water Reset_Existing | NEQ | Existing | Grocery | Gas Boiler - Hot Water Reset | 2 | E2 All NEQ Savings (or negative usage) | 2.4932 | 2.4581 | 2.4757 | 2.4932 | 2.4581
Gas Boiler - Insulate Hot Water Lines_Grocery_Existing_E2 All NEQ Savings (or negative usage) | Gas Boiler - Insulate Hot Water Lines_Grocery_Existing | Gas Boiler - Insulate Hot Water Lines_Existing_E2 All NEQ Savings (or negative usage) | Gas Boiler - Insulate Hot Water Lines_Existing | NEQ | Existing | Grocery | Gas Boiler - Insulate Hot Water Lines | 2 | E2 All NEQ Savings (or negative usage) | 0.82505 | 0.81564 | 0.82034 | 0.82505 | 0.81564
Gas Boiler - Insulate Steam Lines/Condensate Tank_Grocery_Existing_E2 All NEQ Savings (or negative usage) | Gas Boiler - Insulate Steam Lines/Condensate Tank_Grocery_Existing | Gas Boiler - Insulate Steam Lines/Condensate Tank_Existing_E2 All NEQ Savings (or negative usage) | Gas Boiler - Insulate Steam Lines/Condensate Tank_Existing | NEQ | Existing | Grocery | Gas Boiler - Insulate Steam Lines/Condensate Tank | 2 | E2 All NEQ Savings (or negative usage) | 0.11891 | 0.11756 | 0.11824 | 0.11891 | 0.11756
Gas Boiler - Maintenance_Grocery_Existing_E2 All NEQ Savings (or negative usage) | Gas Boiler - Maintenance_Grocery_Existing | Gas Boiler - Maintenance_Existing_E2 All NEQ Savings (or negative usage) | Gas Boiler - Maintenance_Existing | NEQ | Existing | Grocery | Gas Boiler - Maintenance | 2 | E2 All NEQ Savings (or negative usage) | 0.35402 | 0.35976 | 0.35689 | 0.35402 | 0.35976
Gas Boiler - Radiator Replacement_Grocery_Existing_E2 All NEQ Savings (or negative usage) | Gas Boiler - Radiator Replacement_Grocery_Existing | Gas Boiler - Radiator Replacement_Existing_E2 All NEQ Savings (or negative usage) | Gas Boiler - Radiator Replacement_Existing | NEQ | Existing | Grocery | Gas Boiler - Radiator Replacement | 2 | E2 All NEQ Savings (or negative usage) | 1.6976 | 1.6781 | 1.6879 | 1.6976 | 1.6781
Gas Boiler - Stack Economizer_Grocery_Existing_E2 All NEQ Savings (or negative usage) | Gas Boiler - Stack Economizer_Grocery_Existing | Gas Boiler - Stack Economizer_Existing_E2 All NEQ Savings (or negative usage) | Gas Boiler - Stack Economizer_Existing | NEQ | Existing | Grocery | Gas Boiler - Stack Economizer | 2 | E2 All NEQ Savings (or negative usage) | 1.251 | 1.2367 | 1.2439 | 1.251 | 1.2367
Gas Boiler - Steam Trap Replacement_Grocery_Existing_E2 All NEQ Savings (or negative usage) | Gas Boiler - Steam Trap Replacement_Grocery_Existing | Gas Boiler - Steam Trap Replacement_Existing_E2 All NEQ Savings (or negative usage) | Gas Boiler - Steam Trap Replacement_Existing | NEQ | Existing | Grocery | Gas Boiler - Steam Trap Replacement | 2 | E2 All NEQ Savings (or negative usage) | 13.1211 | 13.2429 | 13.182 | 13.1211 | 13.2429
Gas Boiler - Thermostatic Radiator Valves_Grocery_Existing_E2 All NEQ Savings (or negative usage) | Gas Boiler - Thermostatic Radiator Valves_Grocery_Existing | Gas Boiler - Thermostatic Radiator Valves_Existing_E2 All NEQ Savings (or negative usage) | Gas Boiler - Thermostatic Radiator Valves_Existing | NEQ | Existing | Grocery | Gas Boiler - Thermostatic Radiator Valves | 2 | E2 All NEQ Savings (or negative usage) | 10.9776 | 10.8525 | 10.915 | 10.9776 | 10.8525
Gas Furnace - Maintenance_Grocery_Existing_E2 All NEQ Savings (or negative usage) | Gas Furnace - Maintenance_Grocery_Existing | Gas Furnace - Maintenance_Existing_E2 All NEQ Savings (or negative usage) | Gas Furnace - Maintenance_Existing | NEQ | Existing | Grocery | Gas Furnace - Maintenance | 2 | E2 All NEQ Savings (or negative usage) | 0.059344 | 0.060288 | 0.059816 | 0.059344 | 0.060288
Gas-Fired Combination Heat Pump Conversion_Grocery_Existing_E2 All NEQ Savings (or negative usage) | Gas-Fired Combination Heat Pump Conversion_Grocery_Existing | Gas-Fired Combination Heat Pump Conversion_Existing_E2 All NEQ Savings (or negative usage) | Gas-Fired Combination Heat Pump Conversion_Existing | NEQ | Existing | Grocery | Gas-Fired Combination Heat Pump Conversion | 2 | E2 All NEQ Savings (or negative usage) | 0.042158 | 0.041701 | 0.041929 | 0.042158 | 0.041701
HVAC - Dedicated Outdoor Air System (DOAS)_Grocery_Existing_E2 All NEQ Savings (or negative usage) | HVAC - Dedicated Outdoor Air System (DOAS)_Grocery_Existing | HVAC - Dedicated Outdoor Air System (DOAS)_Existing_E2 All NEQ Savings (or negative usage) | HVAC - Dedicated Outdoor Air System (DOAS)_Existing | NEQ | Existing | Grocery | HVAC - Dedicated Outdoor Air System (DOAS) | 2 | E2 All NEQ Savings (or negative usage) | 0 | 0 | 0 | 0 | 0
HVAC - Energy Recovery Ventilator_Grocery_Existing_E2 All NEQ Savings (or negative usage) | HVAC - Energy Recovery Ventilator_Grocery_Existing | HVAC - Energy Recovery Ventilator_Existing_E2 All NEQ Savings (or negative usage) | HVAC - Energy Recovery Ventilator_Existing | NEQ | Existing | Grocery | HVAC - Energy Recovery Ventilator | 2 | E2 All NEQ Savings (or negative usage) | 0.37472 | 0.37099 | 0.37286 | 0.37472 | 0.37099
HVAC - Shut Off Damper_Grocery_Existing_E2 All NEQ Savings (or negative usage) | HVAC - Shut Off Damper_Grocery_Existing | HVAC - Shut Off Damper_Existing_E2 All NEQ Savings (or negative usage) | HVAC - Shut Off Damper_Existing | NEQ | Existing | Grocery | HVAC - Shut Off Damper | 2 | E2 All NEQ Savings (or negative usage) | 0.036126 | 0.03574 | 0.035933 | 0.036126 | 0.03574
Industrial Air Curtains_Grocery_Existing_E2 All NEQ Savings (or negative usage) | Industrial Air Curtains_Grocery_Existing | Industrial Air Curtains_Existing_E2 All NEQ Savings (or negative usage) | Industrial Air Curtains_Existing | NEQ | Existing | Grocery | Industrial Air Curtains | 2 | E2 All NEQ Savings (or negative usage) | 0.046175 | 0.045715 | 0.045945 | 0.046175 | 0.045715
Infiltration Control - Loading Dock Sealing_Grocery_Existing_E2 All NEQ Savings (or negative usage) | Infiltration Control - Loading Dock Sealing_Grocery_Existing | Infiltration Control - Loading Dock Sealing_Existing_E2 All NEQ Savings (or negative usage) | Infiltration Control - Loading Dock Sealing_Existing | NEQ | Existing | Grocery | Infiltration Control - Loading Dock Sealing | 2 | E2 All NEQ Savings (or negative usage) | 0.030714 | 0.030408 | 0.030561 | 0.030714 | 0.030408
Insulation - Ceiling_Grocery_Existing_E2 All NEQ Savings (or negative usage) | Insulation - Ceiling_Grocery_Existing | Insulation - Ceiling_Existing_E2 All NEQ Savings (or negative usage) | Insulation - Ceiling_Existing | NEQ | Existing | Grocery | Insulation - Ceiling | 2 | E2 All NEQ Savings (or negative usage) | 0 | 0 | 0 | 0 | 0
Insulation - Ducting_Grocery_Existing_E2 All NEQ Savings (or negative usage) | Insulation - Ducting_Grocery_Existing | Insulation - Ducting_Existing_E2 All NEQ Savings (or negative usage) | Insulation - Ducting_Existing | NEQ | Existing | Grocery | Insulation - Ducting | 2 | E2 All NEQ Savings (or negative usage) | 0 | 0 | 0 | 0 | 0
Insulation - Wall Cavity_Grocery_Existing_E2 All NEQ Savings (or negative usage) | Insulation - Wall Cavity_Grocery_Existing | Insulation - Wall Cavity_Existing_E2 All NEQ Savings (or negative usage) | Insulation - Wall Cavity_Existing | NEQ | Existing | Grocery | Insulation - Wall Cavity | 2 | E2 All NEQ Savings (or negative usage) | 0.01231 | 0.012218 | 0.012264 | 0.01231 | 0.012218
Kitchen Ventilation - Advanced Controls_Grocery_Existing_E2 All NEQ Savings (or negative usage) | Kitchen Ventilation - Advanced Controls_Grocery_Existing | Kitchen Ventilation - Advanced Controls_Existing_E2 All NEQ Savings (or negative usage) | Kitchen Ventilation - Advanced Controls_Existing | NEQ | Existing | Grocery | Kitchen Ventilation - Advanced Controls | 2 | E2 All NEQ Savings (or negative usage) | 1.2301 | 1.2163 | 1.2232 | 1.2301 | 1.2163
Lodging - Guest Room Controls_Grocery_Existing_E2 All NEQ Savings (or negative usage) | Lodging - Guest Room Controls_Grocery_Existing | Lodging - Guest Room Controls_Existing_E2 All NEQ Savings (or negative usage) | Lodging - Guest Room Controls_Existing | NEQ | Existing | Grocery | Lodging - Guest Room Controls | 2 | E2 All NEQ Savings (or negative usage) | 0 | 0 | 0 | 0 | 0
Pool Heater - Night Covers_Grocery_Existing_E2 All NEQ Savings (or negative usage) | Pool Heater - Night Covers_Grocery_Existing | Pool Heater - Night Covers_Existing_E2 All NEQ Savings (or negative usage) | Pool Heater - Night Covers_Existing | NEQ | Existing | Grocery | Pool Heater - Night Covers | 2 | E2 All NEQ Savings (or negative usage) | 0.18223 | 0.18331 | 0.18277 | 0.18223 | 0.18331
Refrigeration - Heat Recovery_Grocery_Existing_E2 All NEQ Savings (or negative usage) | Refrigeration - Heat Recovery_Grocery_Existing | Refrigeration - Heat Recovery_Existing_E2 All NEQ Savings (or negative usage) | Refrigeration - Heat Recovery_Existing | NEQ | Existing | Grocery | Refrigeration - Heat Recovery | 2 | E2 All NEQ Savings (or negative usage) | 0.054127 | 0.05382 | 0.053974 | 0.054127 | 0.05382
Retrocommissioning_Grocery_Existing_E2 All NEQ Savings (or negative usage) | Retrocommissioning_Grocery_Existing | Retrocommissioning_Existing_E2 All NEQ Savings (or negative usage) | Retrocommissioning_Existing | NEQ | Existing | Grocery | Retrocommissioning | 2 | E2 All NEQ Savings (or negative usage) | 8.4181 | 8.57 | 8.494 | 8.4181 | 8.57
Strategic Energy Management_Grocery_Existing_E2 All NEQ Savings (or negative usage) | Strategic Energy Management_Grocery_Existing | Strategic Energy Management_Existing_E2 All NEQ Savings (or negative usage) | Strategic Energy Management_Existing | NEQ | Existing | Grocery | Strategic Energy Management | 2 | E2 All NEQ Savings (or negative usage) | 0.0056712 | 0.0057735 | 0.0057223 | 0.0056712 | 0.0057735
Thermostat - Programmable_Grocery_Existing_E2 All NEQ Savings (or negative usage) | Thermostat - Programmable_Grocery_Existing | Thermostat - Programmable_Existing_E2 All NEQ Savings (or negative usage) | Thermostat - Programmable_Existing | NEQ | Existing | Grocery | Thermostat - Programmable | 2 | E2 All NEQ Savings (or negative usage) | 34.7668 | 34.3267 | 34.5468 | 34.7668 | 34.3267
Ventilation - Demand Controlled_Grocery_Existing_E2 All NEQ Savings (or negative usage) | Ventilation - Demand Controlled_Grocery_Existing | Ventilation - Demand Controlled_Existing_E2 All NEQ Savings (or negative usage) | Ventilation - Demand Controlled_Existing | NEQ | Existing | Grocery | Ventilation - Demand Controlled | 2 | E2 All NEQ Savings (or negative usage) | 0.2104 | 0.20915 | 0.20978 | 0.2104 | 0.20915
Water Heater - Drainwater Heat Recovery_Grocery_Existing_E2 All NEQ Savings (or negative usage) | Water Heater - Drainwater Heat Recovery_Grocery_Existing | Water Heater - Drainwater Heat Recovery_Existing_E2 All NEQ Savings (or negative usage) | Water Heater - Drainwater Heat Recovery_Existing | NEQ | Existing | Grocery | Water Heater - Drainwater Heat Recovery | 2 | E2 All NEQ Savings (or negative usage) | 0.018081 | 0.017976 | 0.018028 | 0.018081 | 0.017976
Water Heater - Pipe Insulation_Grocery_Existing_E2 All NEQ Savings (or negative usage) | Water Heater - Pipe Insulation_Grocery_Existing | Water Heater - Pipe Insulation_Existing_E2 All NEQ Savings (or negative usage) | Water Heater - Pipe Insulation_Existing | NEQ | Existing | Grocery | Water Heater - Pipe Insulation | 2 | E2 All NEQ Savings (or negative usage) | 0.05955 | 0.059212 | 0.059381 | 0.05955 | 0.059212
Water Heater - Pre-Rinse Spray Valve_Grocery_Existing_E2 All NEQ Savings (or negative usage) | Water Heater - Pre-Rinse Spray Valve_Grocery_Existing | Water Heater - Pre-Rinse Spray Valve_Existing_E2 All NEQ Savings (or negative usage) | Water Heater - Pre-Rinse Spray Valve_Existing | NEQ | Existing | Grocery | Water Heater - Pre-Rinse Spray Valve | 2 | E2 All NEQ Savings (or negative usage) | 0.39107 | 0.39715 | 0.39411 | 0.39107 | 0.39715
Water Heater - Solar System_Grocery_Existing_E2 All NEQ Savings (or negative usage) | Water Heater - Solar System_Grocery_Existing | Water Heater - Solar System_Existing_E2 All NEQ Savings (or negative usage) | Water Heater - Solar System_Existing | NEQ | Existing | Grocery | Water Heater - Solar System | 2 | E2 All NEQ Savings (or negative usage) | 0.34097 | 0.33904 | 0.34 | 0.34097 | 0.33904
Water Heater - Thermostatic Shower Restriction Valve_Grocery_Existing_E2 All NEQ Savings (or negative usage) | Water Heater - Thermostatic Shower Restriction Valve_Grocery_Existing | Water Heater - Thermostatic Shower Restriction Valve_Existing_E2 All NEQ Savings (or negative usage) | Water Heater - Thermostatic Shower Restriction Valve_Existing | NEQ | Existing | Grocery | Water Heater - Thermostatic Shower Restriction Valve | 2 | E2 All NEQ Savings (or negative usage) | 0.38847 | 0.39478 | 0.39163 | 0.38847 | 0.39478
Windows - High Efficiency Glazing_Grocery_Existing_E2 All NEQ Savings (or negative usage) | Windows - High Efficiency Glazing_Grocery_Existing | Windows - High Efficiency Glazing_Existing_E2 All NEQ Savings (or negative usage) | Windows - High Efficiency Glazing_Existing | NEQ | Existing | Grocery | Windows - High Efficiency Glazing | 2 | E2 All NEQ Savings (or negative usage) | 0.0036108 | 0.0035839 | 0.0035973 | 0.0036108 | 0.0035839
Windows - Secondary Glazing Systems_Grocery_Existing_E2 All NEQ Savings (or negative usage) | Windows - Secondary Glazing Systems_Grocery_Existing | Windows - Secondary Glazing Systems_Existing_E2 All NEQ Savings (or negative usage) | Windows - Secondary Glazing Systems_Existing | NEQ | Existing | Grocery | Windows - Secondary Glazing Systems | 2 | E2 All NEQ Savings (or negative usage) | 0.0020795 | 0.0020605 | 0.00207 | 0.0020795 | 0.0020605
Advanced New Construction Designs_Healthcare_Existing_E2 All NEQ Savings (or negative usage) | Advanced New Construction Designs_Healthcare_Existing | Advanced New Construction Designs_Existing_E2 All NEQ Savings (or negative usage) | Advanced New Construction Designs_Existing | NEQ | Existing | Healthcare | Advanced New Construction Designs | 2 | E2 All NEQ Savings (or negative usage) | 0 | 0 | 0 | 0 | 0
Building Shell - Air Sealing (Infiltration Control)_Healthcare_Existing_E2 All NEQ Savings (or negative usage) | Building Shell - Air Sealing (Infiltration Control)_Healthcare_Existing | Building Shell - Air Sealing (Infiltration Control)_Existing_E2 All NEQ Savings (or negative usage) | Building Shell - Air Sealing (Infiltration Control)_Existing | NEQ | Existing | Healthcare | Building Shell - Air Sealing (Infiltration Control) | 2 | E2 All NEQ Savings (or negative usage) | 0 | 0 | 0 | 0 | 0
Circulation Pump - Controls_Healthcare_Existing_E2 All NEQ Savings (or negative usage) | Circulation Pump - Controls_Healthcare_Existing | Circulation Pump - Controls_Existing_E2 All NEQ Savings (or negative usage) | Circulation Pump - Controls_Existing | NEQ | Existing | Healthcare | Circulation Pump - Controls | 2 | E2 All NEQ Savings (or negative usage) | 2.3567 | 2.3558 | 2.3563 | 2.3567 | 2.3558
Commercial Laundry - Dryer Efficiency Retrofit_Healthcare_Existing_E2 All NEQ Savings (or negative usage) | Commercial Laundry - Dryer Efficiency Retrofit_Healthcare_Existing | Commercial Laundry - Dryer Efficiency Retrofit_Existing_E2 All NEQ Savings (or negative usage) | Commercial Laundry - Dryer Efficiency Retrofit_Existing | NEQ | Existing | Healthcare | Commercial Laundry - Dryer Efficiency Retrofit | 2 | E2 All NEQ Savings (or negative usage) | 9.1585 | 9.1481 | 9.1533 | 9.1585 | 9.1481
Commercial Laundry - ENERGY STAR Washer (8.0)_Healthcare_Existing_E2 All NEQ Savings (or negative usage) | Commercial Laundry - ENERGY STAR Washer (8.0)_Healthcare_Existing | Commercial Laundry - ENERGY STAR Washer (8.0)_Existing_E2 All NEQ Savings (or negative usage) | Commercial Laundry - ENERGY STAR Washer (8.0)_Existing | NEQ | Existing | Healthcare | Commercial Laundry - ENERGY STAR Washer (8.0) | 2 | E2 All NEQ Savings (or negative usage) | 0.46357 | 0.46097 | 0.46227 | 0.46357 | 0.46097
Commercial Laundry - Ozone Treatment_Healthcare_Existing_E2 All NEQ Savings (or negative usage) | Commercial Laundry - Ozone Treatment_Healthcare_Existing | Commercial Laundry - Ozone Treatment_Existing_E2 All NEQ Savings (or negative usage) | Commercial Laundry - Ozone Treatment_Existing | NEQ | Existing | Healthcare | Commercial Laundry - Ozone Treatment | 2 | E2 All NEQ Savings (or negative usage) | 2.7063 | 2.7056 | 2.7059 | 2.7063 | 2.7056
Connected Thermostat - ENERGY STAR (1.0)_Healthcare_Existing_E2 All NEQ Savings (or negative usage) | Connected Thermostat - ENERGY STAR (1.0)_Healthcare_Existing | Connected Thermostat - ENERGY STAR (1.0)_Existing_E2 All NEQ Savings (or negative usage) | Connected Thermostat - ENERGY STAR (1.0)_Existing | NEQ | Existing | Healthcare | Connected Thermostat - ENERGY STAR (1.0) | 2 | E2 All NEQ Savings (or negative usage) | 0.51609 | 0.52074 | 0.51841 | 0.51609 | 0.52074
Destratification Fans (HVLS)_Healthcare_Existing_E2 All NEQ Savings (or negative usage) | Destratification Fans (HVLS)_Healthcare_Existing | Destratification Fans (HVLS)_Existing_E2 All NEQ Savings (or negative usage) | Destratification Fans (HVLS)_Existing | NEQ | Existing | Healthcare | Destratification Fans (HVLS) | 2 | E2 All NEQ Savings (or negative usage) | 1.3017 | 1.2938 | 1.2977 | 1.3017 | 1.2938
Ducting - Repair and Sealing_Healthcare_Existing_E2 All NEQ Savings (or negative usage) | Ducting - Repair and Sealing_Healthcare_Existing | Ducting - Repair and Sealing_Existing_E2 All NEQ Savings (or negative usage) | Ducting - Repair and Sealing_Existing | NEQ | Existing | Healthcare | Ducting - Repair and Sealing | 2 | E2 All NEQ Savings (or negative usage) | 0 | 0 | 0 | 0 | 0
Gas Boiler - Blowdown Heat Recovery_Healthcare_Existing_E2 All NEQ Savings (or negative usage) | Gas Boiler - Blowdown Heat Recovery_Healthcare_Existing | Gas Boiler - Blowdown Heat Recovery_Existing_E2 All NEQ Savings (or negative usage) | Gas Boiler - Blowdown Heat Recovery_Existing | NEQ | Existing | Healthcare | Gas Boiler - Blowdown Heat Recovery | 2 | E2 All NEQ Savings (or negative usage) | 1.5628 | 1.5425 | 1.5526 | 1.5628 | 1.5425
Gas Boiler - Burner Control Optimization_Healthcare_Existing_E2 All NEQ Savings (or negative usage) | Gas Boiler - Burner Control Optimization_Healthcare_Existing | Gas Boiler - Burner Control Optimization_Existing_E2 All NEQ Savings (or negative usage) | Gas Boiler - Burner Control Optimization_Existing | NEQ | Existing | Healthcare | Gas Boiler - Burner Control Optimization | 2 | E2 All NEQ Savings (or negative usage) | 1.8961 | 1.8715 | 1.8838 | 1.8961 | 1.8715
Gas Boiler - High Turndown Burner_Healthcare_Existing_E2 All NEQ Savings (or negative usage) | Gas Boiler - High Turndown Burner_Healthcare_Existing | Gas Boiler - High Turndown Burner_Existing_E2 All NEQ Savings (or negative usage) | Gas Boiler - High Turndown Burner_Existing | NEQ | Existing | Healthcare | Gas Boiler - High Turndown Burner | 2 | E2 All NEQ Savings (or negative usage) | 1.2163 | 1.2008 | 1.2085 | 1.2163 | 1.2008
Gas Boiler - Hot Water Reset_Healthcare_Existing_E2 All NEQ Savings (or negative usage) | Gas Boiler - Hot Water Reset_Healthcare_Existing | Gas Boiler - Hot Water Reset_Existing_E2 All NEQ Savings (or negative usage) | Gas Boiler - Hot Water Reset_Existing | NEQ | Existing | Healthcare | Gas Boiler - Hot Water Reset | 2 | E2 All NEQ Savings (or negative usage) | 7.5138 | 7.4054 | 7.4596 | 7.5138 | 7.4054
Gas Boiler - Insulate Hot Water Lines_Healthcare_Existing_E2 All NEQ Savings (or negative usage) | Gas Boiler - Insulate Hot Water Lines_Healthcare_Existing | Gas Boiler - Insulate Hot Water Lines_Existing_E2 All NEQ Savings (or negative usage) | Gas Boiler - Insulate Hot Water Lines_Existing | NEQ | Existing | Healthcare | Gas Boiler - Insulate Hot Water Lines | 2 | E2 All NEQ Savings (or negative usage) | 0.84051 | 0.83061 | 0.83556 | 0.84051 | 0.83061
Gas Boiler - Insulate Steam Lines/Condensate Tank_Healthcare_Existing_E2 All NEQ Savings (or negative usage) | Gas Boiler - Insulate Steam Lines/Condensate Tank_Healthcare_Existing | Gas Boiler - Insulate Steam Lines/Condensate Tank_Existing_E2 All NEQ Savings (or negative usage) | Gas Boiler - Insulate Steam Lines/Condensate Tank_Existing | NEQ | Existing | Healthcare | Gas Boiler - Insulate Steam Lines/Condensate Tank | 2 | E2 All NEQ Savings (or negative usage) | 1.3234 | 1.3078 | 1.3156 | 1.3234 | 1.3078
Gas Boiler - Maintenance_Healthcare_Existing_E2 All NEQ Savings (or negative usage) | Gas Boiler - Maintenance_Healthcare_Existing | Gas Boiler - Maintenance_Existing_E2 All NEQ Savings (or negative usage) | Gas Boiler - Maintenance_Existing | NEQ | Existing | Healthcare | Gas Boiler - Maintenance | 2 | E2 All NEQ Savings (or negative usage) | 1.0695 | 1.0864 | 1.0779 | 1.0695 | 1.0864
Gas Boiler - Radiator Replacement_Healthcare_Existing_E2 All NEQ Savings (or negative usage) | Gas Boiler - Radiator Replacement_Healthcare_Existing | Gas Boiler - Radiator Replacement_Existing_E2 All NEQ Savings (or negative usage) | Gas Boiler - Radiator Replacement_Existing | NEQ | Existing | Healthcare | Gas Boiler - Radiator Replacement | 2 | E2 All NEQ Savings (or negative usage) | 1.6894 | 1.6694 | 1.6794 | 1.6894 | 1.6694
Gas Boiler - Stack Economizer_Healthcare_Existing_E2 All NEQ Savings (or negative usage) | Gas Boiler - Stack Economizer_Healthcare_Existing | Gas Boiler - Stack Economizer_Existing_E2 All NEQ Savings (or negative usage) | Gas Boiler - Stack Economizer_Existing | NEQ | Existing | Healthcare | Gas Boiler - Stack Economizer | 2 | E2 All NEQ Savings (or negative usage) | 3.7707 | 3.7263 | 3.7485 | 3.7707 | 3.7263
Gas Boiler - Steam Trap Replacement_Healthcare_Existing_E2 All NEQ Savings (or negative usage) | Gas Boiler - Steam Trap Replacement_Healthcare_Existing | Gas Boiler - Steam Trap Replacement_Existing_E2 All NEQ Savings (or negative usage) | Gas Boiler - Steam Trap Replacement_Existing | NEQ | Existing | Healthcare | Gas Boiler - Steam Trap Replacement | 2 | E2 All NEQ Savings (or negative usage) | 13.0949 | 13.2109 | 13.1529 | 13.0949 | 13.2109
Gas Boiler - Thermostatic Radiator Valves_Healthcare_Existing_E2 All NEQ Savings (or negative usage) | Gas Boiler - Thermostatic Radiator Valves_Healthcare_Existing | Gas Boiler - Thermostatic Radiator Valves_Existing_E2 All NEQ Savings (or negative usage) | Gas Boiler - Thermostatic Radiator Valves_Existing | NEQ | Existing | Healthcare | Gas Boiler - Thermostatic Radiator Valves | 2 | E2 All NEQ Savings (or negative usage) | 10.9376 | 10.8088 | 10.8732 | 10.9376 | 10.8088
Gas Furnace - Maintenance_Healthcare_Existing_E2 All NEQ Savings (or negative usage) | Gas Furnace - Maintenance_Healthcare_Existing | Gas Furnace - Maintenance_Existing_E2 All NEQ Savings (or negative usage) | Gas Furnace - Maintenance_Existing | NEQ | Existing | Healthcare | Gas Furnace - Maintenance | 2 | E2 All NEQ Savings (or negative usage) | 0.32302 | 0.32812 | 0.32557 | 0.32302 | 0.32812
Gas-Fired Combination Heat Pump Conversion_Healthcare_Existing_E2 All NEQ Savings (or negative usage) | Gas-Fired Combination Heat Pump Conversion_Healthcare_Existing | Gas-Fired Combination Heat Pump Conversion_Existing_E2 All NEQ Savings (or negative usage) | Gas-Fired Combination Heat Pump Conversion_Existing | NEQ | Existing | Healthcare | Gas-Fired Combination Heat Pump Conversion | 2 | E2 All NEQ Savings (or negative usage) | 0.41855 | 0.41414 | 0.41634 | 0.41855 | 0.41414
HVAC - Dedicated Outdoor Air System (DOAS)_Healthcare_Existing_E2 All NEQ Savings (or negative usage) | HVAC - Dedicated Outdoor Air System (DOAS)_Healthcare_Existing | HVAC - Dedicated Outdoor Air System (DOAS)_Existing_E2 All NEQ Savings (or negative usage) | HVAC - Dedicated Outdoor Air System (DOAS)_Existing | NEQ | Existing | Healthcare | HVAC - Dedicated Outdoor Air System (DOAS) | 2 | E2 All NEQ Savings (or negative usage) | 0 | 0 | 0 | 0 | 0
HVAC - Energy Recovery Ventilator_Healthcare_Existing_E2 All NEQ Savings (or negative usage) | HVAC - Energy Recovery Ventilator_Healthcare_Existing | HVAC - Energy Recovery Ventilator_Existing_E2 All NEQ Savings (or negative usage) | HVAC - Energy Recovery Ventilator_Existing | NEQ | Existing | Healthcare | HVAC - Energy Recovery Ventilator | 2 | E2 All NEQ Savings (or negative usage) | 1.7713 | 1.7522 | 1.7618 | 1.7713 | 1.7522
HVAC - Shut Off Damper_Healthcare_Existing_E2 All NEQ Savings (or negative usage) | HVAC - Shut Off Damper_Healthcare_Existing | HVAC - Shut Off Damper_Existing_E2 All NEQ Savings (or negative usage) | HVAC - Shut Off Damper_Existing | NEQ | Existing | Healthcare | HVAC - Shut Off Damper | 2 | E2 All NEQ Savings (or negative usage) | 0.23411 | 0.23153 | 0.23282 | 0.23411 | 0.23153
Industrial Air Curtains_Healthcare_Existing_E2 All NEQ Savings (or negative usage) | Industrial Air Curtains_Healthcare_Existing | Industrial Air Curtains_Existing_E2 All NEQ Savings (or negative usage) | Industrial Air Curtains_Existing | NEQ | Existing | Healthcare | Industrial Air Curtains | 2 | E2 All NEQ Savings (or negative usage) | 1.1512 | 1.1388 | 1.145 | 1.1512 | 1.1388
Infiltration Control - Loading Dock Sealing_Healthcare_Existing_E2 All NEQ Savings (or negative usage) | Infiltration Control - Loading Dock Sealing_Healthcare_Existing | Infiltration Control - Loading Dock Sealing_Existing_E2 All NEQ Savings (or negative usage) | Infiltration Control - Loading Dock Sealing_Existing | NEQ | Existing | Healthcare | Infiltration Control - Loading Dock Sealing | 2 | E2 All NEQ Savings (or negative usage) | 0.76577 | 0.75747 | 0.76162 | 0.76577 | 0.75747
Insulation - Ceiling_Healthcare_Existing_E2 All NEQ Savings (or negative usage) | Insulation - Ceiling_Healthcare_Existing | Insulation - Ceiling_Existing_E2 All NEQ Savings (or negative usage) | Insulation - Ceiling_Existing | NEQ | Existing | Healthcare | Insulation - Ceiling | 2 | E2 All NEQ Savings (or negative usage) | 1.4602 | 1.4484 | 1.4543 | 1.4602 | 1.4484
Insulation - Ducting_Healthcare_Existing_E2 All NEQ Savings (or negative usage) | Insulation - Ducting_Healthcare_Existing | Insulation - Ducting_Existing_E2 All NEQ Savings (or negative usage) | Insulation - Ducting_Existing | NEQ | Existing | Healthcare | Insulation - Ducting | 2 | E2 All NEQ Savings (or negative usage) | 0 | 0 | 0 | 0 | 0
Insulation - Wall Cavity_Healthcare_Existing_E2 All NEQ Savings (or negative usage) | Insulation - Wall Cavity_Healthcare_Existing | Insulation - Wall Cavity_Existing_E2 All NEQ Savings (or negative usage) | Insulation - Wall Cavity_Existing | NEQ | Existing | Healthcare | Insulation - Wall Cavity | 2 | E2 All NEQ Savings (or negative usage) | 1.3247 | 1.314 | 1.3194 | 1.3247 | 1.314
Kitchen Ventilation - Advanced Controls_Healthcare_Existing_E2 All NEQ Savings (or negative usage) | Kitchen Ventilation - Advanced Controls_Healthcare_Existing | Kitchen Ventilation - Advanced Controls_Existing_E2 All NEQ Savings (or negative usage) | Kitchen Ventilation - Advanced Controls_Existing | NEQ | Existing | Healthcare | Kitchen Ventilation - Advanced Controls | 2 | E2 All NEQ Savings (or negative usage) | 1.2177 | 1.2031 | 1.2104 | 1.2177 | 1.2031
Lodging - Guest Room Controls_Healthcare_Existing_E2 All NEQ Savings (or negative usage) | Lodging - Guest Room Controls_Healthcare_Existing | Lodging - Guest Room Controls_Existing_E2 All NEQ Savings (or negative usage) | Lodging - Guest Room Controls_Existing | NEQ | Existing | Healthcare | Lodging - Guest Room Controls | 2 | E2 All NEQ Savings (or negative usage) | 0 | 0 | 0 | 0 | 0
Pool Heater - Night Covers_Healthcare_Existing_E2 All NEQ Savings (or negative usage) | Pool Heater - Night Covers_Healthcare_Existing | Pool Heater - Night Covers_Existing_E2 All NEQ Savings (or negative usage) | Pool Heater - Night Covers_Existing | NEQ | Existing | Healthcare | Pool Heater - Night Covers | 2 | E2 All NEQ Savings (or negative usage) | 0.32898 | 0.33208 | 0.33053 | 0.32898 | 0.33208
Refrigeration - Heat Recovery_Healthcare_Existing_E2 All NEQ Savings (or negative usage) | Refrigeration - Heat Recovery_Healthcare_Existing | Refrigeration - Heat Recovery_Existing_E2 All NEQ Savings (or negative usage) | Refrigeration - Heat Recovery_Existing | NEQ | Existing | Healthcare | Refrigeration - Heat Recovery | 2 | E2 All NEQ Savings (or negative usage) | 6.0369 | 6.0027 | 6.0198 | 6.0369 | 6.0027
Retrocommissioning_Healthcare_Existing_E2 All NEQ Savings (or negative usage) | Retrocommissioning_Healthcare_Existing | Retrocommissioning_Existing_E2 All NEQ Savings (or negative usage) | Retrocommissioning_Existing | NEQ | Existing | Healthcare | Retrocommissioning | 2 | E2 All NEQ Savings (or negative usage) | 8.4367 | 8.5939 | 8.5153 | 8.4367 | 8.5939
Strategic Energy Management_Healthcare_Existing_E2 All NEQ Savings (or negative usage) | Strategic Energy Management_Healthcare_Existing | Strategic Energy Management_Existing_E2 All NEQ Savings (or negative usage) | Strategic Energy Management_Existing | NEQ | Existing | Healthcare | Strategic Energy Management | 2 | E2 All NEQ Savings (or negative usage) | 0.21187 | 0.21581 | 0.21384 | 0.21187 | 0.21581
Thermostat - Programmable_Healthcare_Existing_E2 All NEQ Savings (or negative usage) | Thermostat - Programmable_Healthcare_Existing | Thermostat - Programmable_Existing_E2 All NEQ Savings (or negative usage) | Thermostat - Programmable_Existing | NEQ | Existing | Healthcare | Thermostat - Programmable | 2 | E2 All NEQ Savings (or negative usage) | 1558.2766 | 1537.2198 | 1547.7482 | 1558.2766 | 1537.2198
Ventilation - Demand Controlled_Healthcare_Existing_E2 All NEQ Savings (or negative usage) | Ventilation - Demand Controlled_Healthcare_Existing | Ventilation - Demand Controlled_Existing_E2 All NEQ Savings (or negative usage) | Ventilation - Demand Controlled_Existing | NEQ | Existing | Healthcare | Ventilation - Demand Controlled | 2 | E2 All NEQ Savings (or negative usage) | 0.99693 | 0.99073 | 0.99383 | 0.99693 | 0.99073
Water Heater - Drainwater Heat Recovery_Healthcare_Existing_E2 All NEQ Savings (or negative usage) | Water Heater - Drainwater Heat Recovery_Healthcare_Existing | Water Heater - Drainwater Heat Recovery_Existing_E2 All NEQ Savings (or negative usage) | Water Heater - Drainwater Heat Recovery_Existing | NEQ | Existing | Healthcare | Water Heater - Drainwater Heat Recovery | 2 | E2 All NEQ Savings (or negative usage) | 0.034202 | 0.034002 | 0.034102 | 0.034202 | 0.034002
Water Heater - Pipe Insulation_Healthcare_Existing_E2 All NEQ Savings (or negative usage) | Water Heater - Pipe Insulation_Healthcare_Existing | Water Heater - Pipe Insulation_Existing_E2 All NEQ Savings (or negative usage) | Water Heater - Pipe Insulation_Existing | NEQ | Existing | Healthcare | Water Heater - Pipe Insulation | 2 | E2 All NEQ Savings (or negative usage) | 2.0593 | 2.0476 | 2.0535 | 2.0593 | 2.0476
Water Heater - Pre-Rinse Spray Valve_Healthcare_Existing_E2 All NEQ Savings (or negative usage) | Water Heater - Pre-Rinse Spray Valve_Healthcare_Existing | Water Heater - Pre-Rinse Spray Valve_Existing_E2 All NEQ Savings (or negative usage) | Water Heater - Pre-Rinse Spray Valve_Existing | NEQ | Existing | Healthcare | Water Heater - Pre-Rinse Spray Valve | 2 | E2 All NEQ Savings (or negative usage) | 3.2661 | 3.3169 | 3.2915 | 3.2661 | 3.3169
Water Heater - Solar System_Healthcare_Existing_E2 All NEQ Savings (or negative usage) | Water Heater - Solar System_Healthcare_Existing | Water Heater - Solar System_Existing_E2 All NEQ Savings (or negative usage) | Water Heater - Solar System_Existing | NEQ | Existing | Healthcare | Water Heater - Solar System | 2 | E2 All NEQ Savings (or negative usage) | 0.40753 | 0.40522 | 0.40638 | 0.40753 | 0.40522
Water Heater - Thermostatic Shower Restriction Valve_Healthcare_Existing_E2 All NEQ Savings (or negative usage) | Water Heater - Thermostatic Shower Restriction Valve_Healthcare_Existing | Water Heater - Thermostatic Shower Restriction Valve_Existing_E2 All NEQ Savings (or negative usage) | Water Heater - Thermostatic Shower Restriction Valve_Existing | NEQ | Existing | Healthcare | Water Heater - Thermostatic Shower Restriction Valve | 2 | E2 All NEQ Savings (or negative usage) | 0.38846 | 0.39477 | 0.39162 | 0.38846 | 0.39477
Windows - High Efficiency Glazing_Healthcare_Existing_E2 All NEQ Savings (or negative usage) | Windows - High Efficiency Glazing_Healthcare_Existing | Windows - High Efficiency Glazing_Existing_E2 All NEQ Savings (or negative usage) | Windows - High Efficiency Glazing_Existing | NEQ | Existing | Healthcare | Windows - High Efficiency Glazing | 2 | E2 All NEQ Savings (or negative usage) | 3.1841 | 3.1584 | 3.1712 | 3.1841 | 3.1584
Windows - Secondary Glazing Systems_Healthcare_Existing_E2 All NEQ Savings (or negative usage) | Windows - Secondary Glazing Systems_Healthcare_Existing | Windows - Secondary Glazing Systems_Existing_E2 All NEQ Savings (or negative usage) | Windows - Secondary Glazing Systems_Existing | NEQ | Existing | Healthcare | Windows - Secondary Glazing Systems | 2 | E2 All NEQ Savings (or negative usage) | 0.13961 | 0.13823 | 0.13892 | 0.13961 | 0.13823
Advanced New Construction Designs_Lodging_Existing_E2 All NEQ Savings (or negative usage) | Advanced New Construction Designs_Lodging_Existing | Advanced New Construction Designs_Existing_E2 All NEQ Savings (or negative usage) | Advanced New Construction Designs_Existing | NEQ | Existing | Lodging | Advanced New Construction Designs | 2 | E2 All NEQ Savings (or negative usage) | 0 | 0 | 0 | 0 | 0
Building Shell - Air Sealing (Infiltration Control)_Lodging_Existing_E2 All NEQ Savings (or negative usage) | Building Shell - Air Sealing (Infiltration Control)_Lodging_Existing | Building Shell - Air Sealing (Infiltration Control)_Existing_E2 All NEQ Savings (or negative usage) | Building Shell - Air Sealing (Infiltration Control)_Existing | NEQ | Existing | Lodging | Building Shell - Air Sealing (Infiltration Control) | 2 | E2 All NEQ Savings (or negative usage) | 1.5008 | 1.483 | 1.4919 | 1.5008 | 1.483
Circulation Pump - Controls_Lodging_Existing_E2 All NEQ Savings (or negative usage) | Circulation Pump - Controls_Lodging_Existing | Circulation Pump - Controls_Existing_E2 All NEQ Savings (or negative usage) | Circulation Pump - Controls_Existing | NEQ | Existing | Lodging | Circulation Pump - Controls | 2 | E2 All NEQ Savings (or negative usage) | 2.3565 | 2.3556 | 2.3561 | 2.3565 | 2.3556
Commercial Laundry - Dryer Efficiency Retrofit_Lodging_Existing_E2 All NEQ Savings (or negative usage) | Commercial Laundry - Dryer Efficiency Retrofit_Lodging_Existing | Commercial Laundry - Dryer Efficiency Retrofit_Existing_E2 All NEQ Savings (or negative usage) | Commercial Laundry - Dryer Efficiency Retrofit_Existing | NEQ | Existing | Lodging | Commercial Laundry - Dryer Efficiency Retrofit | 2 | E2 All NEQ Savings (or negative usage) | 0.094045 | 0.093938 | 0.093992 | 0.094045 | 0.093938
Commercial Laundry - ENERGY STAR Washer (8.0)_Lodging_Existing_E2 All NEQ Savings (or negative usage) | Commercial Laundry - ENERGY STAR Washer (8.0)_Lodging_Existing | Commercial Laundry - ENERGY STAR Washer (8.0)_Existing_E2 All NEQ Savings (or negative usage) | Commercial Laundry - ENERGY STAR Washer (8.0)_Existing | NEQ | Existing | Lodging | Commercial Laundry - ENERGY STAR Washer (8.0) | 2 | E2 All NEQ Savings (or negative usage) | 0.46353 | 0.46092 | 0.46223 | 0.46353 | 0.46092
Commercial Laundry - Ozone Treatment_Lodging_Existing_E2 All NEQ Savings (or negative usage) | Commercial Laundry - Ozone Treatment_Lodging_Existing | Commercial Laundry - Ozone Treatment_Existing_E2 All NEQ Savings (or negative usage) | Commercial Laundry - Ozone Treatment_Existing | NEQ | Existing | Lodging | Commercial Laundry - Ozone Treatment | 2 | E2 All NEQ Savings (or negative usage) | 2.7061 | 2.7054 | 2.7058 | 2.7061 | 2.7054
Connected Thermostat - ENERGY STAR (1.0)_Lodging_Existing_E2 All NEQ Savings (or negative usage) | Connected Thermostat - ENERGY STAR (1.0)_Lodging_Existing | Connected Thermostat - ENERGY STAR (1.0)_Existing_E2 All NEQ Savings (or negative usage) | Connected Thermostat - ENERGY STAR (1.0)_Existing | NEQ | Existing | Lodging | Connected Thermostat - ENERGY STAR (1.0) | 2 | E2 All NEQ Savings (or negative usage) | 0.17383 | 0.17543 | 0.17463 | 0.17383 | 0.17543
Destratification Fans (HVLS)_Lodging_Existing_E2 All NEQ Savings (or negative usage) | Destratification Fans (HVLS)_Lodging_Existing | Destratification Fans (HVLS)_Existing_E2 All NEQ Savings (or negative usage) | Destratification Fans (HVLS)_Existing | NEQ | Existing | Lodging | Destratification Fans (HVLS) | 2 | E2 All NEQ Savings (or negative usage) | 1.3036 | 1.296 | 1.2998 | 1.3036 | 1.296
Ducting - Repair and Sealing_Lodging_Existing_E2 All NEQ Savings (or negative usage) | Ducting - Repair and Sealing_Lodging_Existing | Ducting - Repair and Sealing_Existing_E2 All NEQ Savings (or negative usage) | Ducting - Repair and Sealing_Existing | NEQ | Existing | Lodging | Ducting - Repair and Sealing | 2 | E2 All NEQ Savings (or negative usage) | 0 | 0 | 0 | 0 | 0
Gas Boiler - Blowdown Heat Recovery_Lodging_Existing_E2 All NEQ Savings (or negative usage) | Gas Boiler - Blowdown Heat Recovery_Lodging_Existing | Gas Boiler - Blowdown Heat Recovery_Existing_E2 All NEQ Savings (or negative usage) | Gas Boiler - Blowdown Heat Recovery_Existing | NEQ | Existing | Lodging | Gas Boiler - Blowdown Heat Recovery | 2 | E2 All NEQ Savings (or negative usage) | 1.9359 | 1.9115 | 1.9237 | 1.9359 | 1.9115
Gas Boiler - Burner Control Optimization_Lodging_Existing_E2 All NEQ Savings (or negative usage) | Gas Boiler - Burner Control Optimization_Lodging_Existing | Gas Boiler - Burner Control Optimization_Existing_E2 All NEQ Savings (or negative usage) | Gas Boiler - Burner Control Optimization_Existing | NEQ | Existing | Lodging | Gas Boiler - Burner Control Optimization | 2 | E2 All NEQ Savings (or negative usage) | 0.37135 | 0.36666 | 0.36901 | 0.37135 | 0.36666
Gas Boiler - High Turndown Burner_Lodging_Existing_E2 All NEQ Savings (or negative usage) | Gas Boiler - High Turndown Burner_Lodging_Existing | Gas Boiler - High Turndown Burner_Existing_E2 All NEQ Savings (or negative usage) | Gas Boiler - High Turndown Burner_Existing | NEQ | Existing | Lodging | Gas Boiler - High Turndown Burner | 2 | E2 All NEQ Savings (or negative usage) | 0.32757 | 0.3235 | 0.32553 | 0.32757 | 0.3235
Gas Boiler - Hot Water Reset_Lodging_Existing_E2 All NEQ Savings (or negative usage) | Gas Boiler - Hot Water Reset_Lodging_Existing | Gas Boiler - Hot Water Reset_Existing_E2 All NEQ Savings (or negative usage) | Gas Boiler - Hot Water Reset_Existing | NEQ | Existing | Lodging | Gas Boiler - Hot Water Reset | 2 | E2 All NEQ Savings (or negative usage) | 2.0224 | 1.9939 | 2.0082 | 2.0224 | 1.9939
Gas Boiler - Insulate Hot Water Lines_Lodging_Existing_E2 All NEQ Savings (or negative usage) | Gas Boiler - Insulate Hot Water Lines_Lodging_Existing | Gas Boiler - Insulate Hot Water Lines_Existing_E2 All NEQ Savings (or negative usage) | Gas Boiler - Insulate Hot Water Lines_Existing | NEQ | Existing | Lodging | Gas Boiler - Insulate Hot Water Lines | 2 | E2 All NEQ Savings (or negative usage) | 0.92703 | 0.91646 | 0.92174 | 0.92703 | 0.91646
Gas Boiler - Insulate Steam Lines/Condensate Tank_Lodging_Existing_E2 All NEQ Savings (or negative usage) | Gas Boiler - Insulate Steam Lines/Condensate Tank_Lodging_Existing | Gas Boiler - Insulate Steam Lines/Condensate Tank_Existing_E2 All NEQ Savings (or negative usage) | Gas Boiler - Insulate Steam Lines/Condensate Tank_Existing | NEQ | Existing | Lodging | Gas Boiler - Insulate Steam Lines/Condensate Tank | 2 | E2 All NEQ Savings (or negative usage) | 0.28959 | 0.28629 | 0.28794 | 0.28959 | 0.28629
Gas Boiler - Maintenance_Lodging_Existing_E2 All NEQ Savings (or negative usage) | Gas Boiler - Maintenance_Lodging_Existing | Gas Boiler - Maintenance_Existing_E2 All NEQ Savings (or negative usage) | Gas Boiler - Maintenance_Existing | NEQ | Existing | Lodging | Gas Boiler - Maintenance | 2 | E2 All NEQ Savings (or negative usage) | 0.28716 | 0.29182 | 0.28949 | 0.28716 | 0.29182
Gas Boiler - Radiator Replacement_Lodging_Existing_E2 All NEQ Savings (or negative usage) | Gas Boiler - Radiator Replacement_Lodging_Existing | Gas Boiler - Radiator Replacement_Existing_E2 All NEQ Savings (or negative usage) | Gas Boiler - Radiator Replacement_Existing | NEQ | Existing | Lodging | Gas Boiler - Radiator Replacement | 2 | E2 All NEQ Savings (or negative usage) | 1.6976 | 1.6781 | 1.6879 | 1.6976 | 1.6781
Gas Boiler - Stack Economizer_Lodging_Existing_E2 All NEQ Savings (or negative usage) | Gas Boiler - Stack Economizer_Lodging_Existing | Gas Boiler - Stack Economizer_Existing_E2 All NEQ Savings (or negative usage) | Gas Boiler - Stack Economizer_Existing | NEQ | Existing | Lodging | Gas Boiler - Stack Economizer | 2 | E2 All NEQ Savings (or negative usage) | 1.0148 | 1.0032 | 1.009 | 1.0148 | 1.0032
Gas Boiler - Steam Trap Replacement_Lodging_Existing_E2 All NEQ Savings (or negative usage) | Gas Boiler - Steam Trap Replacement_Lodging_Existing | Gas Boiler - Steam Trap Replacement_Existing_E2 All NEQ Savings (or negative usage) | Gas Boiler - Steam Trap Replacement_Existing | NEQ | Existing | Lodging | Gas Boiler - Steam Trap Replacement | 2 | E2 All NEQ Savings (or negative usage) | 13.1212 | 13.243 | 13.1821 | 13.1212 | 13.243
Gas Boiler - Thermostatic Radiator Valves_Lodging_Existing_E2 All NEQ Savings (or negative usage) | Gas Boiler - Thermostatic Radiator Valves_Lodging_Existing | Gas Boiler - Thermostatic Radiator Valves_Existing_E2 All NEQ Savings (or negative usage) | Gas Boiler - Thermostatic Radiator Valves_Existing | NEQ | Existing | Lodging | Gas Boiler - Thermostatic Radiator Valves | 2 | E2 All NEQ Savings (or negative usage) | 10.9777 | 10.8526 | 10.9151 | 10.9777 | 10.8526
Gas Furnace - Maintenance_Lodging_Existing_E2 All NEQ Savings (or negative usage) | Gas Furnace - Maintenance_Lodging_Existing | Gas Furnace - Maintenance_Existing_E2 All NEQ Savings (or negative usage) | Gas Furnace - Maintenance_Existing | NEQ | Existing | Lodging | Gas Furnace - Maintenance | 2 | E2 All NEQ Savings (or negative usage) | 0.092847 | 0.094359 | 0.093603 | 0.092847 | 0.094359
Gas-Fired Combination Heat Pump Conversion_Lodging_Existing_E2 All NEQ Savings (or negative usage) | Gas-Fired Combination Heat Pump Conversion_Lodging_Existing | Gas-Fired Combination Heat Pump Conversion_Existing_E2 All NEQ Savings (or negative usage) | Gas-Fired Combination Heat Pump Conversion_Existing | NEQ | Existing | Lodging | Gas-Fired Combination Heat Pump Conversion | 2 | E2 All NEQ Savings (or negative usage) | 0.17268 | 0.17106 | 0.17187 | 0.17268 | 0.17106
HVAC - Dedicated Outdoor Air System (DOAS)_Lodging_Existing_E2 All NEQ Savings (or negative usage) | HVAC - Dedicated Outdoor Air System (DOAS)_Lodging_Existing | HVAC - Dedicated Outdoor Air System (DOAS)_Existing_E2 All NEQ Savings (or negative usage) | HVAC - Dedicated Outdoor Air System (DOAS)_Existing | NEQ | Existing | Lodging | HVAC - Dedicated Outdoor Air System (DOAS) | 2 | E2 All NEQ Savings (or negative usage) | 0 | 0 | 0 | 0 | 0
HVAC - Energy Recovery Ventilator_Lodging_Existing_E2 All NEQ Savings (or negative usage) | HVAC - Energy Recovery Ventilator_Lodging_Existing | HVAC - Energy Recovery Ventilator_Existing_E2 All NEQ Savings (or negative usage) | HVAC - Energy Recovery Ventilator_Existing | NEQ | Existing | Lodging | HVAC - Energy Recovery Ventilator | 2 | E2 All NEQ Savings (or negative usage) | 0.68531 | 0.67798 | 0.68165 | 0.68531 | 0.67798
HVAC - Shut Off Damper_Lodging_Existing_E2 All NEQ Savings (or negative usage) | HVAC - Shut Off Damper_Lodging_Existing | HVAC - Shut Off Damper_Existing_E2 All NEQ Savings (or negative usage) | HVAC - Shut Off Damper_Existing | NEQ | Existing | Lodging | HVAC - Shut Off Damper | 2 | E2 All NEQ Savings (or negative usage) | 0.062696 | 0.062015 | 0.062356 | 0.062696 | 0.062015
Industrial Air Curtains_Lodging_Existing_E2 All NEQ Savings (or negative usage) | Industrial Air Curtains_Lodging_Existing | Industrial Air Curtains_Existing_E2 All NEQ Savings (or negative usage) | Industrial Air Curtains_Existing | NEQ | Existing | Lodging | Industrial Air Curtains | 2 | E2 All NEQ Savings (or negative usage) | 1.1533 | 1.141 | 1.1471 | 1.1533 | 1.141
Infiltration Control - Loading Dock Sealing_Lodging_Existing_E2 All NEQ Savings (or negative usage) | Infiltration Control - Loading Dock Sealing_Lodging_Existing | Infiltration Control - Loading Dock Sealing_Existing_E2 All NEQ Savings (or negative usage) | Infiltration Control - Loading Dock Sealing_Existing | NEQ | Existing | Lodging | Infiltration Control - Loading Dock Sealing | 2 | E2 All NEQ Savings (or negative usage) | 0.76713 | 0.75893 | 0.76303 | 0.76713 | 0.75893
Insulation - Ceiling_Lodging_Existing_E2 All NEQ Savings (or negative usage) | Insulation - Ceiling_Lodging_Existing | Insulation - Ceiling_Existing_E2 All NEQ Savings (or negative usage) | Insulation - Ceiling_Existing | NEQ | Existing | Lodging | Insulation - Ceiling | 2 | E2 All NEQ Savings (or negative usage) | 0.66806 | 0.66272 | 0.66539 | 0.66806 | 0.66272
Insulation - Ducting_Lodging_Existing_E2 All NEQ Savings (or negative usage) | Insulation - Ducting_Lodging_Existing | Insulation - Ducting_Existing_E2 All NEQ Savings (or negative usage) | Insulation - Ducting_Existing | NEQ | Existing | Lodging | Insulation - Ducting | 2 | E2 All NEQ Savings (or negative usage) | 0 | 0 | 0 | 0 | 0
Insulation - Wall Cavity_Lodging_Existing_E2 All NEQ Savings (or negative usage) | Insulation - Wall Cavity_Lodging_Existing | Insulation - Wall Cavity_Existing_E2 All NEQ Savings (or negative usage) | Insulation - Wall Cavity_Existing | NEQ | Existing | Lodging | Insulation - Wall Cavity | 2 | E2 All NEQ Savings (or negative usage) | 0.39879 | 0.3956 | 0.39719 | 0.39879 | 0.3956
Kitchen Ventilation - Advanced Controls_Lodging_Existing_E2 All NEQ Savings (or negative usage) | Kitchen Ventilation - Advanced Controls_Lodging_Existing | Kitchen Ventilation - Advanced Controls_Existing_E2 All NEQ Savings (or negative usage) | Kitchen Ventilation - Advanced Controls_Existing | NEQ | Existing | Lodging | Kitchen Ventilation - Advanced Controls | 2 | E2 All NEQ Savings (or negative usage) | 1.2201 | 1.2055 | 1.2128 | 1.2201 | 1.2055
Lodging - Guest Room Controls_Lodging_Existing_E2 All NEQ Savings (or negative usage) | Lodging - Guest Room Controls_Lodging_Existing | Lodging - Guest Room Controls_Existing_E2 All NEQ Savings (or negative usage) | Lodging - Guest Room Controls_Existing | NEQ | Existing | Lodging | Lodging - Guest Room Controls | 2 | E2 All NEQ Savings (or negative usage) | 0.6053 | 0.59883 | 0.60207 | 0.6053 | 0.59883
Pool Heater - Night Covers_Lodging_Existing_E2 All NEQ Savings (or negative usage) | Pool Heater - Night Covers_Lodging_Existing | Pool Heater - Night Covers_Existing_E2 All NEQ Savings (or negative usage) | Pool Heater - Night Covers_Existing | NEQ | Existing | Lodging | Pool Heater - Night Covers | 2 | E2 All NEQ Savings (or negative usage) | 0.12683 | 0.12715 | 0.12699 | 0.12683 | 0.12715
Refrigeration - Heat Recovery_Lodging_Existing_E2 All NEQ Savings (or negative usage) | Refrigeration - Heat Recovery_Lodging_Existing | Refrigeration - Heat Recovery_Existing_E2 All NEQ Savings (or negative usage) | Refrigeration - Heat Recovery_Existing | NEQ | Existing | Lodging | Refrigeration - Heat Recovery | 2 | E2 All NEQ Savings (or negative usage) | 6.0364 | 6.0021 | 6.0192 | 6.0364 | 6.0021
Retrocommissioning_Lodging_Existing_E2 All NEQ Savings (or negative usage) | Retrocommissioning_Lodging_Existing | Retrocommissioning_Existing_E2 All NEQ Savings (or negative usage) | Retrocommissioning_Existing | NEQ | Existing | Lodging | Retrocommissioning | 2 | E2 All NEQ Savings (or negative usage) | 8.4882 | 8.6604 | 8.5743 | 8.4882 | 8.6604
Strategic Energy Management_Lodging_Existing_E2 All NEQ Savings (or negative usage) | Strategic Energy Management_Lodging_Existing | Strategic Energy Management_Existing_E2 All NEQ Savings (or negative usage) | Strategic Energy Management_Existing | NEQ | Existing | Lodging | Strategic Energy Management | 2 | E2 All NEQ Savings (or negative usage) | 0.46223 | 0.4716 | 0.46692 | 0.46223 | 0.4716
Thermostat - Programmable_Lodging_Existing_E2 All NEQ Savings (or negative usage) | Thermostat - Programmable_Lodging_Existing | Thermostat - Programmable_Existing_E2 All NEQ Savings (or negative usage) | Thermostat - Programmable_Existing | NEQ | Existing | Lodging | Thermostat - Programmable | 2 | E2 All NEQ Savings (or negative usage) | 305.1054 | 301.0227 | 303.0641 | 305.1054 | 301.0227
Ventilation - Demand Controlled_Lodging_Existing_E2 All NEQ Savings (or negative usage) | Ventilation - Demand Controlled_Lodging_Existing | Ventilation - Demand Controlled_Existing_E2 All NEQ Savings (or negative usage) | Ventilation - Demand Controlled_Existing | NEQ | Existing | Lodging | Ventilation - Demand Controlled | 2 | E2 All NEQ Savings (or negative usage) | 0.45221 | 0.44947 | 0.45084 | 0.45221 | 0.44947
Water Heater - Drainwater Heat Recovery_Lodging_Existing_E2 All NEQ Savings (or negative usage) | Water Heater - Drainwater Heat Recovery_Lodging_Existing | Water Heater - Drainwater Heat Recovery_Existing_E2 All NEQ Savings (or negative usage) | Water Heater - Drainwater Heat Recovery_Existing | NEQ | Existing | Lodging | Water Heater - Drainwater Heat Recovery | 2 | E2 All NEQ Savings (or negative usage) | 0.047467 | 0.047188 | 0.047328 | 0.047467 | 0.047188
Water Heater - Pipe Insulation_Lodging_Existing_E2 All NEQ Savings (or negative usage) | Water Heater - Pipe Insulation_Lodging_Existing | Water Heater - Pipe Insulation_Existing_E2 All NEQ Savings (or negative usage) | Water Heater - Pipe Insulation_Existing | NEQ | Existing | Lodging | Water Heater - Pipe Insulation | 2 | E2 All NEQ Savings (or negative usage) | 2.0591 | 2.0474 | 2.0533 | 2.0591 | 2.0474
Water Heater - Pre-Rinse Spray Valve_Lodging_Existing_E2 All NEQ Savings (or negative usage) | Water Heater - Pre-Rinse Spray Valve_Lodging_Existing | Water Heater - Pre-Rinse Spray Valve_Existing_E2 All NEQ Savings (or negative usage) | Water Heater - Pre-Rinse Spray Valve_Existing | NEQ | Existing | Lodging | Water Heater - Pre-Rinse Spray Valve | 2 | E2 All NEQ Savings (or negative usage) | 3.2659 | 3.3166 | 3.2913 | 3.2659 | 3.3166
Water Heater - Solar System_Lodging_Existing_E2 All NEQ Savings (or negative usage) | Water Heater - Solar System_Lodging_Existing | Water Heater - Solar System_Existing_E2 All NEQ Savings (or negative usage) | Water Heater - Solar System_Existing | NEQ | Existing | Lodging | Water Heater - Solar System | 2 | E2 All NEQ Savings (or negative usage) | 0.22309 | 0.22182 | 0.22245 | 0.22309 | 0.22182
Water Heater - Thermostatic Shower Restriction Valve_Lodging_Existing_E2 All NEQ Savings (or negative usage) | Water Heater - Thermostatic Shower Restriction Valve_Lodging_Existing | Water Heater - Thermostatic Shower Restriction Valve_Existing_E2 All NEQ Savings (or negative usage) | Water Heater - Thermostatic Shower Restriction Valve_Existing | NEQ | Existing | Lodging | Water Heater - Thermostatic Shower Restriction Valve | 2 | E2 All NEQ Savings (or negative usage) | 0.38844 | 0.39474 | 0.39159 | 0.38844 | 0.39474
Windows - High Efficiency Glazing_Lodging_Existing_E2 All NEQ Savings (or negative usage) | Windows - High Efficiency Glazing_Lodging_Existing | Windows - High Efficiency Glazing_Existing_E2 All NEQ Savings (or negative usage) | Windows - High Efficiency Glazing_Existing | NEQ | Existing | Lodging | Windows - High Efficiency Glazing | 2 | E2 All NEQ Savings (or negative usage) | 0.002769 | 0.0027469 | 0.002758 | 0.002769 | 0.0027469
Windows - Secondary Glazing Systems_Lodging_Existing_E2 All NEQ Savings (or negative usage) | Windows - Secondary Glazing Systems_Lodging_Existing | Windows - Secondary Glazing Systems_Existing_E2 All NEQ Savings (or negative usage) | Windows - Secondary Glazing Systems_Existing | NEQ | Existing | Lodging | Windows - Secondary Glazing Systems | 2 | E2 All NEQ Savings (or negative usage) | 0.030679 | 0.030378 | 0.030529 | 0.030679 | 0.030378
Advanced New Construction Designs_Miscellaneous_Existing_E2 All NEQ Savings (or negative usage) | Advanced New Construction Designs_Miscellaneous_Existing | Advanced New Construction Designs_Existing_E2 All NEQ Savings (or negative usage) | Advanced New Construction Designs_Existing | NEQ | Existing | Miscellaneous | Advanced New Construction Designs | 2 | E2 All NEQ Savings (or negative usage) | 0 | 0 | 0 | 0 | 0
Building Shell - Air Sealing (Infiltration Control)_Miscellaneous_Existing_E2 All NEQ Savings (or negative usage) | Building Shell - Air Sealing (Infiltration Control)_Miscellaneous_Existing | Building Shell - Air Sealing (Infiltration Control)_Existing_E2 All NEQ Savings (or negative usage) | Building Shell - Air Sealing (Infiltration Control)_Existing | NEQ | Existing | Miscellaneous | Building Shell - Air Sealing (Infiltration Control) | 2 | E2 All NEQ Savings (or negative usage) | 0.25068 | 0.24769 | 0.24918 | 0.25068 | 0.24769
Circulation Pump - Controls_Miscellaneous_Existing_E2 All NEQ Savings (or negative usage) | Circulation Pump - Controls_Miscellaneous_Existing | Circulation Pump - Controls_Existing_E2 All NEQ Savings (or negative usage) | Circulation Pump - Controls_Existing | NEQ | Existing | Miscellaneous | Circulation Pump - Controls | 2 | E2 All NEQ Savings (or negative usage) | 0.19237 | 0.1923 | 0.19234 | 0.19237 | 0.1923
Commercial Laundry - Dryer Efficiency Retrofit_Miscellaneous_Existing_E2 All NEQ Savings (or negative usage) | Commercial Laundry - Dryer Efficiency Retrofit_Miscellaneous_Existing | Commercial Laundry - Dryer Efficiency Retrofit_Existing_E2 All NEQ Savings (or negative usage) | Commercial Laundry - Dryer Efficiency Retrofit_Existing | NEQ | Existing | Miscellaneous | Commercial Laundry - Dryer Efficiency Retrofit | 2 | E2 All NEQ Savings (or negative usage) | 270.2035 | 269.8969 | 270.0502 | 270.2035 | 269.8969
Commercial Laundry - ENERGY STAR Washer (8.0)_Miscellaneous_Existing_E2 All NEQ Savings (or negative usage) | Commercial Laundry - ENERGY STAR Washer (8.0)_Miscellaneous_Existing | Commercial Laundry - ENERGY STAR Washer (8.0)_Existing_E2 All NEQ Savings (or negative usage) | Commercial Laundry - ENERGY STAR Washer (8.0)_Existing | NEQ | Existing | Miscellaneous | Commercial Laundry - ENERGY STAR Washer (8.0) | 2 | E2 All NEQ Savings (or negative usage) | 0.42088 | 0.42738 | 0.42413 | 0.42088 | 0.42738
Commercial Laundry - Ozone Treatment_Miscellaneous_Existing_E2 All NEQ Savings (or negative usage) | Commercial Laundry - Ozone Treatment_Miscellaneous_Existing | Commercial Laundry - Ozone Treatment_Existing_E2 All NEQ Savings (or negative usage) | Commercial Laundry - Ozone Treatment_Existing | NEQ | Existing | Miscellaneous | Commercial Laundry - Ozone Treatment | 2 | E2 All NEQ Savings (or negative usage) | 5.4267 | 5.4248 | 5.4258 | 5.4267 | 5.4248
Connected Thermostat - ENERGY STAR (1.0)_Miscellaneous_Existing_E2 All NEQ Savings (or negative usage) | Connected Thermostat - ENERGY STAR (1.0)_Miscellaneous_Existing | Connected Thermostat - ENERGY STAR (1.0)_Existing_E2 All NEQ Savings (or negative usage) | Connected Thermostat - ENERGY STAR (1.0)_Existing | NEQ | Existing | Miscellaneous | Connected Thermostat - ENERGY STAR (1.0) | 2 | E2 All NEQ Savings (or negative usage) | 0.33928 | 0.34245 | 0.34086 | 0.33928 | 0.34245
Destratification Fans (HVLS)_Miscellaneous_Existing_E2 All NEQ Savings (or negative usage) | Destratification Fans (HVLS)_Miscellaneous_Existing | Destratification Fans (HVLS)_Existing_E2 All NEQ Savings (or negative usage) | Destratification Fans (HVLS)_Existing | NEQ | Existing | Miscellaneous | Destratification Fans (HVLS) | 2 | E2 All NEQ Savings (or negative usage) | 0.38498 | 0.38275 | 0.38387 | 0.38498 | 0.38275
Ducting - Repair and Sealing_Miscellaneous_Existing_E2 All NEQ Savings (or negative usage) | Ducting - Repair and Sealing_Miscellaneous_Existing | Ducting - Repair and Sealing_Existing_E2 All NEQ Savings (or negative usage) | Ducting - Repair and Sealing_Existing | NEQ | Existing | Miscellaneous | Ducting - Repair and Sealing | 2 | E2 All NEQ Savings (or negative usage) | 0 | 0 | 0 | 0 | 0
Gas Boiler - Blowdown Heat Recovery_Miscellaneous_Existing_E2 All NEQ Savings (or negative usage) | Gas Boiler - Blowdown Heat Recovery_Miscellaneous_Existing | Gas Boiler - Blowdown Heat Recovery_Existing_E2 All NEQ Savings (or negative usage) | Gas Boiler - Blowdown Heat Recovery_Existing | NEQ | Existing | Miscellaneous | Gas Boiler - Blowdown Heat Recovery | 2 | E2 All NEQ Savings (or negative usage) | 1.927 | 1.9026 | 1.9148 | 1.927 | 1.9026
Gas Boiler - Burner Control Optimization_Miscellaneous_Existing_E2 All NEQ Savings (or negative usage) | Gas Boiler - Burner Control Optimization_Miscellaneous_Existing | Gas Boiler - Burner Control Optimization_Existing_E2 All NEQ Savings (or negative usage) | Gas Boiler - Burner Control Optimization_Existing | NEQ | Existing | Miscellaneous | Gas Boiler - Burner Control Optimization | 2 | E2 All NEQ Savings (or negative usage) | 0.076681 | 0.075713 | 0.076197 | 0.076681 | 0.075713
Gas Boiler - High Turndown Burner_Miscellaneous_Existing_E2 All NEQ Savings (or negative usage) | Gas Boiler - High Turndown Burner_Miscellaneous_Existing | Gas Boiler - High Turndown Burner_Existing_E2 All NEQ Savings (or negative usage) | Gas Boiler - High Turndown Burner_Existing | NEQ | Existing | Miscellaneous | Gas Boiler - High Turndown Burner | 2 | E2 All NEQ Savings (or negative usage) | 1.5136 | 1.4948 | 1.5042 | 1.5136 | 1.4948
Gas Boiler - Hot Water Reset_Miscellaneous_Existing_E2 All NEQ Savings (or negative usage) | Gas Boiler - Hot Water Reset_Miscellaneous_Existing | Gas Boiler - Hot Water Reset_Existing_E2 All NEQ Savings (or negative usage) | Gas Boiler - Hot Water Reset_Existing | NEQ | Existing | Miscellaneous | Gas Boiler - Hot Water Reset | 2 | E2 All NEQ Savings (or negative usage) | 9.345 | 9.2135 | 9.2793 | 9.345 | 9.2135
Gas Boiler - Insulate Hot Water Lines_Miscellaneous_Existing_E2 All NEQ Savings (or negative usage) | Gas Boiler - Insulate Hot Water Lines_Miscellaneous_Existing | Gas Boiler - Insulate Hot Water Lines_Existing_E2 All NEQ Savings (or negative usage) | Gas Boiler - Insulate Hot Water Lines_Existing | NEQ | Existing | Miscellaneous | Gas Boiler - Insulate Hot Water Lines | 2 | E2 All NEQ Savings (or negative usage) | 0.832 | 0.82251 | 0.82726 | 0.832 | 0.82251
Gas Boiler - Insulate Steam Lines/Condensate Tank_Miscellaneous_Existing_E2 All NEQ Savings (or negative usage) | Gas Boiler - Insulate Steam Lines/Condensate Tank_Miscellaneous_Existing | Gas Boiler - Insulate Steam Lines/Condensate Tank_Existing_E2 All NEQ Savings (or negative usage) | Gas Boiler - Insulate Steam Lines/Condensate Tank_Existing | NEQ | Existing | Miscellaneous | Gas Boiler - Insulate Steam Lines/Condensate Tank | 2 | E2 All NEQ Savings (or negative usage) | 0.15246 | 0.15072 | 0.15159 | 0.15246 | 0.15072
Gas Boiler - Maintenance_Miscellaneous_Existing_E2 All NEQ Savings (or negative usage) | Gas Boiler - Maintenance_Miscellaneous_Existing | Gas Boiler - Maintenance_Existing_E2 All NEQ Savings (or negative usage) | Gas Boiler - Maintenance_Existing | NEQ | Existing | Miscellaneous | Gas Boiler - Maintenance | 2 | E2 All NEQ Savings (or negative usage) | 1.3269 | 1.3485 | 1.3377 | 1.3269 | 1.3485
Gas Boiler - Radiator Replacement_Miscellaneous_Existing_E2 All NEQ Savings (or negative usage) | Gas Boiler - Radiator Replacement_Miscellaneous_Existing | Gas Boiler - Radiator Replacement_Existing_E2 All NEQ Savings (or negative usage) | Gas Boiler - Radiator Replacement_Existing | NEQ | Existing | Miscellaneous | Gas Boiler - Radiator Replacement | 2 | E2 All NEQ Savings (or negative usage) | 1.6976 | 1.6781 | 1.6879 | 1.6976 | 1.6781
Gas Boiler - Stack Economizer_Miscellaneous_Existing_E2 All NEQ Savings (or negative usage) | Gas Boiler - Stack Economizer_Miscellaneous_Existing | Gas Boiler - Stack Economizer_Existing_E2 All NEQ Savings (or negative usage) | Gas Boiler - Stack Economizer_Existing | NEQ | Existing | Miscellaneous | Gas Boiler - Stack Economizer | 2 | E2 All NEQ Savings (or negative usage) | 4.689 | 4.6355 | 4.6623 | 4.689 | 4.6355
Gas Boiler - Steam Trap Replacement_Miscellaneous_Existing_E2 All NEQ Savings (or negative usage) | Gas Boiler - Steam Trap Replacement_Miscellaneous_Existing | Gas Boiler - Steam Trap Replacement_Existing_E2 All NEQ Savings (or negative usage) | Gas Boiler - Steam Trap Replacement_Existing | NEQ | Existing | Miscellaneous | Gas Boiler - Steam Trap Replacement | 2 | E2 All NEQ Savings (or negative usage) | 13.1211 | 13.2429 | 13.182 | 13.1211 | 13.2429
Gas Boiler - Thermostatic Radiator Valves_Miscellaneous_Existing_E2 All NEQ Savings (or negative usage) | Gas Boiler - Thermostatic Radiator Valves_Miscellaneous_Existing | Gas Boiler - Thermostatic Radiator Valves_Existing_E2 All NEQ Savings (or negative usage) | Gas Boiler - Thermostatic Radiator Valves_Existing | NEQ | Existing | Miscellaneous | Gas Boiler - Thermostatic Radiator Valves | 2 | E2 All NEQ Savings (or negative usage) | 10.9776 | 10.8525 | 10.915 | 10.9776 | 10.8525
Gas Furnace - Maintenance_Miscellaneous_Existing_E2 All NEQ Savings (or negative usage) | Gas Furnace - Maintenance_Miscellaneous_Existing | Gas Furnace - Maintenance_Existing_E2 All NEQ Savings (or negative usage) | Gas Furnace - Maintenance_Existing | NEQ | Existing | Miscellaneous | Gas Furnace - Maintenance | 2 | E2 All NEQ Savings (or negative usage) | 0.16968 | 0.17262 | 0.17115 | 0.16968 | 0.17262
Gas-Fired Combination Heat Pump Conversion_Miscellaneous_Existing_E2 All NEQ Savings (or negative usage) | Gas-Fired Combination Heat Pump Conversion_Miscellaneous_Existing | Gas-Fired Combination Heat Pump Conversion_Existing_E2 All NEQ Savings (or negative usage) | Gas-Fired Combination Heat Pump Conversion_Existing | NEQ | Existing | Miscellaneous | Gas-Fired Combination Heat Pump Conversion | 2 | E2 All NEQ Savings (or negative usage) | 0.33497 | 0.33165 | 0.33331 | 0.33497 | 0.33165
HVAC - Dedicated Outdoor Air System (DOAS)_Miscellaneous_Existing_E2 All NEQ Savings (or negative usage) | HVAC - Dedicated Outdoor Air System (DOAS)_Miscellaneous_Existing | HVAC - Dedicated Outdoor Air System (DOAS)_Existing_E2 All NEQ Savings (or negative usage) | HVAC - Dedicated Outdoor Air System (DOAS)_Existing | NEQ | Existing | Miscellaneous | HVAC - Dedicated Outdoor Air System (DOAS) | 2 | E2 All NEQ Savings (or negative usage) | 0 | 0 | 0 | 0 | 0
HVAC - Energy Recovery Ventilator_Miscellaneous_Existing_E2 All NEQ Savings (or negative usage) | HVAC - Energy Recovery Ventilator_Miscellaneous_Existing | HVAC - Energy Recovery Ventilator_Existing_E2 All NEQ Savings (or negative usage) | HVAC - Energy Recovery Ventilator_Existing | NEQ | Existing | Miscellaneous | HVAC - Energy Recovery Ventilator | 2 | E2 All NEQ Savings (or negative usage) | 1.6667 | 1.6489 | 1.6578 | 1.6667 | 1.6489
HVAC - Shut Off Damper_Miscellaneous_Existing_E2 All NEQ Savings (or negative usage) | HVAC - Shut Off Damper_Miscellaneous_Existing | HVAC - Shut Off Damper_Existing_E2 All NEQ Savings (or negative usage) | HVAC - Shut Off Damper_Existing | NEQ | Existing | Miscellaneous | HVAC - Shut Off Damper | 2 | E2 All NEQ Savings (or negative usage) | 0.17125 | 0.16937 | 0.17031 | 0.17125 | 0.16937
Industrial Air Curtains_Miscellaneous_Existing_E2 All NEQ Savings (or negative usage) | Industrial Air Curtains_Miscellaneous_Existing | Industrial Air Curtains_Existing_E2 All NEQ Savings (or negative usage) | Industrial Air Curtains_Existing | NEQ | Existing | Miscellaneous | Industrial Air Curtains | 2 | E2 All NEQ Savings (or negative usage) | 0.044278 | 0.043805 | 0.044042 | 0.044278 | 0.043805
Infiltration Control - Loading Dock Sealing_Miscellaneous_Existing_E2 All NEQ Savings (or negative usage) | Infiltration Control - Loading Dock Sealing_Miscellaneous_Existing | Infiltration Control - Loading Dock Sealing_Existing_E2 All NEQ Savings (or negative usage) | Infiltration Control - Loading Dock Sealing_Existing | NEQ | Existing | Miscellaneous | Infiltration Control - Loading Dock Sealing | 2 | E2 All NEQ Savings (or negative usage) | 0.029452 | 0.029138 | 0.029295 | 0.029452 | 0.029138
Insulation - Ceiling_Miscellaneous_Existing_E2 All NEQ Savings (or negative usage) | Insulation - Ceiling_Miscellaneous_Existing | Insulation - Ceiling_Existing_E2 All NEQ Savings (or negative usage) | Insulation - Ceiling_Existing | NEQ | Existing | Miscellaneous | Insulation - Ceiling | 2 | E2 All NEQ Savings (or negative usage) | 0.29065 | 0.28832 | 0.28949 | 0.29065 | 0.28832
Insulation - Ducting_Miscellaneous_Existing_E2 All NEQ Savings (or negative usage) | Insulation - Ducting_Miscellaneous_Existing | Insulation - Ducting_Existing_E2 All NEQ Savings (or negative usage) | Insulation - Ducting_Existing | NEQ | Existing | Miscellaneous | Insulation - Ducting | 2 | E2 All NEQ Savings (or negative usage) | 0 | 0 | 0 | 0 | 0
Insulation - Wall Cavity_Miscellaneous_Existing_E2 All NEQ Savings (or negative usage) | Insulation - Wall Cavity_Miscellaneous_Existing | Insulation - Wall Cavity_Existing_E2 All NEQ Savings (or negative usage) | Insulation - Wall Cavity_Existing | NEQ | Existing | Miscellaneous | Insulation - Wall Cavity | 2 | E2 All NEQ Savings (or negative usage) | 0.20191 | 0.20029 | 0.2011 | 0.20191 | 0.20029
Kitchen Ventilation - Advanced Controls_Miscellaneous_Existing_E2 All NEQ Savings (or negative usage) | Kitchen Ventilation - Advanced Controls_Miscellaneous_Existing | Kitchen Ventilation - Advanced Controls_Existing_E2 All NEQ Savings (or negative usage) | Kitchen Ventilation - Advanced Controls_Existing | NEQ | Existing | Miscellaneous | Kitchen Ventilation - Advanced Controls | 2 | E2 All NEQ Savings (or negative usage) | 0.046837 | 0.046279 | 0.046558 | 0.046837 | 0.046279
Lodging - Guest Room Controls_Miscellaneous_Existing_E2 All NEQ Savings (or negative usage) | Lodging - Guest Room Controls_Miscellaneous_Existing | Lodging - Guest Room Controls_Existing_E2 All NEQ Savings (or negative usage) | Lodging - Guest Room Controls_Existing | NEQ | Existing | Miscellaneous | Lodging - Guest Room Controls | 2 | E2 All NEQ Savings (or negative usage) | 0 | 0 | 0 | 0 | 0
Pool Heater - Night Covers_Miscellaneous_Existing_E2 All NEQ Savings (or negative usage) | Pool Heater - Night Covers_Miscellaneous_Existing | Pool Heater - Night Covers_Existing_E2 All NEQ Savings (or negative usage) | Pool Heater - Night Covers_Existing | NEQ | Existing | Miscellaneous | Pool Heater - Night Covers | 2 | E2 All NEQ Savings (or negative usage) | 0.17224 | 0.17318 | 0.17271 | 0.17224 | 0.17318
Refrigeration - Heat Recovery_Miscellaneous_Existing_E2 All NEQ Savings (or negative usage) | Refrigeration - Heat Recovery_Miscellaneous_Existing | Refrigeration - Heat Recovery_Existing_E2 All NEQ Savings (or negative usage) | Refrigeration - Heat Recovery_Existing | NEQ | Existing | Miscellaneous | Refrigeration - Heat Recovery | 2 | E2 All NEQ Savings (or negative usage) | 6.0361 | 6.0018 | 6.019 | 6.0361 | 6.0018
Retrocommissioning_Miscellaneous_Existing_E2 All NEQ Savings (or negative usage) | Retrocommissioning_Miscellaneous_Existing | Retrocommissioning_Existing_E2 All NEQ Savings (or negative usage) | Retrocommissioning_Existing | NEQ | Existing | Miscellaneous | Retrocommissioning | 2 | E2 All NEQ Savings (or negative usage) | 8.468 | 8.6341 | 8.551 | 8.468 | 8.6341
Strategic Energy Management_Miscellaneous_Existing_E2 All NEQ Savings (or negative usage) | Strategic Energy Management_Miscellaneous_Existing | Strategic Energy Management_Existing_E2 All NEQ Savings (or negative usage) | Strategic Energy Management_Existing | NEQ | Existing | Miscellaneous | Strategic Energy Management | 2 | E2 All NEQ Savings (or negative usage) | 0.20834 | 0.21242 | 0.21038 | 0.20834 | 0.21242
Thermostat - Programmable_Miscellaneous_Existing_E2 All NEQ Savings (or negative usage) | Thermostat - Programmable_Miscellaneous_Existing | Thermostat - Programmable_Existing_E2 All NEQ Savings (or negative usage) | Thermostat - Programmable_Existing | NEQ | Existing | Miscellaneous | Thermostat - Programmable | 2 | E2 All NEQ Savings (or negative usage) | 33.3275 | 32.8821 | 33.1048 | 33.3275 | 32.8821
Ventilation - Demand Controlled_Miscellaneous_Existing_E2 All NEQ Savings (or negative usage) | Ventilation - Demand Controlled_Miscellaneous_Existing | Ventilation - Demand Controlled_Existing_E2 All NEQ Savings (or negative usage) | Ventilation - Demand Controlled_Existing | NEQ | Existing | Miscellaneous | Ventilation - Demand Controlled | 2 | E2 All NEQ Savings (or negative usage) | 0.5988 | 0.59514 | 0.59697 | 0.5988 | 0.59514
Water Heater - Drainwater Heat Recovery_Miscellaneous_Existing_E2 All NEQ Savings (or negative usage) | Water Heater - Drainwater Heat Recovery_Miscellaneous_Existing | Water Heater - Drainwater Heat Recovery_Existing_E2 All NEQ Savings (or negative usage) | Water Heater - Drainwater Heat Recovery_Existing | NEQ | Existing | Miscellaneous | Water Heater - Drainwater Heat Recovery | 2 | E2 All NEQ Savings (or negative usage) | 0.039396 | 0.039164 | 0.03928 | 0.039396 | 0.039164
Water Heater - Pipe Insulation_Miscellaneous_Existing_E2 All NEQ Savings (or negative usage) | Water Heater - Pipe Insulation_Miscellaneous_Existing | Water Heater - Pipe Insulation_Existing_E2 All NEQ Savings (or negative usage) | Water Heater - Pipe Insulation_Existing | NEQ | Existing | Miscellaneous | Water Heater - Pipe Insulation | 2 | E2 All NEQ Savings (or negative usage) | 0.8075 | 0.80291 | 0.8052 | 0.8075 | 0.80291
Water Heater - Pre-Rinse Spray Valve_Miscellaneous_Existing_E2 All NEQ Savings (or negative usage) | Water Heater - Pre-Rinse Spray Valve_Miscellaneous_Existing | Water Heater - Pre-Rinse Spray Valve_Existing_E2 All NEQ Savings (or negative usage) | Water Heater - Pre-Rinse Spray Valve_Existing | NEQ | Existing | Miscellaneous | Water Heater - Pre-Rinse Spray Valve | 2 | E2 All NEQ Savings (or negative usage) | 3.2658 | 3.3165 | 3.2912 | 3.2658 | 3.3165
Water Heater - Solar System_Miscellaneous_Existing_E2 All NEQ Savings (or negative usage) | Water Heater - Solar System_Miscellaneous_Existing | Water Heater - Solar System_Existing_E2 All NEQ Savings (or negative usage) | Water Heater - Solar System_Existing | NEQ | Existing | Miscellaneous | Water Heater - Solar System | 2 | E2 All NEQ Savings (or negative usage) | 1.4105 | 1.4025 | 1.4065 | 1.4105 | 1.4025
Water Heater - Thermostatic Shower Restriction Valve_Miscellaneous_Existing_E2 All NEQ Savings (or negative usage) | Water Heater - Thermostatic Shower Restriction Valve_Miscellaneous_Existing | Water Heater - Thermostatic Shower Restriction Valve_Existing_E2 All NEQ Savings (or negative usage) | Water Heater - Thermostatic Shower Restriction Valve_Existing | NEQ | Existing | Miscellaneous | Water Heater - Thermostatic Shower Restriction Valve | 2 | E2 All NEQ Savings (or negative usage) | 0.38842 | 0.39473 | 0.39158 | 0.38842 | 0.39473
Windows - High Efficiency Glazing_Miscellaneous_Existing_E2 All NEQ Savings (or negative usage) | Windows - High Efficiency Glazing_Miscellaneous_Existing | Windows - High Efficiency Glazing_Existing_E2 All NEQ Savings (or negative usage) | Windows - High Efficiency Glazing_Existing | NEQ | Existing | Miscellaneous | Windows - High Efficiency Glazing | 2 | E2 All NEQ Savings (or negative usage) | 0 | 0 | 0 | 0 | 0
Windows - Secondary Glazing Systems_Miscellaneous_Existing_E2 All NEQ Savings (or negative usage) | Windows - Secondary Glazing Systems_Miscellaneous_Existing | Windows - Secondary Glazing Systems_Existing_E2 All NEQ Savings (or negative usage) | Windows - Secondary Glazing Systems_Existing | NEQ | Existing | Miscellaneous | Windows - Secondary Glazing Systems | 2 | E2 All NEQ Savings (or negative usage) | 0.0045274 | 0.004483 | 0.0045052 | 0.0045274 | 0.004483
Advanced New Construction Designs_Office_Existing_E2 All NEQ Savings (or negative usage) | Advanced New Construction Designs_Office_Existing | Advanced New Construction Designs_Existing_E2 All NEQ Savings (or negative usage) | Advanced New Construction Designs_Existing | NEQ | Existing | Office | Advanced New Construction Designs | 2 | E2 All NEQ Savings (or negative usage) | 0 | 0 | 0 | 0 | 0
Building Shell - Air Sealing (Infiltration Control)_Office_Existing_E2 All NEQ Savings (or negative usage) | Building Shell - Air Sealing (Infiltration Control)_Office_Existing | Building Shell - Air Sealing (Infiltration Control)_Existing_E2 All NEQ Savings (or negative usage) | Building Shell - Air Sealing (Infiltration Control)_Existing | NEQ | Existing | Office | Building Shell - Air Sealing (Infiltration Control) | 2 | E2 All NEQ Savings (or negative usage) | 0.99173 | 0.97976 | 0.98575 | 0.99173 | 0.97976
Circulation Pump - Controls_Office_Existing_E2 All NEQ Savings (or negative usage) | Circulation Pump - Controls_Office_Existing | Circulation Pump - Controls_Existing_E2 All NEQ Savings (or negative usage) | Circulation Pump - Controls_Existing | NEQ | Existing | Office | Circulation Pump - Controls | 2 | E2 All NEQ Savings (or negative usage) | 2.3571 | 2.3562 | 2.3566 | 2.3571 | 2.3562
Commercial Laundry - Dryer Efficiency Retrofit_Office_Existing_E2 All NEQ Savings (or negative usage) | Commercial Laundry - Dryer Efficiency Retrofit_Office_Existing | Commercial Laundry - Dryer Efficiency Retrofit_Existing_E2 All NEQ Savings (or negative usage) | Commercial Laundry - Dryer Efficiency Retrofit_Existing | NEQ | Existing | Office | Commercial Laundry - Dryer Efficiency Retrofit | 2 | E2 All NEQ Savings (or negative usage) | 0.071661 | 0.07158 | 0.071621 | 0.071661 | 0.07158
Commercial Laundry - ENERGY STAR Washer (8.0)_Office_Existing_E2 All NEQ Savings (or negative usage) | Commercial Laundry - ENERGY STAR Washer (8.0)_Office_Existing | Commercial Laundry - ENERGY STAR Washer (8.0)_Existing_E2 All NEQ Savings (or negative usage) | Commercial Laundry - ENERGY STAR Washer (8.0)_Existing | NEQ | Existing | Office | Commercial Laundry - ENERGY STAR Washer (8.0) | 2 | E2 All NEQ Savings (or negative usage) | 0 | 0 | 0 | 0 | 0
Commercial Laundry - Ozone Treatment_Office_Existing_E2 All NEQ Savings (or negative usage) | Commercial Laundry - Ozone Treatment_Office_Existing | Commercial Laundry - Ozone Treatment_Existing_E2 All NEQ Savings (or negative usage) | Commercial Laundry - Ozone Treatment_Existing | NEQ | Existing | Office | Commercial Laundry - Ozone Treatment | 2 | E2 All NEQ Savings (or negative usage) | 0 | 0 | 0 | 0 | 0
Connected Thermostat - ENERGY STAR (1.0)_Office_Existing_E2 All NEQ Savings (or negative usage) | Connected Thermostat - ENERGY STAR (1.0)_Office_Existing | Connected Thermostat - ENERGY STAR (1.0)_Existing_E2 All NEQ Savings (or negative usage) | Connected Thermostat - ENERGY STAR (1.0)_Existing | NEQ | Existing | Office | Connected Thermostat - ENERGY STAR (1.0) | 2 | E2 All NEQ Savings (or negative usage) | 0.034181 | 0.034495 | 0.034338 | 0.034181 | 0.034495
Destratification Fans (HVLS)_Office_Existing_E2 All NEQ Savings (or negative usage) | Destratification Fans (HVLS)_Office_Existing | Destratification Fans (HVLS)_Existing_E2 All NEQ Savings (or negative usage) | Destratification Fans (HVLS)_Existing | NEQ | Existing | Office | Destratification Fans (HVLS) | 2 | E2 All NEQ Savings (or negative usage) | 1.3032 | 1.2955 | 1.2994 | 1.3032 | 1.2955
Ducting - Repair and Sealing_Office_Existing_E2 All NEQ Savings (or negative usage) | Ducting - Repair and Sealing_Office_Existing | Ducting - Repair and Sealing_Existing_E2 All NEQ Savings (or negative usage) | Ducting - Repair and Sealing_Existing | NEQ | Existing | Office | Ducting - Repair and Sealing | 2 | E2 All NEQ Savings (or negative usage) | 0 | 0 | 0 | 0 | 0
Gas Boiler - Blowdown Heat Recovery_Office_Existing_E2 All NEQ Savings (or negative usage) | Gas Boiler - Blowdown Heat Recovery_Office_Existing | Gas Boiler - Blowdown Heat Recovery_Existing_E2 All NEQ Savings (or negative usage) | Gas Boiler - Blowdown Heat Recovery_Existing | NEQ | Existing | Office | Gas Boiler - Blowdown Heat Recovery | 2 | E2 All NEQ Savings (or negative usage) | 1.6682 | 1.6471 | 1.6576 | 1.6682 | 1.6471
Gas Boiler - Burner Control Optimization_Office_Existing_E2 All NEQ Savings (or negative usage) | Gas Boiler - Burner Control Optimization_Office_Existing | Gas Boiler - Burner Control Optimization_Existing_E2 All NEQ Savings (or negative usage) | Gas Boiler - Burner Control Optimization_Existing | NEQ | Existing | Office | Gas Boiler - Burner Control Optimization | 2 | E2 All NEQ Savings (or negative usage) | 0.085492 | 0.084412 | 0.084952 | 0.085492 | 0.084412
Gas Boiler - High Turndown Burner_Office_Existing_E2 All NEQ Savings (or negative usage) | Gas Boiler - High Turndown Burner_Office_Existing | Gas Boiler - High Turndown Burner_Existing_E2 All NEQ Savings (or negative usage) | Gas Boiler - High Turndown Burner_Existing | NEQ | Existing | Office | Gas Boiler - High Turndown Burner | 2 | E2 All NEQ Savings (or negative usage) | 0.95979 | 0.94787 | 0.95383 | 0.95979 | 0.94787
Gas Boiler - Hot Water Reset_Office_Existing_E2 All NEQ Savings (or negative usage) | Gas Boiler - Hot Water Reset_Office_Existing | Gas Boiler - Hot Water Reset_Existing_E2 All NEQ Savings (or negative usage) | Gas Boiler - Hot Water Reset_Existing | NEQ | Existing | Office | Gas Boiler - Hot Water Reset | 2 | E2 All NEQ Savings (or negative usage) | 5.9257 | 5.8423 | 5.884 | 5.9257 | 5.8423
Gas Boiler - Insulate Hot Water Lines_Office_Existing_E2 All NEQ Savings (or negative usage) | Gas Boiler - Insulate Hot Water Lines_Office_Existing | Gas Boiler - Insulate Hot Water Lines_Existing_E2 All NEQ Savings (or negative usage) | Gas Boiler - Insulate Hot Water Lines_Existing | NEQ | Existing | Office | Gas Boiler - Insulate Hot Water Lines | 2 | E2 All NEQ Savings (or negative usage) | 0.83113 | 0.82165 | 0.82639 | 0.83113 | 0.82165
Gas Boiler - Insulate Steam Lines/Condensate Tank_Office_Existing_E2 All NEQ Savings (or negative usage) | Gas Boiler - Insulate Steam Lines/Condensate Tank_Office_Existing | Gas Boiler - Insulate Steam Lines/Condensate Tank_Existing_E2 All NEQ Savings (or negative usage) | Gas Boiler - Insulate Steam Lines/Condensate Tank_Existing | NEQ | Existing | Office | Gas Boiler - Insulate Steam Lines/Condensate Tank | 2 | E2 All NEQ Savings (or negative usage) | 1.3086 | 1.2936 | 1.3011 | 1.3086 | 1.2936
Gas Boiler - Maintenance_Office_Existing_E2 All NEQ Savings (or negative usage) | Gas Boiler - Maintenance_Office_Existing | Gas Boiler - Maintenance_Existing_E2 All NEQ Savings (or negative usage) | Gas Boiler - Maintenance_Existing | NEQ | Existing | Office | Gas Boiler - Maintenance | 2 | E2 All NEQ Savings (or negative usage) | 0.8414 | 0.85506 | 0.84823 | 0.8414 | 0.85506
Gas Boiler - Radiator Replacement_Office_Existing_E2 All NEQ Savings (or negative usage) | Gas Boiler - Radiator Replacement_Office_Existing | Gas Boiler - Radiator Replacement_Existing_E2 All NEQ Savings (or negative usage) | Gas Boiler - Radiator Replacement_Existing | NEQ | Existing | Office | Gas Boiler - Radiator Replacement | 2 | E2 All NEQ Savings (or negative usage) | 1.6976 | 1.6781 | 1.6879 | 1.6976 | 1.6781
Gas Boiler - Stack Economizer_Office_Existing_E2 All NEQ Savings (or negative usage) | Gas Boiler - Stack Economizer_Office_Existing | Gas Boiler - Stack Economizer_Existing_E2 All NEQ Savings (or negative usage) | Gas Boiler - Stack Economizer_Existing | NEQ | Existing | Office | Gas Boiler - Stack Economizer | 2 | E2 All NEQ Savings (or negative usage) | 2.9733 | 2.9394 | 2.9563 | 2.9733 | 2.9394
Gas Boiler - Steam Trap Replacement_Office_Existing_E2 All NEQ Savings (or negative usage) | Gas Boiler - Steam Trap Replacement_Office_Existing | Gas Boiler - Steam Trap Replacement_Existing_E2 All NEQ Savings (or negative usage) | Gas Boiler - Steam Trap Replacement_Existing | NEQ | Existing | Office | Gas Boiler - Steam Trap Replacement | 2 | E2 All NEQ Savings (or negative usage) | 13.1212 | 13.243 | 13.1821 | 13.1212 | 13.243
Gas Boiler - Thermostatic Radiator Valves_Office_Existing_E2 All NEQ Savings (or negative usage) | Gas Boiler - Thermostatic Radiator Valves_Office_Existing | Gas Boiler - Thermostatic Radiator Valves_Existing_E2 All NEQ Savings (or negative usage) | Gas Boiler - Thermostatic Radiator Valves_Existing | NEQ | Existing | Office | Gas Boiler - Thermostatic Radiator Valves | 2 | E2 All NEQ Savings (or negative usage) | 10.9777 | 10.8525 | 10.9151 | 10.9777 | 10.8525
Gas Furnace - Maintenance_Office_Existing_E2 All NEQ Savings (or negative usage) | Gas Furnace - Maintenance_Office_Existing | Gas Furnace - Maintenance_Existing_E2 All NEQ Savings (or negative usage) | Gas Furnace - Maintenance_Existing | NEQ | Existing | Office | Gas Furnace - Maintenance | 2 | E2 All NEQ Savings (or negative usage) | 0.10759 | 0.10945 | 0.10852 | 0.10759 | 0.10945
Gas-Fired Combination Heat Pump Conversion_Office_Existing_E2 All NEQ Savings (or negative usage) | Gas-Fired Combination Heat Pump Conversion_Office_Existing | Gas-Fired Combination Heat Pump Conversion_Existing_E2 All NEQ Savings (or negative usage) | Gas-Fired Combination Heat Pump Conversion_Existing | NEQ | Existing | Office | Gas-Fired Combination Heat Pump Conversion | 2 | E2 All NEQ Savings (or negative usage) | 0.15671 | 0.15493 | 0.15582 | 0.15671 | 0.15493
HVAC - Dedicated Outdoor Air System (DOAS)_Office_Existing_E2 All NEQ Savings (or negative usage) | HVAC - Dedicated Outdoor Air System (DOAS)_Office_Existing | HVAC - Dedicated Outdoor Air System (DOAS)_Existing_E2 All NEQ Savings (or negative usage) | HVAC - Dedicated Outdoor Air System (DOAS)_Existing | NEQ | Existing | Office | HVAC - Dedicated Outdoor Air System (DOAS) | 2 | E2 All NEQ Savings (or negative usage) | 0.045873 | 0.045312 | 0.045592 | 0.045873 | 0.045312
HVAC - Energy Recovery Ventilator_Office_Existing_E2 All NEQ Savings (or negative usage) | HVAC - Energy Recovery Ventilator_Office_Existing | HVAC - Energy Recovery Ventilator_Existing_E2 All NEQ Savings (or negative usage) | HVAC - Energy Recovery Ventilator_Existing | NEQ | Existing | Office | HVAC - Energy Recovery Ventilator | 2 | E2 All NEQ Savings (or negative usage) | 0.61755 | 0.61087 | 0.61421 | 0.61755 | 0.61087
HVAC - Shut Off Damper_Office_Existing_E2 All NEQ Savings (or negative usage) | HVAC - Shut Off Damper_Office_Existing | HVAC - Shut Off Damper_Existing_E2 All NEQ Savings (or negative usage) | HVAC - Shut Off Damper_Existing | NEQ | Existing | Office | HVAC - Shut Off Damper | 2 | E2 All NEQ Savings (or negative usage) | 0.1137 | 0.11245 | 0.11307 | 0.1137 | 0.11245
Industrial Air Curtains_Office_Existing_E2 All NEQ Savings (or negative usage) | Industrial Air Curtains_Office_Existing | Industrial Air Curtains_Existing_E2 All NEQ Savings (or negative usage) | Industrial Air Curtains_Existing | NEQ | Existing | Office | Industrial Air Curtains | 2 | E2 All NEQ Savings (or negative usage) | 0.32968 | 0.32611 | 0.32789 | 0.32968 | 0.32611
Infiltration Control - Loading Dock Sealing_Office_Existing_E2 All NEQ Savings (or negative usage) | Infiltration Control - Loading Dock Sealing_Office_Existing | Infiltration Control - Loading Dock Sealing_Existing_E2 All NEQ Savings (or negative usage) | Infiltration Control - Loading Dock Sealing_Existing | NEQ | Existing | Office | Infiltration Control - Loading Dock Sealing | 2 | E2 All NEQ Savings (or negative usage) | 0.76668 | 0.75838 | 0.76253 | 0.76668 | 0.75838
Insulation - Ceiling_Office_Existing_E2 All NEQ Savings (or negative usage) | Insulation - Ceiling_Office_Existing | Insulation - Ceiling_Existing_E2 All NEQ Savings (or negative usage) | Insulation - Ceiling_Existing | NEQ | Existing | Office | Insulation - Ceiling | 2 | E2 All NEQ Savings (or negative usage) | 0.32854 | 0.32588 | 0.32721 | 0.32854 | 0.32588
Insulation - Ducting_Office_Existing_E2 All NEQ Savings (or negative usage) | Insulation - Ducting_Office_Existing | Insulation - Ducting_Existing_E2 All NEQ Savings (or negative usage) | Insulation - Ducting_Existing | NEQ | Existing | Office | Insulation - Ducting | 2 | E2 All NEQ Savings (or negative usage) | 0 | 0 | 0 | 0 | 0
Insulation - Wall Cavity_Office_Existing_E2 All NEQ Savings (or negative usage) | Insulation - Wall Cavity_Office_Existing | Insulation - Wall Cavity_Existing_E2 All NEQ Savings (or negative usage) | Insulation - Wall Cavity_Existing | NEQ | Existing | Office | Insulation - Wall Cavity | 2 | E2 All NEQ Savings (or negative usage) | 1.1327 | 1.1235 | 1.1281 | 1.1327 | 1.1235
Kitchen Ventilation - Advanced Controls_Office_Existing_E2 All NEQ Savings (or negative usage) | Kitchen Ventilation - Advanced Controls_Office_Existing | Kitchen Ventilation - Advanced Controls_Existing_E2 All NEQ Savings (or negative usage) | Kitchen Ventilation - Advanced Controls_Existing | NEQ | Existing | Office | Kitchen Ventilation - Advanced Controls | 2 | E2 All NEQ Savings (or negative usage) | 1.2189 | 1.2042 | 1.2115 | 1.2189 | 1.2042
Lodging - Guest Room Controls_Office_Existing_E2 All NEQ Savings (or negative usage) | Lodging - Guest Room Controls_Office_Existing | Lodging - Guest Room Controls_Existing_E2 All NEQ Savings (or negative usage) | Lodging - Guest Room Controls_Existing | NEQ | Existing | Office | Lodging - Guest Room Controls | 2 | E2 All NEQ Savings (or negative usage) | 0 | 0 | 0 | 0 | 0
Pool Heater - Night Covers_Office_Existing_E2 All NEQ Savings (or negative usage) | Pool Heater - Night Covers_Office_Existing | Pool Heater - Night Covers_Existing_E2 All NEQ Savings (or negative usage) | Pool Heater - Night Covers_Existing | NEQ | Existing | Office | Pool Heater - Night Covers | 2 | E2 All NEQ Savings (or negative usage) | 0.12307 | 0.12333 | 0.1232 | 0.12307 | 0.12333
Refrigeration - Heat Recovery_Office_Existing_E2 All NEQ Savings (or negative usage) | Refrigeration - Heat Recovery_Office_Existing | Refrigeration - Heat Recovery_Existing_E2 All NEQ Savings (or negative usage) | Refrigeration - Heat Recovery_Existing | NEQ | Existing | Office | Refrigeration - Heat Recovery | 2 | E2 All NEQ Savings (or negative usage) | 6.038 | 6.0038 | 6.0209 | 6.038 | 6.0038
Retrocommissioning_Office_Existing_E2 All NEQ Savings (or negative usage) | Retrocommissioning_Office_Existing | Retrocommissioning_Existing_E2 All NEQ Savings (or negative usage) | Retrocommissioning_Existing | NEQ | Existing | Office | Retrocommissioning | 2 | E2 All NEQ Savings (or negative usage) | 8.41 | 8.5592 | 8.4846 | 8.41 | 8.5592
Strategic Energy Management_Office_Existing_E2 All NEQ Savings (or negative usage) | Strategic Energy Management_Office_Existing | Strategic Energy Management_Existing_E2 All NEQ Savings (or negative usage) | Strategic Energy Management_Existing | NEQ | Existing | Office | Strategic Energy Management | 2 | E2 All NEQ Savings (or negative usage) | 0.17826 | 0.18142 | 0.17984 | 0.17826 | 0.18142
Thermostat - Programmable_Office_Existing_E2 All NEQ Savings (or negative usage) | Thermostat - Programmable_Office_Existing | Thermostat - Programmable_Existing_E2 All NEQ Savings (or negative usage) | Thermostat - Programmable_Existing | NEQ | Existing | Office | Thermostat - Programmable | 2 | E2 All NEQ Savings (or negative usage) | 41.3631 | 40.8041 | 41.0836 | 41.3631 | 40.8041
Ventilation - Demand Controlled_Office_Existing_E2 All NEQ Savings (or negative usage) | Ventilation - Demand Controlled_Office_Existing | Ventilation - Demand Controlled_Existing_E2 All NEQ Savings (or negative usage) | Ventilation - Demand Controlled_Existing | NEQ | Existing | Office | Ventilation - Demand Controlled | 2 | E2 All NEQ Savings (or negative usage) | 0.44187 | 0.43916 | 0.44052 | 0.44187 | 0.43916
Water Heater - Drainwater Heat Recovery_Office_Existing_E2 All NEQ Savings (or negative usage) | Water Heater - Drainwater Heat Recovery_Office_Existing | Water Heater - Drainwater Heat Recovery_Existing_E2 All NEQ Savings (or negative usage) | Water Heater - Drainwater Heat Recovery_Existing | NEQ | Existing | Office | Water Heater - Drainwater Heat Recovery | 2 | E2 All NEQ Savings (or negative usage) | 0.018084 | 0.017979 | 0.018031 | 0.018084 | 0.017979
Water Heater - Pipe Insulation_Office_Existing_E2 All NEQ Savings (or negative usage) | Water Heater - Pipe Insulation_Office_Existing | Water Heater - Pipe Insulation_Existing_E2 All NEQ Savings (or negative usage) | Water Heater - Pipe Insulation_Existing | NEQ | Existing | Office | Water Heater - Pipe Insulation | 2 | E2 All NEQ Savings (or negative usage) | 2.0597 | 2.048 | 2.0538 | 2.0597 | 2.048
Water Heater - Pre-Rinse Spray Valve_Office_Existing_E2 All NEQ Savings (or negative usage) | Water Heater - Pre-Rinse Spray Valve_Office_Existing | Water Heater - Pre-Rinse Spray Valve_Existing_E2 All NEQ Savings (or negative usage) | Water Heater - Pre-Rinse Spray Valve_Existing | NEQ | Existing | Office | Water Heater - Pre-Rinse Spray Valve | 2 | E2 All NEQ Savings (or negative usage) | 3.2665 | 3.3173 | 3.2919 | 3.2665 | 3.3173
Water Heater - Solar System_Office_Existing_E2 All NEQ Savings (or negative usage) | Water Heater - Solar System_Office_Existing | Water Heater - Solar System_Existing_E2 All NEQ Savings (or negative usage) | Water Heater - Solar System_Existing | NEQ | Existing | Office | Water Heater - Solar System | 2 | E2 All NEQ Savings (or negative usage) | 0.75502 | 0.75074 | 0.75288 | 0.75502 | 0.75074
Water Heater - Thermostatic Shower Restriction Valve_Office_Existing_E2 All NEQ Savings (or negative usage) | Water Heater - Thermostatic Shower Restriction Valve_Office_Existing | Water Heater - Thermostatic Shower Restriction Valve_Existing_E2 All NEQ Savings (or negative usage) | Water Heater - Thermostatic Shower Restriction Valve_Existing | NEQ | Existing | Office | Water Heater - Thermostatic Shower Restriction Valve | 2 | E2 All NEQ Savings (or negative usage) | 0.38851 | 0.39483 | 0.39167 | 0.38851 | 0.39483
Windows - High Efficiency Glazing_Office_Existing_E2 All NEQ Savings (or negative usage) | Windows - High Efficiency Glazing_Office_Existing | Windows - High Efficiency Glazing_Existing_E2 All NEQ Savings (or negative usage) | Windows - High Efficiency Glazing_Existing | NEQ | Existing | Office | Windows - High Efficiency Glazing | 2 | E2 All NEQ Savings (or negative usage) | 0.48556 | 0.48161 | 0.48358 | 0.48556 | 0.48161
Windows - Secondary Glazing Systems_Office_Existing_E2 All NEQ Savings (or negative usage) | Windows - Secondary Glazing Systems_Office_Existing | Windows - Secondary Glazing Systems_Existing_E2 All NEQ Savings (or negative usage) | Windows - Secondary Glazing Systems_Existing | NEQ | Existing | Office | Windows - Secondary Glazing Systems | 2 | E2 All NEQ Savings (or negative usage) | 0.059223 | 0.058635 | 0.058929 | 0.059223 | 0.058635
Advanced New Construction Designs_Restaurant_Existing_E2 All NEQ Savings (or negative usage) | Advanced New Construction Designs_Restaurant_Existing | Advanced New Construction Designs_Existing_E2 All NEQ Savings (or negative usage) | Advanced New Construction Designs_Existing | NEQ | Existing | Restaurant | Advanced New Construction Designs | 2 | E2 All NEQ Savings (or negative usage) | 0 | 0 | 0 | 0 | 0
Building Shell - Air Sealing (Infiltration Control)_Restaurant_Existing_E2 All NEQ Savings (or negative usage) | Building Shell - Air Sealing (Infiltration Control)_Restaurant_Existing | Building Shell - Air Sealing (Infiltration Control)_Existing_E2 All NEQ Savings (or negative usage) | Building Shell - Air Sealing (Infiltration Control)_Existing | NEQ | Existing | Restaurant | Building Shell - Air Sealing (Infiltration Control) | 2 | E2 All NEQ Savings (or negative usage) | 0.050882 | 0.050295 | 0.050588 | 0.050882 | 0.050295
Circulation Pump - Controls_Restaurant_Existing_E2 All NEQ Savings (or negative usage) | Circulation Pump - Controls_Restaurant_Existing | Circulation Pump - Controls_Existing_E2 All NEQ Savings (or negative usage) | Circulation Pump - Controls_Existing | NEQ | Existing | Restaurant | Circulation Pump - Controls | 2 | E2 All NEQ Savings (or negative usage) | 0.20778 | 0.2077 | 0.20774 | 0.20778 | 0.2077
Commercial Laundry - Dryer Efficiency Retrofit_Restaurant_Existing_E2 All NEQ Savings (or negative usage) | Commercial Laundry - Dryer Efficiency Retrofit_Restaurant_Existing | Commercial Laundry - Dryer Efficiency Retrofit_Existing_E2 All NEQ Savings (or negative usage) | Commercial Laundry - Dryer Efficiency Retrofit_Existing | NEQ | Existing | Restaurant | Commercial Laundry - Dryer Efficiency Retrofit | 2 | E2 All NEQ Savings (or negative usage) | 3.2462 | 3.2425 | 3.2444 | 3.2462 | 3.2425
Commercial Laundry - ENERGY STAR Washer (8.0)_Restaurant_Existing_E2 All NEQ Savings (or negative usage) | Commercial Laundry - ENERGY STAR Washer (8.0)_Restaurant_Existing | Commercial Laundry - ENERGY STAR Washer (8.0)_Existing_E2 All NEQ Savings (or negative usage) | Commercial Laundry - ENERGY STAR Washer (8.0)_Existing | NEQ | Existing | Restaurant | Commercial Laundry - ENERGY STAR Washer (8.0) | 2 | E2 All NEQ Savings (or negative usage) | 0 | 0 | 0 | 0 | 0
Commercial Laundry - Ozone Treatment_Restaurant_Existing_E2 All NEQ Savings (or negative usage) | Commercial Laundry - Ozone Treatment_Restaurant_Existing | Commercial Laundry - Ozone Treatment_Existing_E2 All NEQ Savings (or negative usage) | Commercial Laundry - Ozone Treatment_Existing | NEQ | Existing | Restaurant | Commercial Laundry - Ozone Treatment | 2 | E2 All NEQ Savings (or negative usage) | 0 | 0 | 0 | 0 | 0
Connected Thermostat - ENERGY STAR (1.0)_Restaurant_Existing_E2 All NEQ Savings (or negative usage) | Connected Thermostat - ENERGY STAR (1.0)_Restaurant_Existing | Connected Thermostat - ENERGY STAR (1.0)_Existing_E2 All NEQ Savings (or negative usage) | Connected Thermostat - ENERGY STAR (1.0)_Existing | NEQ | Existing | Restaurant | Connected Thermostat - ENERGY STAR (1.0) | 2 | E2 All NEQ Savings (or negative usage) | 0.083343 | 0.084154 | 0.083749 | 0.083343 | 0.084154
Destratification Fans (HVLS)_Restaurant_Existing_E2 All NEQ Savings (or negative usage) | Destratification Fans (HVLS)_Restaurant_Existing | Destratification Fans (HVLS)_Existing_E2 All NEQ Savings (or negative usage) | Destratification Fans (HVLS)_Existing | NEQ | Existing | Restaurant | Destratification Fans (HVLS) | 2 | E2 All NEQ Savings (or negative usage) | 0.41644 | 0.41418 | 0.41531 | 0.41644 | 0.41418
Ducting - Repair and Sealing_Restaurant_Existing_E2 All NEQ Savings (or negative usage) | Ducting - Repair and Sealing_Restaurant_Existing | Ducting - Repair and Sealing_Existing_E2 All NEQ Savings (or negative usage) | Ducting - Repair and Sealing_Existing | NEQ | Existing | Restaurant | Ducting - Repair and Sealing | 2 | E2 All NEQ Savings (or negative usage) | 0 | 0 | 0 | 0 | 0
Gas Boiler - Blowdown Heat Recovery_Restaurant_Existing_E2 All NEQ Savings (or negative usage) | Gas Boiler - Blowdown Heat Recovery_Restaurant_Existing | Gas Boiler - Blowdown Heat Recovery_Existing_E2 All NEQ Savings (or negative usage) | Gas Boiler - Blowdown Heat Recovery_Existing | NEQ | Existing | Restaurant | Gas Boiler - Blowdown Heat Recovery | 2 | E2 All NEQ Savings (or negative usage) | 1.5356 | 1.5162 | 1.5259 | 1.5356 | 1.5162
Gas Boiler - Burner Control Optimization_Restaurant_Existing_E2 All NEQ Savings (or negative usage) | Gas Boiler - Burner Control Optimization_Restaurant_Existing | Gas Boiler - Burner Control Optimization_Existing_E2 All NEQ Savings (or negative usage) | Gas Boiler - Burner Control Optimization_Existing | NEQ | Existing | Restaurant | Gas Boiler - Burner Control Optimization | 2 | E2 All NEQ Savings (or negative usage) | 0.088876 | 0.087753 | 0.088314 | 0.088876 | 0.087753
Gas Boiler - High Turndown Burner_Restaurant_Existing_E2 All NEQ Savings (or negative usage) | Gas Boiler - High Turndown Burner_Restaurant_Existing | Gas Boiler - High Turndown Burner_Existing_E2 All NEQ Savings (or negative usage) | Gas Boiler - High Turndown Burner_Existing | NEQ | Existing | Restaurant | Gas Boiler - High Turndown Burner | 2 | E2 All NEQ Savings (or negative usage) | 0.88691 | 0.8759 | 0.8814 | 0.88691 | 0.8759
Gas Boiler - Hot Water Reset_Restaurant_Existing_E2 All NEQ Savings (or negative usage) | Gas Boiler - Hot Water Reset_Restaurant_Existing | Gas Boiler - Hot Water Reset_Existing_E2 All NEQ Savings (or negative usage) | Gas Boiler - Hot Water Reset_Existing | NEQ | Existing | Restaurant | Gas Boiler - Hot Water Reset | 2 | E2 All NEQ Savings (or negative usage) | 5.4758 | 5.3987 | 5.4372 | 5.4758 | 5.3987
Gas Boiler - Insulate Hot Water Lines_Restaurant_Existing_E2 All NEQ Savings (or negative usage) | Gas Boiler - Insulate Hot Water Lines_Restaurant_Existing | Gas Boiler - Insulate Hot Water Lines_Existing_E2 All NEQ Savings (or negative usage) | Gas Boiler - Insulate Hot Water Lines_Existing | NEQ | Existing | Restaurant | Gas Boiler - Insulate Hot Water Lines | 2 | E2 All NEQ Savings (or negative usage) | 0.75319 | 0.7446 | 0.7489 | 0.75319 | 0.7446
Gas Boiler - Insulate Steam Lines/Condensate Tank_Restaurant_Existing_E2 All NEQ Savings (or negative usage) | Gas Boiler - Insulate Steam Lines/Condensate Tank_Restaurant_Existing | Gas Boiler - Insulate Steam Lines/Condensate Tank_Existing_E2 All NEQ Savings (or negative usage) | Gas Boiler - Insulate Steam Lines/Condensate Tank_Existing | NEQ | Existing | Restaurant | Gas Boiler - Insulate Steam Lines/Condensate Tank | 2 | E2 All NEQ Savings (or negative usage) | 0.21237 | 0.20995 | 0.21116 | 0.21237 | 0.20995
Gas Boiler - Maintenance_Restaurant_Existing_E2 All NEQ Savings (or negative usage) | Gas Boiler - Maintenance_Restaurant_Existing | Gas Boiler - Maintenance_Existing_E2 All NEQ Savings (or negative usage) | Gas Boiler - Maintenance_Existing | NEQ | Existing | Restaurant | Gas Boiler - Maintenance | 2 | E2 All NEQ Savings (or negative usage) | 0.77752 | 0.79014 | 0.78383 | 0.77752 | 0.79014
Gas Boiler - Radiator Replacement_Restaurant_Existing_E2 All NEQ Savings (or negative usage) | Gas Boiler - Radiator Replacement_Restaurant_Existing | Gas Boiler - Radiator Replacement_Existing_E2 All NEQ Savings (or negative usage) | Gas Boiler - Radiator Replacement_Existing | NEQ | Existing | Restaurant | Gas Boiler - Radiator Replacement | 2 | E2 All NEQ Savings (or negative usage) | 1.6976 | 1.6781 | 1.6878 | 1.6976 | 1.6781
Gas Boiler - Stack Economizer_Restaurant_Existing_E2 All NEQ Savings (or negative usage) | Gas Boiler - Stack Economizer_Restaurant_Existing | Gas Boiler - Stack Economizer_Existing_E2 All NEQ Savings (or negative usage) | Gas Boiler - Stack Economizer_Existing | NEQ | Existing | Restaurant | Gas Boiler - Stack Economizer | 2 | E2 All NEQ Savings (or negative usage) | 2.7475 | 2.7162 | 2.7319 | 2.7475 | 2.7162
Gas Boiler - Steam Trap Replacement_Restaurant_Existing_E2 All NEQ Savings (or negative usage) | Gas Boiler - Steam Trap Replacement_Restaurant_Existing | Gas Boiler - Steam Trap Replacement_Existing_E2 All NEQ Savings (or negative usage) | Gas Boiler - Steam Trap Replacement_Existing | NEQ | Existing | Restaurant | Gas Boiler - Steam Trap Replacement | 2 | E2 All NEQ Savings (or negative usage) | 13.1211 | 13.2428 | 13.1819 | 13.1211 | 13.2428
Gas Boiler - Thermostatic Radiator Valves_Restaurant_Existing_E2 All NEQ Savings (or negative usage) | Gas Boiler - Thermostatic Radiator Valves_Restaurant_Existing | Gas Boiler - Thermostatic Radiator Valves_Existing_E2 All NEQ Savings (or negative usage) | Gas Boiler - Thermostatic Radiator Valves_Existing | NEQ | Existing | Restaurant | Gas Boiler - Thermostatic Radiator Valves | 2 | E2 All NEQ Savings (or negative usage) | 10.9775 | 10.8523 | 10.9149 | 10.9775 | 10.8523
Gas Furnace - Maintenance_Restaurant_Existing_E2 All NEQ Savings (or negative usage) | Gas Furnace - Maintenance_Restaurant_Existing | Gas Furnace - Maintenance_Existing_E2 All NEQ Savings (or negative usage) | Gas Furnace - Maintenance_Existing | NEQ | Existing | Restaurant | Gas Furnace - Maintenance | 2 | E2 All NEQ Savings (or negative usage) | 0.099413 | 0.10113 | 0.10027 | 0.099413 | 0.10113
Gas-Fired Combination Heat Pump Conversion_Restaurant_Existing_E2 All NEQ Savings (or negative usage) | Gas-Fired Combination Heat Pump Conversion_Restaurant_Existing | Gas-Fired Combination Heat Pump Conversion_Existing_E2 All NEQ Savings (or negative usage) | Gas-Fired Combination Heat Pump Conversion_Existing | NEQ | Existing | Restaurant | Gas-Fired Combination Heat Pump Conversion | 2 | E2 All NEQ Savings (or negative usage) | 0.15139 | 0.14998 | 0.15069 | 0.15139 | 0.14998
HVAC - Dedicated Outdoor Air System (DOAS)_Restaurant_Existing_E2 All NEQ Savings (or negative usage) | HVAC - Dedicated Outdoor Air System (DOAS)_Restaurant_Existing | HVAC - Dedicated Outdoor Air System (DOAS)_Existing_E2 All NEQ Savings (or negative usage) | HVAC - Dedicated Outdoor Air System (DOAS)_Existing | NEQ | Existing | Restaurant | HVAC - Dedicated Outdoor Air System (DOAS) | 2 | E2 All NEQ Savings (or negative usage) | 0.047474 | 0.046916 | 0.047195 | 0.047474 | 0.046916
HVAC - Energy Recovery Ventilator_Restaurant_Existing_E2 All NEQ Savings (or negative usage) | HVAC - Energy Recovery Ventilator_Restaurant_Existing | HVAC - Energy Recovery Ventilator_Existing_E2 All NEQ Savings (or negative usage) | HVAC - Energy Recovery Ventilator_Existing | NEQ | Existing | Restaurant | HVAC - Energy Recovery Ventilator | 2 | E2 All NEQ Savings (or negative usage) | 0.76171 | 0.75389 | 0.7578 | 0.76171 | 0.75389
HVAC - Shut Off Damper_Restaurant_Existing_E2 All NEQ Savings (or negative usage) | HVAC - Shut Off Damper_Restaurant_Existing | HVAC - Shut Off Damper_Existing_E2 All NEQ Savings (or negative usage) | HVAC - Shut Off Damper_Existing | NEQ | Existing | Restaurant | HVAC - Shut Off Damper | 2 | E2 All NEQ Savings (or negative usage) | 0.058777 | 0.058159 | 0.058468 | 0.058777 | 0.058159
Industrial Air Curtains_Restaurant_Existing_E2 All NEQ Savings (or negative usage) | Industrial Air Curtains_Restaurant_Existing | Industrial Air Curtains_Existing_E2 All NEQ Savings (or negative usage) | Industrial Air Curtains_Existing | NEQ | Existing | Restaurant | Industrial Air Curtains | 2 | E2 All NEQ Savings (or negative usage) | 0.033187 | 0.032846 | 0.033016 | 0.033187 | 0.032846
Infiltration Control - Loading Dock Sealing_Restaurant_Existing_E2 All NEQ Savings (or negative usage) | Infiltration Control - Loading Dock Sealing_Restaurant_Existing | Infiltration Control - Loading Dock Sealing_Existing_E2 All NEQ Savings (or negative usage) | Infiltration Control - Loading Dock Sealing_Existing | NEQ | Existing | Restaurant | Infiltration Control - Loading Dock Sealing | 2 | E2 All NEQ Savings (or negative usage) | 0.022075 | 0.021848 | 0.021961 | 0.022075 | 0.021848
Insulation - Ceiling_Restaurant_Existing_E2 All NEQ Savings (or negative usage) | Insulation - Ceiling_Restaurant_Existing | Insulation - Ceiling_Existing_E2 All NEQ Savings (or negative usage) | Insulation - Ceiling_Existing | NEQ | Existing | Restaurant | Insulation - Ceiling | 2 | E2 All NEQ Savings (or negative usage) | 0.17684 | 0.17547 | 0.17615 | 0.17684 | 0.17547
Insulation - Ducting_Restaurant_Existing_E2 All NEQ Savings (or negative usage) | Insulation - Ducting_Restaurant_Existing | Insulation - Ducting_Existing_E2 All NEQ Savings (or negative usage) | Insulation - Ducting_Existing | NEQ | Existing | Restaurant | Insulation - Ducting | 2 | E2 All NEQ Savings (or negative usage) | 0 | 0 | 0 | 0 | 0
Insulation - Wall Cavity_Restaurant_Existing_E2 All NEQ Savings (or negative usage) | Insulation - Wall Cavity_Restaurant_Existing | Insulation - Wall Cavity_Existing_E2 All NEQ Savings (or negative usage) | Insulation - Wall Cavity_Existing | NEQ | Existing | Restaurant | Insulation - Wall Cavity | 2 | E2 All NEQ Savings (or negative usage) | 0.13848 | 0.13741 | 0.13794 | 0.13848 | 0.13741
Kitchen Ventilation - Advanced Controls_Restaurant_Existing_E2 All NEQ Savings (or negative usage) | Kitchen Ventilation - Advanced Controls_Restaurant_Existing | Kitchen Ventilation - Advanced Controls_Existing_E2 All NEQ Savings (or negative usage) | Kitchen Ventilation - Advanced Controls_Existing | NEQ | Existing | Restaurant | Kitchen Ventilation - Advanced Controls | 2 | E2 All NEQ Savings (or negative usage) | 1.2263 | 1.2122 | 1.2193 | 1.2263 | 1.2122
Lodging - Guest Room Controls_Restaurant_Existing_E2 All NEQ Savings (or negative usage) | Lodging - Guest Room Controls_Restaurant_Existing | Lodging - Guest Room Controls_Existing_E2 All NEQ Savings (or negative usage) | Lodging - Guest Room Controls_Existing | NEQ | Existing | Restaurant | Lodging - Guest Room Controls | 2 | E2 All NEQ Savings (or negative usage) | 0 | 0 | 0 | 0 | 0
Pool Heater - Night Covers_Restaurant_Existing_E2 All NEQ Savings (or negative usage) | Pool Heater - Night Covers_Restaurant_Existing | Pool Heater - Night Covers_Existing_E2 All NEQ Savings (or negative usage) | Pool Heater - Night Covers_Existing | NEQ | Existing | Restaurant | Pool Heater - Night Covers | 2 | E2 All NEQ Savings (or negative usage) | 0.23744 | 0.23928 | 0.23836 | 0.23744 | 0.23928
Refrigeration - Heat Recovery_Restaurant_Existing_E2 All NEQ Savings (or negative usage) | Refrigeration - Heat Recovery_Restaurant_Existing | Refrigeration - Heat Recovery_Existing_E2 All NEQ Savings (or negative usage) | Refrigeration - Heat Recovery_Existing | NEQ | Existing | Restaurant | Refrigeration - Heat Recovery | 2 | E2 All NEQ Savings (or negative usage) | 6.0352 | 6.0009 | 6.0181 | 6.0352 | 6.0009
Retrocommissioning_Restaurant_Existing_E2 All NEQ Savings (or negative usage) | Retrocommissioning_Restaurant_Existing | Retrocommissioning_Existing_E2 All NEQ Savings (or negative usage) | Retrocommissioning_Existing | NEQ | Existing | Restaurant | Retrocommissioning | 2 | E2 All NEQ Savings (or negative usage) | 8.4906 | 8.6634 | 8.577 | 8.4906 | 8.6634
Strategic Energy Management_Restaurant_Existing_E2 All NEQ Savings (or negative usage) | Strategic Energy Management_Restaurant_Existing | Strategic Energy Management_Existing_E2 All NEQ Savings (or negative usage) | Strategic Energy Management_Existing | NEQ | Existing | Restaurant | Strategic Energy Management | 2 | E2 All NEQ Savings (or negative usage) | 0.05082 | 0.051854 | 0.051337 | 0.05082 | 0.051854
Thermostat - Programmable_Restaurant_Existing_E2 All NEQ Savings (or negative usage) | Thermostat - Programmable_Restaurant_Existing | Thermostat - Programmable_Existing_E2 All NEQ Savings (or negative usage) | Thermostat - Programmable_Existing | NEQ | Existing | Restaurant | Thermostat - Programmable | 2 | E2 All NEQ Savings (or negative usage) | 24.9837 | 24.6596 | 24.8216 | 24.9837 | 24.6596
Ventilation - Demand Controlled_Restaurant_Existing_E2 All NEQ Savings (or negative usage) | Ventilation - Demand Controlled_Restaurant_Existing | Ventilation - Demand Controlled_Existing_E2 All NEQ Savings (or negative usage) | Ventilation - Demand Controlled_Existing | NEQ | Existing | Restaurant | Ventilation - Demand Controlled | 2 | E2 All NEQ Savings (or negative usage) | 0.58661 | 0.58329 | 0.58495 | 0.58661 | 0.58329
Water Heater - Drainwater Heat Recovery_Restaurant_Existing_E2 All NEQ Savings (or negative usage) | Water Heater - Drainwater Heat Recovery_Restaurant_Existing | Water Heater - Drainwater Heat Recovery_Existing_E2 All NEQ Savings (or negative usage) | Water Heater - Drainwater Heat Recovery_Existing | NEQ | Existing | Restaurant | Water Heater - Drainwater Heat Recovery | 2 | E2 All NEQ Savings (or negative usage) | 0.018075 | 0.017969 | 0.018022 | 0.018075 | 0.017969
Water Heater - Pipe Insulation_Restaurant_Existing_E2 All NEQ Savings (or negative usage) | Water Heater - Pipe Insulation_Restaurant_Existing | Water Heater - Pipe Insulation_Existing_E2 All NEQ Savings (or negative usage) | Water Heater - Pipe Insulation_Existing | NEQ | Existing | Restaurant | Water Heater - Pipe Insulation | 2 | E2 All NEQ Savings (or negative usage) | 1.0482 | 1.0422 | 1.0452 | 1.0482 | 1.0422
Water Heater - Pre-Rinse Spray Valve_Restaurant_Existing_E2 All NEQ Savings (or negative usage) | Water Heater - Pre-Rinse Spray Valve_Restaurant_Existing | Water Heater - Pre-Rinse Spray Valve_Existing_E2 All NEQ Savings (or negative usage) | Water Heater - Pre-Rinse Spray Valve_Existing | NEQ | Existing | Restaurant | Water Heater - Pre-Rinse Spray Valve | 2 | E2 All NEQ Savings (or negative usage) | 3.2655 | 3.3162 | 3.2908 | 3.2655 | 3.3162
Water Heater - Solar System_Restaurant_Existing_E2 All NEQ Savings (or negative usage) | Water Heater - Solar System_Restaurant_Existing | Water Heater - Solar System_Existing_E2 All NEQ Savings (or negative usage) | Water Heater - Solar System_Existing | NEQ | Existing | Restaurant | Water Heater - Solar System | 2 | E2 All NEQ Savings (or negative usage) | 0.19491 | 0.1938 | 0.19435 | 0.19491 | 0.1938
Water Heater - Thermostatic Shower Restriction Valve_Restaurant_Existing_E2 All NEQ Savings (or negative usage) | Water Heater - Thermostatic Shower Restriction Valve_Restaurant_Existing | Water Heater - Thermostatic Shower Restriction Valve_Existing_E2 All NEQ Savings (or negative usage) | Water Heater - Thermostatic Shower Restriction Valve_Existing | NEQ | Existing | Restaurant | Water Heater - Thermostatic Shower Restriction Valve | 2 | E2 All NEQ Savings (or negative usage) | 0.38838 | 0.39468 | 0.39153 | 0.38838 | 0.39468
Windows - High Efficiency Glazing_Restaurant_Existing_E2 All NEQ Savings (or negative usage) | Windows - High Efficiency Glazing_Restaurant_Existing | Windows - High Efficiency Glazing_Existing_E2 All NEQ Savings (or negative usage) | Windows - High Efficiency Glazing_Existing | NEQ | Existing | Restaurant | Windows - High Efficiency Glazing | 2 | E2 All NEQ Savings (or negative usage) | 0.014716 | 0.014602 | 0.014659 | 0.014716 | 0.014602
Windows - Secondary Glazing Systems_Restaurant_Existing_E2 All NEQ Savings (or negative usage) | Windows - Secondary Glazing Systems_Restaurant_Existing | Windows - Secondary Glazing Systems_Existing_E2 All NEQ Savings (or negative usage) | Windows - Secondary Glazing Systems_Existing | NEQ | Existing | Restaurant | Windows - Secondary Glazing Systems | 2 | E2 All NEQ Savings (or negative usage) | 0.007734 | 0.0076609 | 0.0076975 | 0.007734 | 0.0076609
Advanced New Construction Designs_Retail_Existing_E2 All NEQ Savings (or negative usage) | Advanced New Construction Designs_Retail_Existing | Advanced New Construction Designs_Existing_E2 All NEQ Savings (or negative usage) | Advanced New Construction Designs_Existing | NEQ | Existing | Retail | Advanced New Construction Designs | 2 | E2 All NEQ Savings (or negative usage) | 0 | 0 | 0 | 0 | 0
Building Shell - Air Sealing (Infiltration Control)_Retail_Existing_E2 All NEQ Savings (or negative usage) | Building Shell - Air Sealing (Infiltration Control)_Retail_Existing | Building Shell - Air Sealing (Infiltration Control)_Existing_E2 All NEQ Savings (or negative usage) | Building Shell - Air Sealing (Infiltration Control)_Existing | NEQ | Existing | Retail | Building Shell - Air Sealing (Infiltration Control) | 2 | E2 All NEQ Savings (or negative usage) | 0.69109 | 0.68336 | 0.68723 | 0.69109 | 0.68336
Circulation Pump - Controls_Retail_Existing_E2 All NEQ Savings (or negative usage) | Circulation Pump - Controls_Retail_Existing | Circulation Pump - Controls_Existing_E2 All NEQ Savings (or negative usage) | Circulation Pump - Controls_Existing | NEQ | Existing | Retail | Circulation Pump - Controls | 2 | E2 All NEQ Savings (or negative usage) | 2.3568 | 2.3559 | 2.3564 | 2.3568 | 2.3559
Commercial Laundry - Dryer Efficiency Retrofit_Retail_Existing_E2 All NEQ Savings (or negative usage) | Commercial Laundry - Dryer Efficiency Retrofit_Retail_Existing | Commercial Laundry - Dryer Efficiency Retrofit_Existing_E2 All NEQ Savings (or negative usage) | Commercial Laundry - Dryer Efficiency Retrofit_Existing | NEQ | Existing | Retail | Commercial Laundry - Dryer Efficiency Retrofit | 2 | E2 All NEQ Savings (or negative usage) | 3.2462 | 3.2425 | 3.2444 | 3.2462 | 3.2425
Commercial Laundry - ENERGY STAR Washer (8.0)_Retail_Existing_E2 All NEQ Savings (or negative usage) | Commercial Laundry - ENERGY STAR Washer (8.0)_Retail_Existing | Commercial Laundry - ENERGY STAR Washer (8.0)_Existing_E2 All NEQ Savings (or negative usage) | Commercial Laundry - ENERGY STAR Washer (8.0)_Existing | NEQ | Existing | Retail | Commercial Laundry - ENERGY STAR Washer (8.0) | 2 | E2 All NEQ Savings (or negative usage) | 0 | 0 | 0 | 0 | 0
Commercial Laundry - Ozone Treatment_Retail_Existing_E2 All NEQ Savings (or negative usage) | Commercial Laundry - Ozone Treatment_Retail_Existing | Commercial Laundry - Ozone Treatment_Existing_E2 All NEQ Savings (or negative usage) | Commercial Laundry - Ozone Treatment_Existing | NEQ | Existing | Retail | Commercial Laundry - Ozone Treatment | 2 | E2 All NEQ Savings (or negative usage) | 0 | 0 | 0 | 0 | 0
Connected Thermostat - ENERGY STAR (1.0)_Retail_Existing_E2 All NEQ Savings (or negative usage) | Connected Thermostat - ENERGY STAR (1.0)_Retail_Existing | Connected Thermostat - ENERGY STAR (1.0)_Existing_E2 All NEQ Savings (or negative usage) | Connected Thermostat - ENERGY STAR (1.0)_Existing | NEQ | Existing | Retail | Connected Thermostat - ENERGY STAR (1.0) | 2 | E2 All NEQ Savings (or negative usage) | 0.090669 | 0.09159 | 0.09113 | 0.090669 | 0.09159
Destratification Fans (HVLS)_Retail_Existing_E2 All NEQ Savings (or negative usage) | Destratification Fans (HVLS)_Retail_Existing | Destratification Fans (HVLS)_Existing_E2 All NEQ Savings (or negative usage) | Destratification Fans (HVLS)_Existing | NEQ | Existing | Retail | Destratification Fans (HVLS) | 2 | E2 All NEQ Savings (or negative usage) | 1.3121 | 1.3055 | 1.3088 | 1.3121 | 1.3055
Ducting - Repair and Sealing_Retail_Existing_E2 All NEQ Savings (or negative usage) | Ducting - Repair and Sealing_Retail_Existing | Ducting - Repair and Sealing_Existing_E2 All NEQ Savings (or negative usage) | Ducting - Repair and Sealing_Existing | NEQ | Existing | Retail | Ducting - Repair and Sealing | 2 | E2 All NEQ Savings (or negative usage) | 0 | 0 | 0 | 0 | 0
Gas Boiler - Blowdown Heat Recovery_Retail_Existing_E2 All NEQ Savings (or negative usage) | Gas Boiler - Blowdown Heat Recovery_Retail_Existing | Gas Boiler - Blowdown Heat Recovery_Existing_E2 All NEQ Savings (or negative usage) | Gas Boiler - Blowdown Heat Recovery_Existing | NEQ | Existing | Retail | Gas Boiler - Blowdown Heat Recovery | 2 | E2 All NEQ Savings (or negative usage) | 1.5246 | 1.5053 | 1.5149 | 1.5246 | 1.5053
Gas Boiler - Burner Control Optimization_Retail_Existing_E2 All NEQ Savings (or negative usage) | Gas Boiler - Burner Control Optimization_Retail_Existing | Gas Boiler - Burner Control Optimization_Existing_E2 All NEQ Savings (or negative usage) | Gas Boiler - Burner Control Optimization_Existing | NEQ | Existing | Retail | Gas Boiler - Burner Control Optimization | 2 | E2 All NEQ Savings (or negative usage) | 2.5803 | 2.5478 | 2.5641 | 2.5803 | 2.5478
Gas Boiler - High Turndown Burner_Retail_Existing_E2 All NEQ Savings (or negative usage) | Gas Boiler - High Turndown Burner_Retail_Existing | Gas Boiler - High Turndown Burner_Existing_E2 All NEQ Savings (or negative usage) | Gas Boiler - High Turndown Burner_Existing | NEQ | Existing | Retail | Gas Boiler - High Turndown Burner | 2 | E2 All NEQ Savings (or negative usage) | 1.1036 | 1.0899 | 1.0967 | 1.1036 | 1.0899
Gas Boiler - Hot Water Reset_Retail_Existing_E2 All NEQ Savings (or negative usage) | Gas Boiler - Hot Water Reset_Retail_Existing | Gas Boiler - Hot Water Reset_Existing_E2 All NEQ Savings (or negative usage) | Gas Boiler - Hot Water Reset_Existing | NEQ | Existing | Retail | Gas Boiler - Hot Water Reset | 2 | E2 All NEQ Savings (or negative usage) | 6.8134 | 6.7175 | 6.7654 | 6.8134 | 6.7175
Gas Boiler - Insulate Hot Water Lines_Retail_Existing_E2 All NEQ Savings (or negative usage) | Gas Boiler - Insulate Hot Water Lines_Retail_Existing | Gas Boiler - Insulate Hot Water Lines_Existing_E2 All NEQ Savings (or negative usage) | Gas Boiler - Insulate Hot Water Lines_Existing | NEQ | Existing | Retail | Gas Boiler - Insulate Hot Water Lines | 2 | E2 All NEQ Savings (or negative usage) | 0.67904 | 0.6713 | 0.67517 | 0.67904 | 0.6713
Gas Boiler - Insulate Steam Lines/Condensate Tank_Retail_Existing_E2 All NEQ Savings (or negative usage) | Gas Boiler - Insulate Steam Lines/Condensate Tank_Retail_Existing | Gas Boiler - Insulate Steam Lines/Condensate Tank_Existing_E2 All NEQ Savings (or negative usage) | Gas Boiler - Insulate Steam Lines/Condensate Tank_Existing | NEQ | Existing | Retail | Gas Boiler - Insulate Steam Lines/Condensate Tank | 2 | E2 All NEQ Savings (or negative usage) | 1.068 | 1.0558 | 1.0619 | 1.068 | 1.0558
Gas Boiler - Maintenance_Retail_Existing_E2 All NEQ Savings (or negative usage) | Gas Boiler - Maintenance_Retail_Existing | Gas Boiler - Maintenance_Existing_E2 All NEQ Savings (or negative usage) | Gas Boiler - Maintenance_Existing | NEQ | Existing | Retail | Gas Boiler - Maintenance | 2 | E2 All NEQ Savings (or negative usage) | 0.96745 | 0.98315 | 0.9753 | 0.96745 | 0.98315
Gas Boiler - Radiator Replacement_Retail_Existing_E2 All NEQ Savings (or negative usage) | Gas Boiler - Radiator Replacement_Retail_Existing | Gas Boiler - Radiator Replacement_Existing_E2 All NEQ Savings (or negative usage) | Gas Boiler - Radiator Replacement_Existing | NEQ | Existing | Retail | Gas Boiler - Radiator Replacement | 2 | E2 All NEQ Savings (or negative usage) | 1.6976 | 1.6781 | 1.6879 | 1.6976 | 1.6781
Gas Boiler - Stack Economizer_Retail_Existing_E2 All NEQ Savings (or negative usage) | Gas Boiler - Stack Economizer_Retail_Existing | Gas Boiler - Stack Economizer_Existing_E2 All NEQ Savings (or negative usage) | Gas Boiler - Stack Economizer_Existing | NEQ | Existing | Retail | Gas Boiler - Stack Economizer | 2 | E2 All NEQ Savings (or negative usage) | 3.4187 | 3.3797 | 3.3992 | 3.4187 | 3.3797
Gas Boiler - Steam Trap Replacement_Retail_Existing_E2 All NEQ Savings (or negative usage) | Gas Boiler - Steam Trap Replacement_Retail_Existing | Gas Boiler - Steam Trap Replacement_Existing_E2 All NEQ Savings (or negative usage) | Gas Boiler - Steam Trap Replacement_Existing | NEQ | Existing | Retail | Gas Boiler - Steam Trap Replacement | 2 | E2 All NEQ Savings (or negative usage) | 13.1211 | 13.2429 | 13.182 | 13.1211 | 13.2429
Gas Boiler - Thermostatic Radiator Valves_Retail_Existing_E2 All NEQ Savings (or negative usage) | Gas Boiler - Thermostatic Radiator Valves_Retail_Existing | Gas Boiler - Thermostatic Radiator Valves_Existing_E2 All NEQ Savings (or negative usage) | Gas Boiler - Thermostatic Radiator Valves_Existing | NEQ | Existing | Retail | Gas Boiler - Thermostatic Radiator Valves | 2 | E2 All NEQ Savings (or negative usage) | 10.9776 | 10.8525 | 10.915 | 10.9776 | 10.8525
Gas Furnace - Maintenance_Retail_Existing_E2 All NEQ Savings (or negative usage) | Gas Furnace - Maintenance_Retail_Existing | Gas Furnace - Maintenance_Existing_E2 All NEQ Savings (or negative usage) | Gas Furnace - Maintenance_Existing | NEQ | Existing | Retail | Gas Furnace - Maintenance | 2 | E2 All NEQ Savings (or negative usage) | 0.16295 | 0.16577 | 0.16436 | 0.16295 | 0.16577
Gas-Fired Combination Heat Pump Conversion_Retail_Existing_E2 All NEQ Savings (or negative usage) | Gas-Fired Combination Heat Pump Conversion_Retail_Existing | Gas-Fired Combination Heat Pump Conversion_Existing_E2 All NEQ Savings (or negative usage) | Gas-Fired Combination Heat Pump Conversion_Existing | NEQ | Existing | Retail | Gas-Fired Combination Heat Pump Conversion | 2 | E2 All NEQ Savings (or negative usage) | 0.1464 | 0.14492 | 0.14566 | 0.1464 | 0.14492
HVAC - Dedicated Outdoor Air System (DOAS)_Retail_Existing_E2 All NEQ Savings (or negative usage) | HVAC - Dedicated Outdoor Air System (DOAS)_Retail_Existing | HVAC - Dedicated Outdoor Air System (DOAS)_Existing_E2 All NEQ Savings (or negative usage) | HVAC - Dedicated Outdoor Air System (DOAS)_Existing | NEQ | Existing | Retail | HVAC - Dedicated Outdoor Air System (DOAS) | 2 | E2 All NEQ Savings (or negative usage) | 0 | 0 | 0 | 0 | 0
HVAC - Energy Recovery Ventilator_Retail_Existing_E2 All NEQ Savings (or negative usage) | HVAC - Energy Recovery Ventilator_Retail_Existing | HVAC - Energy Recovery Ventilator_Existing_E2 All NEQ Savings (or negative usage) | HVAC - Energy Recovery Ventilator_Existing | NEQ | Existing | Retail | HVAC - Energy Recovery Ventilator | 2 | E2 All NEQ Savings (or negative usage) | 0.88164 | 0.8729 | 0.87727 | 0.88164 | 0.8729
HVAC - Shut Off Damper_Retail_Existing_E2 All NEQ Savings (or negative usage) | HVAC - Shut Off Damper_Retail_Existing | HVAC - Shut Off Damper_Existing_E2 All NEQ Savings (or negative usage) | HVAC - Shut Off Damper_Existing | NEQ | Existing | Retail | HVAC - Shut Off Damper | 2 | E2 All NEQ Savings (or negative usage) | 0.098941 | 0.097897 | 0.098419 | 0.098941 | 0.097897
Industrial Air Curtains_Retail_Existing_E2 All NEQ Savings (or negative usage) | Industrial Air Curtains_Retail_Existing | Industrial Air Curtains_Existing_E2 All NEQ Savings (or negative usage) | Industrial Air Curtains_Existing | NEQ | Existing | Retail | Industrial Air Curtains | 2 | E2 All NEQ Savings (or negative usage) | 1.1627 | 1.1512 | 1.157 | 1.1627 | 1.1512
Infiltration Control - Loading Dock Sealing_Retail_Existing_E2 All NEQ Savings (or negative usage) | Infiltration Control - Loading Dock Sealing_Retail_Existing | Infiltration Control - Loading Dock Sealing_Existing_E2 All NEQ Savings (or negative usage) | Infiltration Control - Loading Dock Sealing_Existing | NEQ | Existing | Retail | Infiltration Control - Loading Dock Sealing | 2 | E2 All NEQ Savings (or negative usage) | 0.77341 | 0.76575 | 0.76958 | 0.77341 | 0.76575
Insulation - Ceiling_Retail_Existing_E2 All NEQ Savings (or negative usage) | Insulation - Ceiling_Retail_Existing | Insulation - Ceiling_Existing_E2 All NEQ Savings (or negative usage) | Insulation - Ceiling_Existing | NEQ | Existing | Retail | Insulation - Ceiling | 2 | E2 All NEQ Savings (or negative usage) | 1.5583 | 1.5467 | 1.5525 | 1.5583 | 1.5467
Insulation - Ducting_Retail_Existing_E2 All NEQ Savings (or negative usage) | Insulation - Ducting_Retail_Existing | Insulation - Ducting_Existing_E2 All NEQ Savings (or negative usage) | Insulation - Ducting_Existing | NEQ | Existing | Retail | Insulation - Ducting | 2 | E2 All NEQ Savings (or negative usage) | 0 | 0 | 0 | 0 | 0
Insulation - Wall Cavity_Retail_Existing_E2 All NEQ Savings (or negative usage) | Insulation - Wall Cavity_Retail_Existing | Insulation - Wall Cavity_Existing_E2 All NEQ Savings (or negative usage) | Insulation - Wall Cavity_Existing | NEQ | Existing | Retail | Insulation - Wall Cavity | 2 | E2 All NEQ Savings (or negative usage) | 1.0939 | 1.0857 | 1.0898 | 1.0939 | 1.0857
Kitchen Ventilation - Advanced Controls_Retail_Existing_E2 All NEQ Savings (or negative usage) | Kitchen Ventilation - Advanced Controls_Retail_Existing | Kitchen Ventilation - Advanced Controls_Existing_E2 All NEQ Savings (or negative usage) | Kitchen Ventilation - Advanced Controls_Existing | NEQ | Existing | Retail | Kitchen Ventilation - Advanced Controls | 2 | E2 All NEQ Savings (or negative usage) | 1.2317 | 1.2179 | 1.2248 | 1.2317 | 1.2179
Lodging - Guest Room Controls_Retail_Existing_E2 All NEQ Savings (or negative usage) | Lodging - Guest Room Controls_Retail_Existing | Lodging - Guest Room Controls_Existing_E2 All NEQ Savings (or negative usage) | Lodging - Guest Room Controls_Existing | NEQ | Existing | Retail | Lodging - Guest Room Controls | 2 | E2 All NEQ Savings (or negative usage) | 0 | 0 | 0 | 0 | 0
Pool Heater - Night Covers_Retail_Existing_E2 All NEQ Savings (or negative usage) | Pool Heater - Night Covers_Retail_Existing | Pool Heater - Night Covers_Existing_E2 All NEQ Savings (or negative usage) | Pool Heater - Night Covers_Existing | NEQ | Existing | Retail | Pool Heater - Night Covers | 2 | E2 All NEQ Savings (or negative usage) | 1.1135 | 1.1274 | 1.1205 | 1.1135 | 1.1274
Refrigeration - Heat Recovery_Retail_Existing_E2 All NEQ Savings (or negative usage) | Refrigeration - Heat Recovery_Retail_Existing | Refrigeration - Heat Recovery_Existing_E2 All NEQ Savings (or negative usage) | Refrigeration - Heat Recovery_Existing | NEQ | Existing | Retail | Refrigeration - Heat Recovery | 2 | E2 All NEQ Savings (or negative usage) | 6.0373 | 6.003 | 6.0202 | 6.0373 | 6.003
Retrocommissioning_Retail_Existing_E2 All NEQ Savings (or negative usage) | Retrocommissioning_Retail_Existing | Retrocommissioning_Existing_E2 All NEQ Savings (or negative usage) | Retrocommissioning_Existing | NEQ | Existing | Retail | Retrocommissioning | 2 | E2 All NEQ Savings (or negative usage) | 8.4539 | 8.616 | 8.5349 | 8.4539 | 8.616
Strategic Energy Management_Retail_Existing_E2 All NEQ Savings (or negative usage) | Strategic Energy Management_Retail_Existing | Strategic Energy Management_Existing_E2 All NEQ Savings (or negative usage) | Strategic Energy Management_Existing | NEQ | Existing | Retail | Strategic Energy Management | 2 | E2 All NEQ Savings (or negative usage) | 0.22656 | 0.2309 | 0.22873 | 0.22656 | 0.2309
Thermostat - Programmable_Retail_Existing_E2 All NEQ Savings (or negative usage) | Thermostat - Programmable_Retail_Existing | Thermostat - Programmable_Existing_E2 All NEQ Savings (or negative usage) | Thermostat - Programmable_Existing | NEQ | Existing | Retail | Thermostat - Programmable | 2 | E2 All NEQ Savings (or negative usage) | 875.45 | 864.3957 | 869.9229 | 875.45 | 864.3957
Ventilation - Demand Controlled_Retail_Existing_E2 All NEQ Savings (or negative usage) | Ventilation - Demand Controlled_Retail_Existing | Ventilation - Demand Controlled_Existing_E2 All NEQ Savings (or negative usage) | Ventilation - Demand Controlled_Existing | NEQ | Existing | Retail | Ventilation - Demand Controlled | 2 | E2 All NEQ Savings (or negative usage) | 0.69129 | 0.68735 | 0.68932 | 0.69129 | 0.68735
Water Heater - Drainwater Heat Recovery_Retail_Existing_E2 All NEQ Savings (or negative usage) | Water Heater - Drainwater Heat Recovery_Retail_Existing | Water Heater - Drainwater Heat Recovery_Existing_E2 All NEQ Savings (or negative usage) | Water Heater - Drainwater Heat Recovery_Existing | NEQ | Existing | Retail | Water Heater - Drainwater Heat Recovery | 2 | E2 All NEQ Savings (or negative usage) | 0.018082 | 0.017976 | 0.018029 | 0.018082 | 0.017976
Water Heater - Pipe Insulation_Retail_Existing_E2 All NEQ Savings (or negative usage) | Water Heater - Pipe Insulation_Retail_Existing | Water Heater - Pipe Insulation_Existing_E2 All NEQ Savings (or negative usage) | Water Heater - Pipe Insulation_Existing | NEQ | Existing | Retail | Water Heater - Pipe Insulation | 2 | E2 All NEQ Savings (or negative usage) | 2.0594 | 2.0477 | 2.0536 | 2.0594 | 2.0477
Water Heater - Pre-Rinse Spray Valve_Retail_Existing_E2 All NEQ Savings (or negative usage) | Water Heater - Pre-Rinse Spray Valve_Retail_Existing | Water Heater - Pre-Rinse Spray Valve_Existing_E2 All NEQ Savings (or negative usage) | Water Heater - Pre-Rinse Spray Valve_Existing | NEQ | Existing | Retail | Water Heater - Pre-Rinse Spray Valve | 2 | E2 All NEQ Savings (or negative usage) | 3.2662 | 3.317 | 3.2916 | 3.2662 | 3.317
Water Heater - Solar System_Retail_Existing_E2 All NEQ Savings (or negative usage) | Water Heater - Solar System_Retail_Existing | Water Heater - Solar System_Existing_E2 All NEQ Savings (or negative usage) | Water Heater - Solar System_Existing | NEQ | Existing | Retail | Water Heater - Solar System | 2 | E2 All NEQ Savings (or negative usage) | 0.78884 | 0.78437 | 0.78661 | 0.78884 | 0.78437
Water Heater - Thermostatic Shower Restriction Valve_Retail_Existing_E2 All NEQ Savings (or negative usage) | Water Heater - Thermostatic Shower Restriction Valve_Retail_Existing | Water Heater - Thermostatic Shower Restriction Valve_Existing_E2 All NEQ Savings (or negative usage) | Water Heater - Thermostatic Shower Restriction Valve_Existing | NEQ | Existing | Retail | Water Heater - Thermostatic Shower Restriction Valve | 2 | E2 All NEQ Savings (or negative usage) | 0.38848 | 0.39479 | 0.39163 | 0.38848 | 0.39479
Windows - High Efficiency Glazing_Retail_Existing_E2 All NEQ Savings (or negative usage) | Windows - High Efficiency Glazing_Retail_Existing | Windows - High Efficiency Glazing_Existing_E2 All NEQ Savings (or negative usage) | Windows - High Efficiency Glazing_Existing | NEQ | Existing | Retail | Windows - High Efficiency Glazing | 2 | E2 All NEQ Savings (or negative usage) | 0 | 0 | 0 | 0 | 0
Windows - Secondary Glazing Systems_Retail_Existing_E2 All NEQ Savings (or negative usage) | Windows - Secondary Glazing Systems_Retail_Existing | Windows - Secondary Glazing Systems_Existing_E2 All NEQ Savings (or negative usage) | Windows - Secondary Glazing Systems_Existing | NEQ | Existing | Retail | Windows - Secondary Glazing Systems | 2 | E2 All NEQ Savings (or negative usage) | 0.14148 | 0.14019 | 0.14084 | 0.14148 | 0.14019
Advanced New Construction Designs_Warehouse_Existing_E2 All NEQ Savings (or negative usage) | Advanced New Construction Designs_Warehouse_Existing | Advanced New Construction Designs_Existing_E2 All NEQ Savings (or negative usage) | Advanced New Construction Designs_Existing | NEQ | Existing | Warehouse | Advanced New Construction Designs | 2 | E2 All NEQ Savings (or negative usage) | 0 | 0 | 0 | 0 | 0
Building Shell - Air Sealing (Infiltration Control)_Warehouse_Existing_E2 All NEQ Savings (or negative usage) | Building Shell - Air Sealing (Infiltration Control)_Warehouse_Existing | Building Shell - Air Sealing (Infiltration Control)_Existing_E2 All NEQ Savings (or negative usage) | Building Shell - Air Sealing (Infiltration Control)_Existing | NEQ | Existing | Warehouse | Building Shell - Air Sealing (Infiltration Control) | 2 | E2 All NEQ Savings (or negative usage) | 0.3584 | 0.35419 | 0.35629 | 0.3584 | 0.35419
Circulation Pump - Controls_Warehouse_Existing_E2 All NEQ Savings (or negative usage) | Circulation Pump - Controls_Warehouse_Existing | Circulation Pump - Controls_Existing_E2 All NEQ Savings (or negative usage) | Circulation Pump - Controls_Existing | NEQ | Existing | Warehouse | Circulation Pump - Controls | 2 | E2 All NEQ Savings (or negative usage) | 0.074892 | 0.074866 | 0.074879 | 0.074892 | 0.074866
Commercial Laundry - Dryer Efficiency Retrofit_Warehouse_Existing_E2 All NEQ Savings (or negative usage) | Commercial Laundry - Dryer Efficiency Retrofit_Warehouse_Existing | Commercial Laundry - Dryer Efficiency Retrofit_Existing_E2 All NEQ Savings (or negative usage) | Commercial Laundry - Dryer Efficiency Retrofit_Existing | NEQ | Existing | Warehouse | Commercial Laundry - Dryer Efficiency Retrofit | 2 | E2 All NEQ Savings (or negative usage) | 3.2462 | 3.2425 | 3.2444 | 3.2462 | 3.2425
Commercial Laundry - ENERGY STAR Washer (8.0)_Warehouse_Existing_E2 All NEQ Savings (or negative usage) | Commercial Laundry - ENERGY STAR Washer (8.0)_Warehouse_Existing | Commercial Laundry - ENERGY STAR Washer (8.0)_Existing_E2 All NEQ Savings (or negative usage) | Commercial Laundry - ENERGY STAR Washer (8.0)_Existing | NEQ | Existing | Warehouse | Commercial Laundry - ENERGY STAR Washer (8.0) | 2 | E2 All NEQ Savings (or negative usage) | 0 | 0 | 0 | 0 | 0
Commercial Laundry - Ozone Treatment_Warehouse_Existing_E2 All NEQ Savings (or negative usage) | Commercial Laundry - Ozone Treatment_Warehouse_Existing | Commercial Laundry - Ozone Treatment_Existing_E2 All NEQ Savings (or negative usage) | Commercial Laundry - Ozone Treatment_Existing | NEQ | Existing | Warehouse | Commercial Laundry - Ozone Treatment | 2 | E2 All NEQ Savings (or negative usage) | 0 | 0 | 0 | 0 | 0
Connected Thermostat - ENERGY STAR (1.0)_Warehouse_Existing_E2 All NEQ Savings (or negative usage) | Connected Thermostat - ENERGY STAR (1.0)_Warehouse_Existing | Connected Thermostat - ENERGY STAR (1.0)_Existing_E2 All NEQ Savings (or negative usage) | Connected Thermostat - ENERGY STAR (1.0)_Existing | NEQ | Existing | Warehouse | Connected Thermostat - ENERGY STAR (1.0) | 2 | E2 All NEQ Savings (or negative usage) | 0.21583 | 0.21789 | 0.21686 | 0.21583 | 0.21789
Destratification Fans (HVLS)_Warehouse_Existing_E2 All NEQ Savings (or negative usage) | Destratification Fans (HVLS)_Warehouse_Existing | Destratification Fans (HVLS)_Existing_E2 All NEQ Savings (or negative usage) | Destratification Fans (HVLS)_Existing | NEQ | Existing | Warehouse | Destratification Fans (HVLS) | 2 | E2 All NEQ Savings (or negative usage) | 0.33797 | 0.33608 | 0.33703 | 0.33797 | 0.33608
Ducting - Repair and Sealing_Warehouse_Existing_E2 All NEQ Savings (or negative usage) | Ducting - Repair and Sealing_Warehouse_Existing | Ducting - Repair and Sealing_Existing_E2 All NEQ Savings (or negative usage) | Ducting - Repair and Sealing_Existing | NEQ | Existing | Warehouse | Ducting - Repair and Sealing | 2 | E2 All NEQ Savings (or negative usage) | 0.015585 | 0.015394 | 0.01549 | 0.015585 | 0.015394
Gas Boiler - Blowdown Heat Recovery_Warehouse_Existing_E2 All NEQ Savings (or negative usage) | Gas Boiler - Blowdown Heat Recovery_Warehouse_Existing | Gas Boiler - Blowdown Heat Recovery_Existing_E2 All NEQ Savings (or negative usage) | Gas Boiler - Blowdown Heat Recovery_Existing | NEQ | Existing | Warehouse | Gas Boiler - Blowdown Heat Recovery | 2 | E2 All NEQ Savings (or negative usage) | 1.5587 | 1.539 | 1.5489 | 1.5587 | 1.539
Gas Boiler - Burner Control Optimization_Warehouse_Existing_E2 All NEQ Savings (or negative usage) | Gas Boiler - Burner Control Optimization_Warehouse_Existing | Gas Boiler - Burner Control Optimization_Existing_E2 All NEQ Savings (or negative usage) | Gas Boiler - Burner Control Optimization_Existing | NEQ | Existing | Warehouse | Gas Boiler - Burner Control Optimization | 2 | E2 All NEQ Savings (or negative usage) | 0.60796 | 0.60028 | 0.60412 | 0.60796 | 0.60028
Gas Boiler - High Turndown Burner_Warehouse_Existing_E2 All NEQ Savings (or negative usage) | Gas Boiler - High Turndown Burner_Warehouse_Existing | Gas Boiler - High Turndown Burner_Existing_E2 All NEQ Savings (or negative usage) | Gas Boiler - High Turndown Burner_Existing | NEQ | Existing | Warehouse | Gas Boiler - High Turndown Burner | 2 | E2 All NEQ Savings (or negative usage) | 1.0282 | 1.0155 | 1.0218 | 1.0282 | 1.0155
Gas Boiler - Hot Water Reset_Warehouse_Existing_E2 All NEQ Savings (or negative usage) | Gas Boiler - Hot Water Reset_Warehouse_Existing | Gas Boiler - Hot Water Reset_Existing_E2 All NEQ Savings (or negative usage) | Gas Boiler - Hot Water Reset_Existing | NEQ | Existing | Warehouse | Gas Boiler - Hot Water Reset | 2 | E2 All NEQ Savings (or negative usage) | 6.3483 | 6.2589 | 6.3036 | 6.3483 | 6.2589
Gas Boiler - Insulate Hot Water Lines_Warehouse_Existing_E2 All NEQ Savings (or negative usage) | Gas Boiler - Insulate Hot Water Lines_Warehouse_Existing | Gas Boiler - Insulate Hot Water Lines_Existing_E2 All NEQ Savings (or negative usage) | Gas Boiler - Insulate Hot Water Lines_Existing | NEQ | Existing | Warehouse | Gas Boiler - Insulate Hot Water Lines | 2 | E2 All NEQ Savings (or negative usage) | 0.78332 | 0.77439 | 0.77886 | 0.78332 | 0.77439
Gas Boiler - Insulate Steam Lines/Condensate Tank_Warehouse_Existing_E2 All NEQ Savings (or negative usage) | Gas Boiler - Insulate Steam Lines/Condensate Tank_Warehouse_Existing | Gas Boiler - Insulate Steam Lines/Condensate Tank_Existing_E2 All NEQ Savings (or negative usage) | Gas Boiler - Insulate Steam Lines/Condensate Tank_Existing | NEQ | Existing | Warehouse | Gas Boiler - Insulate Steam Lines/Condensate Tank | 2 | E2 All NEQ Savings (or negative usage) | 1.2283 | 1.2143 | 1.2213 | 1.2283 | 1.2143
Gas Boiler - Maintenance_Warehouse_Existing_E2 All NEQ Savings (or negative usage) | Gas Boiler - Maintenance_Warehouse_Existing | Gas Boiler - Maintenance_Existing_E2 All NEQ Savings (or negative usage) | Gas Boiler - Maintenance_Existing | NEQ | Existing | Warehouse | Gas Boiler - Maintenance | 2 | E2 All NEQ Savings (or negative usage) | 0.90141 | 0.91604 | 0.90872 | 0.90141 | 0.91604
Gas Boiler - Radiator Replacement_Warehouse_Existing_E2 All NEQ Savings (or negative usage) | Gas Boiler - Radiator Replacement_Warehouse_Existing | Gas Boiler - Radiator Replacement_Existing_E2 All NEQ Savings (or negative usage) | Gas Boiler - Radiator Replacement_Existing | NEQ | Existing | Warehouse | Gas Boiler - Radiator Replacement | 2 | E2 All NEQ Savings (or negative usage) | 1.6976 | 1.6781 | 1.6878 | 1.6976 | 1.6781
Gas Boiler - Stack Economizer_Warehouse_Existing_E2 All NEQ Savings (or negative usage) | Gas Boiler - Stack Economizer_Warehouse_Existing | Gas Boiler - Stack Economizer_Existing_E2 All NEQ Savings (or negative usage) | Gas Boiler - Stack Economizer_Existing | NEQ | Existing | Warehouse | Gas Boiler - Stack Economizer | 2 | E2 All NEQ Savings (or negative usage) | 3.1853 | 3.149 | 3.1672 | 3.1853 | 3.149
Gas Boiler - Steam Trap Replacement_Warehouse_Existing_E2 All NEQ Savings (or negative usage) | Gas Boiler - Steam Trap Replacement_Warehouse_Existing | Gas Boiler - Steam Trap Replacement_Existing_E2 All NEQ Savings (or negative usage) | Gas Boiler - Steam Trap Replacement_Existing | NEQ | Existing | Warehouse | Gas Boiler - Steam Trap Replacement | 2 | E2 All NEQ Savings (or negative usage) | 13.1211 | 13.2428 | 13.182 | 13.1211 | 13.2428
Gas Boiler - Thermostatic Radiator Valves_Warehouse_Existing_E2 All NEQ Savings (or negative usage) | Gas Boiler - Thermostatic Radiator Valves_Warehouse_Existing | Gas Boiler - Thermostatic Radiator Valves_Existing_E2 All NEQ Savings (or negative usage) | Gas Boiler - Thermostatic Radiator Valves_Existing | NEQ | Existing | Warehouse | Gas Boiler - Thermostatic Radiator Valves | 2 | E2 All NEQ Savings (or negative usage) | 10.9775 | 10.8524 | 10.9149 | 10.9775 | 10.8524
Gas Furnace - Maintenance_Warehouse_Existing_E2 All NEQ Savings (or negative usage) | Gas Furnace - Maintenance_Warehouse_Existing | Gas Furnace - Maintenance_Existing_E2 All NEQ Savings (or negative usage) | Gas Furnace - Maintenance_Existing | NEQ | Existing | Warehouse | Gas Furnace - Maintenance | 2 | E2 All NEQ Savings (or negative usage) | 0.11526 | 0.11726 | 0.11626 | 0.11526 | 0.11726
Gas-Fired Combination Heat Pump Conversion_Warehouse_Existing_E2 All NEQ Savings (or negative usage) | Gas-Fired Combination Heat Pump Conversion_Warehouse_Existing | Gas-Fired Combination Heat Pump Conversion_Existing_E2 All NEQ Savings (or negative usage) | Gas-Fired Combination Heat Pump Conversion_Existing | NEQ | Existing | Warehouse | Gas-Fired Combination Heat Pump Conversion | 2 | E2 All NEQ Savings (or negative usage) | 0.12519 | 0.12374 | 0.12446 | 0.12519 | 0.12374
HVAC - Dedicated Outdoor Air System (DOAS)_Warehouse_Existing_E2 All NEQ Savings (or negative usage) | HVAC - Dedicated Outdoor Air System (DOAS)_Warehouse_Existing | HVAC - Dedicated Outdoor Air System (DOAS)_Existing_E2 All NEQ Savings (or negative usage) | HVAC - Dedicated Outdoor Air System (DOAS)_Existing | NEQ | Existing | Warehouse | HVAC - Dedicated Outdoor Air System (DOAS) | 2 | E2 All NEQ Savings (or negative usage) | 0 | 0 | 0 | 0 | 0
HVAC - Energy Recovery Ventilator_Warehouse_Existing_E2 All NEQ Savings (or negative usage) | HVAC - Energy Recovery Ventilator_Warehouse_Existing | HVAC - Energy Recovery Ventilator_Existing_E2 All NEQ Savings (or negative usage) | HVAC - Energy Recovery Ventilator_Existing | NEQ | Existing | Warehouse | HVAC - Energy Recovery Ventilator | 2 | E2 All NEQ Savings (or negative usage) | 0.80886 | 0.80038 | 0.80462 | 0.80886 | 0.80038
HVAC - Shut Off Damper_Warehouse_Existing_E2 All NEQ Savings (or negative usage) | HVAC - Shut Off Damper_Warehouse_Existing | HVAC - Shut Off Damper_Existing_E2 All NEQ Savings (or negative usage) | HVAC - Shut Off Damper_Existing | NEQ | Existing | Warehouse | HVAC - Shut Off Damper | 2 | E2 All NEQ Savings (or negative usage) | 0.12604 | 0.12465 | 0.12535 | 0.12604 | 0.12465
Industrial Air Curtains_Warehouse_Existing_E2 All NEQ Savings (or negative usage) | Industrial Air Curtains_Warehouse_Existing | Industrial Air Curtains_Existing_E2 All NEQ Savings (or negative usage) | Industrial Air Curtains_Existing | NEQ | Existing | Warehouse | Industrial Air Curtains | 2 | E2 All NEQ Savings (or negative usage) | 1.1566 | 1.1445 | 1.1505 | 1.1566 | 1.1445
Infiltration Control - Loading Dock Sealing_Warehouse_Existing_E2 All NEQ Savings (or negative usage) | Infiltration Control - Loading Dock Sealing_Warehouse_Existing | Infiltration Control - Loading Dock Sealing_Existing_E2 All NEQ Savings (or negative usage) | Infiltration Control - Loading Dock Sealing_Existing | NEQ | Existing | Warehouse | Infiltration Control - Loading Dock Sealing | 2 | E2 All NEQ Savings (or negative usage) | 0.76933 | 0.76127 | 0.7653 | 0.76933 | 0.76127
Insulation - Ceiling_Warehouse_Existing_E2 All NEQ Savings (or negative usage) | Insulation - Ceiling_Warehouse_Existing | Insulation - Ceiling_Existing_E2 All NEQ Savings (or negative usage) | Insulation - Ceiling_Existing | NEQ | Existing | Warehouse | Insulation - Ceiling | 2 | E2 All NEQ Savings (or negative usage) | 0.30826 | 0.30583 | 0.30705 | 0.30826 | 0.30583
Insulation - Ducting_Warehouse_Existing_E2 All NEQ Savings (or negative usage) | Insulation - Ducting_Warehouse_Existing | Insulation - Ducting_Existing_E2 All NEQ Savings (or negative usage) | Insulation - Ducting_Existing | NEQ | Existing | Warehouse | Insulation - Ducting | 2 | E2 All NEQ Savings (or negative usage) | 0.0011503 | 0.0011362 | 0.0011433 | 0.0011503 | 0.0011362
Insulation - Wall Cavity_Warehouse_Existing_E2 All NEQ Savings (or negative usage) | Insulation - Wall Cavity_Warehouse_Existing | Insulation - Wall Cavity_Existing_E2 All NEQ Savings (or negative usage) | Insulation - Wall Cavity_Existing | NEQ | Existing | Warehouse | Insulation - Wall Cavity | 2 | E2 All NEQ Savings (or negative usage) | 1.2638 | 1.2539 | 1.2588 | 1.2638 | 1.2539
Kitchen Ventilation - Advanced Controls_Warehouse_Existing_E2 All NEQ Savings (or negative usage) | Kitchen Ventilation - Advanced Controls_Warehouse_Existing | Kitchen Ventilation - Advanced Controls_Existing_E2 All NEQ Savings (or negative usage) | Kitchen Ventilation - Advanced Controls_Existing | NEQ | Existing | Warehouse | Kitchen Ventilation - Advanced Controls | 2 | E2 All NEQ Savings (or negative usage) | 1.2238 | 1.2095 | 1.2167 | 1.2238 | 1.2095
Lodging - Guest Room Controls_Warehouse_Existing_E2 All NEQ Savings (or negative usage) | Lodging - Guest Room Controls_Warehouse_Existing | Lodging - Guest Room Controls_Existing_E2 All NEQ Savings (or negative usage) | Lodging - Guest Room Controls_Existing | NEQ | Existing | Warehouse | Lodging - Guest Room Controls | 2 | E2 All NEQ Savings (or negative usage) | 0 | 0 | 0 | 0 | 0
Pool Heater - Night Covers_Warehouse_Existing_E2 All NEQ Savings (or negative usage) | Pool Heater - Night Covers_Warehouse_Existing | Pool Heater - Night Covers_Existing_E2 All NEQ Savings (or negative usage) | Pool Heater - Night Covers_Existing | NEQ | Existing | Warehouse | Pool Heater - Night Covers | 2 | E2 All NEQ Savings (or negative usage) | 0.17804 | 0.17906 | 0.17855 | 0.17804 | 0.17906
Refrigeration - Heat Recovery_Warehouse_Existing_E2 All NEQ Savings (or negative usage) | Refrigeration - Heat Recovery_Warehouse_Existing | Refrigeration - Heat Recovery_Existing_E2 All NEQ Savings (or negative usage) | Refrigeration - Heat Recovery_Existing | NEQ | Existing | Warehouse | Refrigeration - Heat Recovery | 2 | E2 All NEQ Savings (or negative usage) | 0.28028 | 0.2787 | 0.27949 | 0.28028 | 0.2787
Retrocommissioning_Warehouse_Existing_E2 All NEQ Savings (or negative usage) | Retrocommissioning_Warehouse_Existing | Retrocommissioning_Existing_E2 All NEQ Savings (or negative usage) | Retrocommissioning_Existing | NEQ | Existing | Warehouse | Retrocommissioning | 2 | E2 All NEQ Savings (or negative usage) | 8.4006 | 8.547 | 8.4738 | 8.4006 | 8.547
Strategic Energy Management_Warehouse_Existing_E2 All NEQ Savings (or negative usage) | Strategic Energy Management_Warehouse_Existing | Strategic Energy Management_Existing_E2 All NEQ Savings (or negative usage) | Strategic Energy Management_Existing | NEQ | Existing | Warehouse | Strategic Energy Management | 2 | E2 All NEQ Savings (or negative usage) | 0.10932 | 0.11122 | 0.11027 | 0.10932 | 0.11122
Thermostat - Programmable_Warehouse_Existing_E2 All NEQ Savings (or negative usage) | Thermostat - Programmable_Warehouse_Existing | Thermostat - Programmable_Existing_E2 All NEQ Savings (or negative usage) | Thermostat - Programmable_Existing | NEQ | Existing | Warehouse | Thermostat - Programmable | 2 | E2 All NEQ Savings (or negative usage) | 247.6827 | 244.4186 | 246.0507 | 247.6827 | 244.4186
Ventilation - Demand Controlled_Warehouse_Existing_E2 All NEQ Savings (or negative usage) | Ventilation - Demand Controlled_Warehouse_Existing | Ventilation - Demand Controlled_Existing_E2 All NEQ Savings (or negative usage) | Ventilation - Demand Controlled_Existing | NEQ | Existing | Warehouse | Ventilation - Demand Controlled | 2 | E2 All NEQ Savings (or negative usage) | 0.60795 | 0.60421 | 0.60608 | 0.60795 | 0.60421
Water Heater - Drainwater Heat Recovery_Warehouse_Existing_E2 All NEQ Savings (or negative usage) | Water Heater - Drainwater Heat Recovery_Warehouse_Existing | Water Heater - Drainwater Heat Recovery_Existing_E2 All NEQ Savings (or negative usage) | Water Heater - Drainwater Heat Recovery_Existing | NEQ | Existing | Warehouse | Water Heater - Drainwater Heat Recovery | 2 | E2 All NEQ Savings (or negative usage) | 0.00076694 | 0.00076246 | 0.0007647 | 0.00076694 | 0.00076246
Water Heater - Pipe Insulation_Warehouse_Existing_E2 All NEQ Savings (or negative usage) | Water Heater - Pipe Insulation_Warehouse_Existing | Water Heater - Pipe Insulation_Existing_E2 All NEQ Savings (or negative usage) | Water Heater - Pipe Insulation_Existing | NEQ | Existing | Warehouse | Water Heater - Pipe Insulation | 2 | E2 All NEQ Savings (or negative usage) | 0.10808 | 0.10747 | 0.10777 | 0.10808 | 0.10747
Water Heater - Pre-Rinse Spray Valve_Warehouse_Existing_E2 All NEQ Savings (or negative usage) | Water Heater - Pre-Rinse Spray Valve_Warehouse_Existing | Water Heater - Pre-Rinse Spray Valve_Existing_E2 All NEQ Savings (or negative usage) | Water Heater - Pre-Rinse Spray Valve_Existing | NEQ | Existing | Warehouse | Water Heater - Pre-Rinse Spray Valve | 2 | E2 All NEQ Savings (or negative usage) | 1.2713 | 1.2911 | 1.2812 | 1.2713 | 1.2911
Water Heater - Solar System_Warehouse_Existing_E2 All NEQ Savings (or negative usage) | Water Heater - Solar System_Warehouse_Existing | Water Heater - Solar System_Existing_E2 All NEQ Savings (or negative usage) | Water Heater - Solar System_Existing | NEQ | Existing | Warehouse | Water Heater - Solar System | 2 | E2 All NEQ Savings (or negative usage) | 0.20354 | 0.20239 | 0.20297 | 0.20354 | 0.20239
Water Heater - Thermostatic Shower Restriction Valve_Warehouse_Existing_E2 All NEQ Savings (or negative usage) | Water Heater - Thermostatic Shower Restriction Valve_Warehouse_Existing | Water Heater - Thermostatic Shower Restriction Valve_Existing_E2 All NEQ Savings (or negative usage) | Water Heater - Thermostatic Shower Restriction Valve_Existing | NEQ | Existing | Warehouse | Water Heater - Thermostatic Shower Restriction Valve | 2 | E2 All NEQ Savings (or negative usage) | 0.0075601 | 0.0076832 | 0.0076217 | 0.0075601 | 0.0076832
Windows - High Efficiency Glazing_Warehouse_Existing_E2 All NEQ Savings (or negative usage) | Windows - High Efficiency Glazing_Warehouse_Existing | Windows - High Efficiency Glazing_Existing_E2 All NEQ Savings (or negative usage) | Windows - High Efficiency Glazing_Existing | NEQ | Existing | Warehouse | Windows - High Efficiency Glazing | 2 | E2 All NEQ Savings (or negative usage) | 0 | 0 | 0 | 0 | 0
Windows - Secondary Glazing Systems_Warehouse_Existing_E2 All NEQ Savings (or negative usage) | Windows - Secondary Glazing Systems_Warehouse_Existing | Windows - Secondary Glazing Systems_Existing_E2 All NEQ Savings (or negative usage) | Windows - Secondary Glazing Systems_Existing | NEQ | Existing | Warehouse | Windows - Secondary Glazing Systems | 2 | E2 All NEQ Savings (or negative usage) | 0.14035 | 0.139 | 0.13968 | 0.14035 | 0.139
Advanced New Construction Designs_Education_New_E2 All NEQ Savings (or negative usage) | Advanced New Construction Designs_Education_New | Advanced New Construction Designs_New_E2 All NEQ Savings (or negative usage) | Advanced New Construction Designs_New | NEQ | New | Education | Advanced New Construction Designs | 2 | E2 All NEQ Savings (or negative usage) | 0 | 0 | 0 | 0 | 0
Building Shell - Air Sealing (Infiltration Control)_Education_New_E2 All NEQ Savings (or negative usage) | Building Shell - Air Sealing (Infiltration Control)_Education_New | Building Shell - Air Sealing (Infiltration Control)_New_E2 All NEQ Savings (or negative usage) | Building Shell - Air Sealing (Infiltration Control)_New | NEQ | New | Education | Building Shell - Air Sealing (Infiltration Control) | 2 | E2 All NEQ Savings (or negative usage) | 0 | 0 | 0 | 0 | 0
Circulation Pump - Controls_Education_New_E2 All NEQ Savings (or negative usage) | Circulation Pump - Controls_Education_New | Circulation Pump - Controls_New_E2 All NEQ Savings (or negative usage) | Circulation Pump - Controls_New | NEQ | New | Education | Circulation Pump - Controls | 2 | E2 All NEQ Savings (or negative usage) | 0 | 0 | 0 | 0 | 0
Commercial Laundry - Dryer Efficiency Retrofit_Education_New_E2 All NEQ Savings (or negative usage) | Commercial Laundry - Dryer Efficiency Retrofit_Education_New | Commercial Laundry - Dryer Efficiency Retrofit_New_E2 All NEQ Savings (or negative usage) | Commercial Laundry - Dryer Efficiency Retrofit_New | NEQ | New | Education | Commercial Laundry - Dryer Efficiency Retrofit | 2 | E2 All NEQ Savings (or negative usage) | 0 | 0 | 0 | 0 | 0
Commercial Laundry - ENERGY STAR Washer (8.0)_Education_New_E2 All NEQ Savings (or negative usage) | Commercial Laundry - ENERGY STAR Washer (8.0)_Education_New | Commercial Laundry - ENERGY STAR Washer (8.0)_New_E2 All NEQ Savings (or negative usage) | Commercial Laundry - ENERGY STAR Washer (8.0)_New | NEQ | New | Education | Commercial Laundry - ENERGY STAR Washer (8.0) | 2 | E2 All NEQ Savings (or negative usage) | 0 | 0 | 0 | 0 | 0
Commercial Laundry - Ozone Treatment_Education_New_E2 All NEQ Savings (or negative usage) | Commercial Laundry - Ozone Treatment_Education_New | Commercial Laundry - Ozone Treatment_New_E2 All NEQ Savings (or negative usage) | Commercial Laundry - Ozone Treatment_New | NEQ | New | Education | Commercial Laundry - Ozone Treatment | 2 | E2 All NEQ Savings (or negative usage) | 0.82394 | 0.82394 | 0.82394 | 0.82394 | 0.82394
Connected Thermostat - ENERGY STAR (1.0)_Education_New_E2 All NEQ Savings (or negative usage) | Connected Thermostat - ENERGY STAR (1.0)_Education_New | Connected Thermostat - ENERGY STAR (1.0)_New_E2 All NEQ Savings (or negative usage) | Connected Thermostat - ENERGY STAR (1.0)_New | NEQ | New | Education | Connected Thermostat - ENERGY STAR (1.0) | 2 | E2 All NEQ Savings (or negative usage) | 0 | 0 | 0 | 0 | 0
Destratification Fans (HVLS)_Education_New_E2 All NEQ Savings (or negative usage) | Destratification Fans (HVLS)_Education_New | Destratification Fans (HVLS)_New_E2 All NEQ Savings (or negative usage) | Destratification Fans (HVLS)_New | NEQ | New | Education | Destratification Fans (HVLS) | 2 | E2 All NEQ Savings (or negative usage) | 0 | 0 | 0 | 0 | 0
Ducting - Repair and Sealing_Education_New_E2 All NEQ Savings (or negative usage) | Ducting - Repair and Sealing_Education_New | Ducting - Repair and Sealing_New_E2 All NEQ Savings (or negative usage) | Ducting - Repair and Sealing_New | NEQ | New | Education | Ducting - Repair and Sealing | 2 | E2 All NEQ Savings (or negative usage) | 0 | 0 | 0 | 0 | 0
Gas Boiler - Blowdown Heat Recovery_Education_New_E2 All NEQ Savings (or negative usage) | Gas Boiler - Blowdown Heat Recovery_Education_New | Gas Boiler - Blowdown Heat Recovery_New_E2 All NEQ Savings (or negative usage) | Gas Boiler - Blowdown Heat Recovery_New | NEQ | New | Education | Gas Boiler - Blowdown Heat Recovery | 2 | E2 All NEQ Savings (or negative usage) | 0 | 0 | 0 | 0 | 0
Gas Boiler - Burner Control Optimization_Education_New_E2 All NEQ Savings (or negative usage) | Gas Boiler - Burner Control Optimization_Education_New | Gas Boiler - Burner Control Optimization_New_E2 All NEQ Savings (or negative usage) | Gas Boiler - Burner Control Optimization_New | NEQ | New | Education | Gas Boiler - Burner Control Optimization | 2 | E2 All NEQ Savings (or negative usage) | 0 | 0 | 0 | 0 | 0
Gas Boiler - High Turndown Burner_Education_New_E2 All NEQ Savings (or negative usage) | Gas Boiler - High Turndown Burner_Education_New | Gas Boiler - High Turndown Burner_New_E2 All NEQ Savings (or negative usage) | Gas Boiler - High Turndown Burner_New | NEQ | New | Education | Gas Boiler - High Turndown Burner | 2 | E2 All NEQ Savings (or negative usage) | 0 | 0 | 0 | 0 | 0
Gas Boiler - Hot Water Reset_Education_New_E2 All NEQ Savings (or negative usage) | Gas Boiler - Hot Water Reset_Education_New | Gas Boiler - Hot Water Reset_New_E2 All NEQ Savings (or negative usage) | Gas Boiler - Hot Water Reset_New | NEQ | New | Education | Gas Boiler - Hot Water Reset | 2 | E2 All NEQ Savings (or negative usage) | 0 | 0 | 0 | 0 | 0
Gas Boiler - Insulate Hot Water Lines_Education_New_E2 All NEQ Savings (or negative usage) | Gas Boiler - Insulate Hot Water Lines_Education_New | Gas Boiler - Insulate Hot Water Lines_New_E2 All NEQ Savings (or negative usage) | Gas Boiler - Insulate Hot Water Lines_New | NEQ | New | Education | Gas Boiler - Insulate Hot Water Lines | 2 | E2 All NEQ Savings (or negative usage) | 0 | 0 | 0 | 0 | 0
Gas Boiler - Insulate Steam Lines/Condensate Tank_Education_New_E2 All NEQ Savings (or negative usage) | Gas Boiler - Insulate Steam Lines/Condensate Tank_Education_New | Gas Boiler - Insulate Steam Lines/Condensate Tank_New_E2 All NEQ Savings (or negative usage) | Gas Boiler - Insulate Steam Lines/Condensate Tank_New | NEQ | New | Education | Gas Boiler - Insulate Steam Lines/Condensate Tank | 2 | E2 All NEQ Savings (or negative usage) | 0 | 0 | 0 | 0 | 0
Gas Boiler - Maintenance_Education_New_E2 All NEQ Savings (or negative usage) | Gas Boiler - Maintenance_Education_New | Gas Boiler - Maintenance_New_E2 All NEQ Savings (or negative usage) | Gas Boiler - Maintenance_New | NEQ | New | Education | Gas Boiler - Maintenance | 2 | E2 All NEQ Savings (or negative usage) | 0 | 0 | 0 | 0 | 0
Gas Boiler - Radiator Replacement_Education_New_E2 All NEQ Savings (or negative usage) | Gas Boiler - Radiator Replacement_Education_New | Gas Boiler - Radiator Replacement_New_E2 All NEQ Savings (or negative usage) | Gas Boiler - Radiator Replacement_New | NEQ | New | Education | Gas Boiler - Radiator Replacement | 2 | E2 All NEQ Savings (or negative usage) | 0 | 0 | 0 | 0 | 0
Gas Boiler - Stack Economizer_Education_New_E2 All NEQ Savings (or negative usage) | Gas Boiler - Stack Economizer_Education_New | Gas Boiler - Stack Economizer_New_E2 All NEQ Savings (or negative usage) | Gas Boiler - Stack Economizer_New | NEQ | New | Education | Gas Boiler - Stack Economizer | 2 | E2 All NEQ Savings (or negative usage) | 0 | 0 | 0 | 0 | 0
Gas Boiler - Steam Trap Replacement_Education_New_E2 All NEQ Savings (or negative usage) | Gas Boiler - Steam Trap Replacement_Education_New | Gas Boiler - Steam Trap Replacement_New_E2 All NEQ Savings (or negative usage) | Gas Boiler - Steam Trap Replacement_New | NEQ | New | Education | Gas Boiler - Steam Trap Replacement | 2 | E2 All NEQ Savings (or negative usage) | 0 | 0 | 0 | 0 | 0
Gas Boiler - Thermostatic Radiator Valves_Education_New_E2 All NEQ Savings (or negative usage) | Gas Boiler - Thermostatic Radiator Valves_Education_New | Gas Boiler - Thermostatic Radiator Valves_New_E2 All NEQ Savings (or negative usage) | Gas Boiler - Thermostatic Radiator Valves_New | NEQ | New | Education | Gas Boiler - Thermostatic Radiator Valves | 2 | E2 All NEQ Savings (or negative usage) | 0 | 0 | 0 | 0 | 0
Gas Furnace - Maintenance_Education_New_E2 All NEQ Savings (or negative usage) | Gas Furnace - Maintenance_Education_New | Gas Furnace - Maintenance_New_E2 All NEQ Savings (or negative usage) | Gas Furnace - Maintenance_New | NEQ | New | Education | Gas Furnace - Maintenance | 2 | E2 All NEQ Savings (or negative usage) | 0 | 0 | 0 | 0 | 0
Gas-Fired Combination Heat Pump Conversion_Education_New_E2 All NEQ Savings (or negative usage) | Gas-Fired Combination Heat Pump Conversion_Education_New | Gas-Fired Combination Heat Pump Conversion_New_E2 All NEQ Savings (or negative usage) | Gas-Fired Combination Heat Pump Conversion_New | NEQ | New | Education | Gas-Fired Combination Heat Pump Conversion | 2 | E2 All NEQ Savings (or negative usage) | 0 | 0 | 0 | 0 | 0
HVAC - Dedicated Outdoor Air System (DOAS)_Education_New_E2 All NEQ Savings (or negative usage) | HVAC - Dedicated Outdoor Air System (DOAS)_Education_New | HVAC - Dedicated Outdoor Air System (DOAS)_New_E2 All NEQ Savings (or negative usage) | HVAC - Dedicated Outdoor Air System (DOAS)_New | NEQ | New | Education | HVAC - Dedicated Outdoor Air System (DOAS) | 2 | E2 All NEQ Savings (or negative usage) | 0 | 0 | 0 | 0 | 0
HVAC - Energy Recovery Ventilator_Education_New_E2 All NEQ Savings (or negative usage) | HVAC - Energy Recovery Ventilator_Education_New | HVAC - Energy Recovery Ventilator_New_E2 All NEQ Savings (or negative usage) | HVAC - Energy Recovery Ventilator_New | NEQ | New | Education | HVAC - Energy Recovery Ventilator | 2 | E2 All NEQ Savings (or negative usage) | 0 | 0 | 0 | 0 | 0
HVAC - Shut Off Damper_Education_New_E2 All NEQ Savings (or negative usage) | HVAC - Shut Off Damper_Education_New | HVAC - Shut Off Damper_New_E2 All NEQ Savings (or negative usage) | HVAC - Shut Off Damper_New | NEQ | New | Education | HVAC - Shut Off Damper | 2 | E2 All NEQ Savings (or negative usage) | 0 | 0 | 0 | 0 | 0
Industrial Air Curtains_Education_New_E2 All NEQ Savings (or negative usage) | Industrial Air Curtains_Education_New | Industrial Air Curtains_New_E2 All NEQ Savings (or negative usage) | Industrial Air Curtains_New | NEQ | New | Education | Industrial Air Curtains | 2 | E2 All NEQ Savings (or negative usage) | 0 | 0 | 0 | 0 | 0
Infiltration Control - Loading Dock Sealing_Education_New_E2 All NEQ Savings (or negative usage) | Infiltration Control - Loading Dock Sealing_Education_New | Infiltration Control - Loading Dock Sealing_New_E2 All NEQ Savings (or negative usage) | Infiltration Control - Loading Dock Sealing_New | NEQ | New | Education | Infiltration Control - Loading Dock Sealing | 2 | E2 All NEQ Savings (or negative usage) | 0 | 0 | 0 | 0 | 0
Insulation - Ceiling_Education_New_E2 All NEQ Savings (or negative usage) | Insulation - Ceiling_Education_New | Insulation - Ceiling_New_E2 All NEQ Savings (or negative usage) | Insulation - Ceiling_New | NEQ | New | Education | Insulation - Ceiling | 2 | E2 All NEQ Savings (or negative usage) | 0 | 0 | 0 | 0 | 0
Insulation - Ducting_Education_New_E2 All NEQ Savings (or negative usage) | Insulation - Ducting_Education_New | Insulation - Ducting_New_E2 All NEQ Savings (or negative usage) | Insulation - Ducting_New | NEQ | New | Education | Insulation - Ducting | 2 | E2 All NEQ Savings (or negative usage) | 0 | 0 | 0 | 0 | 0
Insulation - Wall Cavity_Education_New_E2 All NEQ Savings (or negative usage) | Insulation - Wall Cavity_Education_New | Insulation - Wall Cavity_New_E2 All NEQ Savings (or negative usage) | Insulation - Wall Cavity_New | NEQ | New | Education | Insulation - Wall Cavity | 2 | E2 All NEQ Savings (or negative usage) | 0 | 0 | 0 | 0 | 0
Kitchen Ventilation - Advanced Controls_Education_New_E2 All NEQ Savings (or negative usage) | Kitchen Ventilation - Advanced Controls_Education_New | Kitchen Ventilation - Advanced Controls_New_E2 All NEQ Savings (or negative usage) | Kitchen Ventilation - Advanced Controls_New | NEQ | New | Education | Kitchen Ventilation - Advanced Controls | 2 | E2 All NEQ Savings (or negative usage) | 0 | 0 | 0 | 0 | 0
Lodging - Guest Room Controls_Education_New_E2 All NEQ Savings (or negative usage) | Lodging - Guest Room Controls_Education_New | Lodging - Guest Room Controls_New_E2 All NEQ Savings (or negative usage) | Lodging - Guest Room Controls_New | NEQ | New | Education | Lodging - Guest Room Controls | 2 | E2 All NEQ Savings (or negative usage) | 0 | 0 | 0 | 0 | 0
Pool Heater - Night Covers_Education_New_E2 All NEQ Savings (or negative usage) | Pool Heater - Night Covers_Education_New | Pool Heater - Night Covers_New_E2 All NEQ Savings (or negative usage) | Pool Heater - Night Covers_New | NEQ | New | Education | Pool Heater - Night Covers | 2 | E2 All NEQ Savings (or negative usage) | 0.10407 | 0.10407 | 0.10407 | 0.10407 | 0.10407
Refrigeration - Heat Recovery_Education_New_E2 All NEQ Savings (or negative usage) | Refrigeration - Heat Recovery_Education_New | Refrigeration - Heat Recovery_New_E2 All NEQ Savings (or negative usage) | Refrigeration - Heat Recovery_New | NEQ | New | Education | Refrigeration - Heat Recovery | 2 | E2 All NEQ Savings (or negative usage) | 0 | 0 | 0 | 0 | 0
Retrocommissioning_Education_New_E2 All NEQ Savings (or negative usage) | Retrocommissioning_Education_New | Retrocommissioning_New_E2 All NEQ Savings (or negative usage) | Retrocommissioning_New | NEQ | New | Education | Retrocommissioning | 2 | E2 All NEQ Savings (or negative usage) | 0 | 0 | 0 | 0 | 0
Strategic Energy Management_Education_New_E2 All NEQ Savings (or negative usage) | Strategic Energy Management_Education_New | Strategic Energy Management_New_E2 All NEQ Savings (or negative usage) | Strategic Energy Management_New | NEQ | New | Education | Strategic Energy Management | 2 | E2 All NEQ Savings (or negative usage) | 0 | 0 | 0 | 0 | 0
Thermostat - Programmable_Education_New_E2 All NEQ Savings (or negative usage) | Thermostat - Programmable_Education_New | Thermostat - Programmable_New_E2 All NEQ Savings (or negative usage) | Thermostat - Programmable_New | NEQ | New | Education | Thermostat - Programmable | 2 | E2 All NEQ Savings (or negative usage) | 0 | 0 | 0 | 0 | 0
Ventilation - Demand Controlled_Education_New_E2 All NEQ Savings (or negative usage) | Ventilation - Demand Controlled_Education_New | Ventilation - Demand Controlled_New_E2 All NEQ Savings (or negative usage) | Ventilation - Demand Controlled_New | NEQ | New | Education | Ventilation - Demand Controlled | 2 | E2 All NEQ Savings (or negative usage) | 0 | 0 | 0 | 0 | 0
Water Heater - Drainwater Heat Recovery_Education_New_E2 All NEQ Savings (or negative usage) | Water Heater - Drainwater Heat Recovery_Education_New | Water Heater - Drainwater Heat Recovery_New_E2 All NEQ Savings (or negative usage) | Water Heater - Drainwater Heat Recovery_New | NEQ | New | Education | Water Heater - Drainwater Heat Recovery | 2 | E2 All NEQ Savings (or negative usage) | 0 | 0 | 0 | 0 | 0
Water Heater - Pipe Insulation_Education_New_E2 All NEQ Savings (or negative usage) | Water Heater - Pipe Insulation_Education_New | Water Heater - Pipe Insulation_New_E2 All NEQ Savings (or negative usage) | Water Heater - Pipe Insulation_New | NEQ | New | Education | Water Heater - Pipe Insulation | 2 | E2 All NEQ Savings (or negative usage) | 0 | 0 | 0 | 0 | 0
Water Heater - Pre-Rinse Spray Valve_Education_New_E2 All NEQ Savings (or negative usage) | Water Heater - Pre-Rinse Spray Valve_Education_New | Water Heater - Pre-Rinse Spray Valve_New_E2 All NEQ Savings (or negative usage) | Water Heater - Pre-Rinse Spray Valve_New | NEQ | New | Education | Water Heater - Pre-Rinse Spray Valve | 2 | E2 All NEQ Savings (or negative usage) | 0 | 0 | 0 | 0 | 0
Water Heater - Solar System_Education_New_E2 All NEQ Savings (or negative usage) | Water Heater - Solar System_Education_New | Water Heater - Solar System_New_E2 All NEQ Savings (or negative usage) | Water Heater - Solar System_New | NEQ | New | Education | Water Heater - Solar System | 2 | E2 All NEQ Savings (or negative usage) | 0 | 0 | 0 | 0 | 0
Water Heater - Thermostatic Shower Restriction Valve_Education_New_E2 All NEQ Savings (or negative usage) | Water Heater - Thermostatic Shower Restriction Valve_Education_New | Water Heater - Thermostatic Shower Restriction Valve_New_E2 All NEQ Savings (or negative usage) | Water Heater - Thermostatic Shower Restriction Valve_New | NEQ | New | Education | Water Heater - Thermostatic Shower Restriction Valve | 2 | E2 All NEQ Savings (or negative usage) | 0 | 0 | 0 | 0 | 0
Windows - High Efficiency Glazing_Education_New_E2 All NEQ Savings (or negative usage) | Windows - High Efficiency Glazing_Education_New | Windows - High Efficiency Glazing_New_E2 All NEQ Savings (or negative usage) | Windows - High Efficiency Glazing_New | NEQ | New | Education | Windows - High Efficiency Glazing | 2 | E2 All NEQ Savings (or negative usage) | 0 | 0 | 0 | 0 | 0
Windows - Secondary Glazing Systems_Education_New_E2 All NEQ Savings (or negative usage) | Windows - Secondary Glazing Systems_Education_New | Windows - Secondary Glazing Systems_New_E2 All NEQ Savings (or negative usage) | Windows - Secondary Glazing Systems_New | NEQ | New | Education | Windows - Secondary Glazing Systems | 2 | E2 All NEQ Savings (or negative usage) | 0 | 0 | 0 | 0 | 0
Advanced New Construction Designs_Grocery_New_E2 All NEQ Savings (or negative usage) | Advanced New Construction Designs_Grocery_New | Advanced New Construction Designs_New_E2 All NEQ Savings (or negative usage) | Advanced New Construction Designs_New | NEQ | New | Grocery | Advanced New Construction Designs | 2 | E2 All NEQ Savings (or negative usage) | 0 | 0 | 0 | 0 | 0
Building Shell - Air Sealing (Infiltration Control)_Grocery_New_E2 All NEQ Savings (or negative usage) | Building Shell - Air Sealing (Infiltration Control)_Grocery_New | Building Shell - Air Sealing (Infiltration Control)_New_E2 All NEQ Savings (or negative usage) | Building Shell - Air Sealing (Infiltration Control)_New | NEQ | New | Grocery | Building Shell - Air Sealing (Infiltration Control) | 2 | E2 All NEQ Savings (or negative usage) | 0 | 0 | 0 | 0 | 0
Circulation Pump - Controls_Grocery_New_E2 All NEQ Savings (or negative usage) | Circulation Pump - Controls_Grocery_New | Circulation Pump - Controls_New_E2 All NEQ Savings (or negative usage) | Circulation Pump - Controls_New | NEQ | New | Grocery | Circulation Pump - Controls | 2 | E2 All NEQ Savings (or negative usage) | 0 | 0 | 0 | 0 | 0
Commercial Laundry - Dryer Efficiency Retrofit_Grocery_New_E2 All NEQ Savings (or negative usage) | Commercial Laundry - Dryer Efficiency Retrofit_Grocery_New | Commercial Laundry - Dryer Efficiency Retrofit_New_E2 All NEQ Savings (or negative usage) | Commercial Laundry - Dryer Efficiency Retrofit_New | NEQ | New | Grocery | Commercial Laundry - Dryer Efficiency Retrofit | 2 | E2 All NEQ Savings (or negative usage) | 0 | 0 | 0 | 0 | 0
Commercial Laundry - ENERGY STAR Washer (8.0)_Grocery_New_E2 All NEQ Savings (or negative usage) | Commercial Laundry - ENERGY STAR Washer (8.0)_Grocery_New | Commercial Laundry - ENERGY STAR Washer (8.0)_New_E2 All NEQ Savings (or negative usage) | Commercial Laundry - ENERGY STAR Washer (8.0)_New | NEQ | New | Grocery | Commercial Laundry - ENERGY STAR Washer (8.0) | 2 | E2 All NEQ Savings (or negative usage) | 0 | 0 | 0 | 0 | 0
Commercial Laundry - Ozone Treatment_Grocery_New_E2 All NEQ Savings (or negative usage) | Commercial Laundry - Ozone Treatment_Grocery_New | Commercial Laundry - Ozone Treatment_New_E2 All NEQ Savings (or negative usage) | Commercial Laundry - Ozone Treatment_New | NEQ | New | Grocery | Commercial Laundry - Ozone Treatment | 2 | E2 All NEQ Savings (or negative usage) | 0 | 0 | 0 | 0 | 0
Connected Thermostat - ENERGY STAR (1.0)_Grocery_New_E2 All NEQ Savings (or negative usage) | Connected Thermostat - ENERGY STAR (1.0)_Grocery_New | Connected Thermostat - ENERGY STAR (1.0)_New_E2 All NEQ Savings (or negative usage) | Connected Thermostat - ENERGY STAR (1.0)_New | NEQ | New | Grocery | Connected Thermostat - ENERGY STAR (1.0) | 2 | E2 All NEQ Savings (or negative usage) | 0 | 0 | 0 | 0 | 0
Destratification Fans (HVLS)_Grocery_New_E2 All NEQ Savings (or negative usage) | Destratification Fans (HVLS)_Grocery_New | Destratification Fans (HVLS)_New_E2 All NEQ Savings (or negative usage) | Destratification Fans (HVLS)_New | NEQ | New | Grocery | Destratification Fans (HVLS) | 2 | E2 All NEQ Savings (or negative usage) | 0 | 0 | 0 | 0 | 0
Ducting - Repair and Sealing_Grocery_New_E2 All NEQ Savings (or negative usage) | Ducting - Repair and Sealing_Grocery_New | Ducting - Repair and Sealing_New_E2 All NEQ Savings (or negative usage) | Ducting - Repair and Sealing_New | NEQ | New | Grocery | Ducting - Repair and Sealing | 2 | E2 All NEQ Savings (or negative usage) | 0 | 0 | 0 | 0 | 0
Gas Boiler - Blowdown Heat Recovery_Grocery_New_E2 All NEQ Savings (or negative usage) | Gas Boiler - Blowdown Heat Recovery_Grocery_New | Gas Boiler - Blowdown Heat Recovery_New_E2 All NEQ Savings (or negative usage) | Gas Boiler - Blowdown Heat Recovery_New | NEQ | New | Grocery | Gas Boiler - Blowdown Heat Recovery | 2 | E2 All NEQ Savings (or negative usage) | 0 | 0 | 0 | 0 | 0
Gas Boiler - Burner Control Optimization_Grocery_New_E2 All NEQ Savings (or negative usage) | Gas Boiler - Burner Control Optimization_Grocery_New | Gas Boiler - Burner Control Optimization_New_E2 All NEQ Savings (or negative usage) | Gas Boiler - Burner Control Optimization_New | NEQ | New | Grocery | Gas Boiler - Burner Control Optimization | 2 | E2 All NEQ Savings (or negative usage) | 0 | 0 | 0 | 0 | 0
Gas Boiler - High Turndown Burner_Grocery_New_E2 All NEQ Savings (or negative usage) | Gas Boiler - High Turndown Burner_Grocery_New | Gas Boiler - High Turndown Burner_New_E2 All NEQ Savings (or negative usage) | Gas Boiler - High Turndown Burner_New | NEQ | New | Grocery | Gas Boiler - High Turndown Burner | 2 | E2 All NEQ Savings (or negative usage) | 0 | 0 | 0 | 0 | 0
Gas Boiler - Hot Water Reset_Grocery_New_E2 All NEQ Savings (or negative usage) | Gas Boiler - Hot Water Reset_Grocery_New | Gas Boiler - Hot Water Reset_New_E2 All NEQ Savings (or negative usage) | Gas Boiler - Hot Water Reset_New | NEQ | New | Grocery | Gas Boiler - Hot Water Reset | 2 | E2 All NEQ Savings (or negative usage) | 0 | 0 | 0 | 0 | 0
Gas Boiler - Insulate Hot Water Lines_Grocery_New_E2 All NEQ Savings (or negative usage) | Gas Boiler - Insulate Hot Water Lines_Grocery_New | Gas Boiler - Insulate Hot Water Lines_New_E2 All NEQ Savings (or negative usage) | Gas Boiler - Insulate Hot Water Lines_New | NEQ | New | Grocery | Gas Boiler - Insulate Hot Water Lines | 2 | E2 All NEQ Savings (or negative usage) | 0 | 0 | 0 | 0 | 0
Gas Boiler - Insulate Steam Lines/Condensate Tank_Grocery_New_E2 All NEQ Savings (or negative usage) | Gas Boiler - Insulate Steam Lines/Condensate Tank_Grocery_New | Gas Boiler - Insulate Steam Lines/Condensate Tank_New_E2 All NEQ Savings (or negative usage) | Gas Boiler - Insulate Steam Lines/Condensate Tank_New | NEQ | New | Grocery | Gas Boiler - Insulate Steam Lines/Condensate Tank | 2 | E2 All NEQ Savings (or negative usage) | 0 | 0 | 0 | 0 | 0
Gas Boiler - Maintenance_Grocery_New_E2 All NEQ Savings (or negative usage) | Gas Boiler - Maintenance_Grocery_New | Gas Boiler - Maintenance_New_E2 All NEQ Savings (or negative usage) | Gas Boiler - Maintenance_New | NEQ | New | Grocery | Gas Boiler - Maintenance | 2 | E2 All NEQ Savings (or negative usage) | 0 | 0 | 0 | 0 | 0
Gas Boiler - Radiator Replacement_Grocery_New_E2 All NEQ Savings (or negative usage) | Gas Boiler - Radiator Replacement_Grocery_New | Gas Boiler - Radiator Replacement_New_E2 All NEQ Savings (or negative usage) | Gas Boiler - Radiator Replacement_New | NEQ | New | Grocery | Gas Boiler - Radiator Replacement | 2 | E2 All NEQ Savings (or negative usage) | 0 | 0 | 0 | 0 | 0
Gas Boiler - Stack Economizer_Grocery_New_E2 All NEQ Savings (or negative usage) | Gas Boiler - Stack Economizer_Grocery_New | Gas Boiler - Stack Economizer_New_E2 All NEQ Savings (or negative usage) | Gas Boiler - Stack Economizer_New | NEQ | New | Grocery | Gas Boiler - Stack Economizer | 2 | E2 All NEQ Savings (or negative usage) | 0 | 0 | 0 | 0 | 0
Gas Boiler - Steam Trap Replacement_Grocery_New_E2 All NEQ Savings (or negative usage) | Gas Boiler - Steam Trap Replacement_Grocery_New | Gas Boiler - Steam Trap Replacement_New_E2 All NEQ Savings (or negative usage) | Gas Boiler - Steam Trap Replacement_New | NEQ | New | Grocery | Gas Boiler - Steam Trap Replacement | 2 | E2 All NEQ Savings (or negative usage) | 0 | 0 | 0 | 0 | 0
Gas Boiler - Thermostatic Radiator Valves_Grocery_New_E2 All NEQ Savings (or negative usage) | Gas Boiler - Thermostatic Radiator Valves_Grocery_New | Gas Boiler - Thermostatic Radiator Valves_New_E2 All NEQ Savings (or negative usage) | Gas Boiler - Thermostatic Radiator Valves_New | NEQ | New | Grocery | Gas Boiler - Thermostatic Radiator Valves | 2 | E2 All NEQ Savings (or negative usage) | 0 | 0 | 0 | 0 | 0
Gas Furnace - Maintenance_Grocery_New_E2 All NEQ Savings (or negative usage) | Gas Furnace - Maintenance_Grocery_New | Gas Furnace - Maintenance_New_E2 All NEQ Savings (or negative usage) | Gas Furnace - Maintenance_New | NEQ | New | Grocery | Gas Furnace - Maintenance | 2 | E2 All NEQ Savings (or negative usage) | 0 | 0 | 0 | 0 | 0
Gas-Fired Combination Heat Pump Conversion_Grocery_New_E2 All NEQ Savings (or negative usage) | Gas-Fired Combination Heat Pump Conversion_Grocery_New | Gas-Fired Combination Heat Pump Conversion_New_E2 All NEQ Savings (or negative usage) | Gas-Fired Combination Heat Pump Conversion_New | NEQ | New | Grocery | Gas-Fired Combination Heat Pump Conversion | 2 | E2 All NEQ Savings (or negative usage) | 0 | 0 | 0 | 0 | 0
HVAC - Dedicated Outdoor Air System (DOAS)_Grocery_New_E2 All NEQ Savings (or negative usage) | HVAC - Dedicated Outdoor Air System (DOAS)_Grocery_New | HVAC - Dedicated Outdoor Air System (DOAS)_New_E2 All NEQ Savings (or negative usage) | HVAC - Dedicated Outdoor Air System (DOAS)_New | NEQ | New | Grocery | HVAC - Dedicated Outdoor Air System (DOAS) | 2 | E2 All NEQ Savings (or negative usage) | 0 | 0 | 0 | 0 | 0
HVAC - Energy Recovery Ventilator_Grocery_New_E2 All NEQ Savings (or negative usage) | HVAC - Energy Recovery Ventilator_Grocery_New | HVAC - Energy Recovery Ventilator_New_E2 All NEQ Savings (or negative usage) | HVAC - Energy Recovery Ventilator_New | NEQ | New | Grocery | HVAC - Energy Recovery Ventilator | 2 | E2 All NEQ Savings (or negative usage) | 0 | 0 | 0 | 0 | 0
HVAC - Shut Off Damper_Grocery_New_E2 All NEQ Savings (or negative usage) | HVAC - Shut Off Damper_Grocery_New | HVAC - Shut Off Damper_New_E2 All NEQ Savings (or negative usage) | HVAC - Shut Off Damper_New | NEQ | New | Grocery | HVAC - Shut Off Damper | 2 | E2 All NEQ Savings (or negative usage) | 0 | 0 | 0 | 0 | 0
Industrial Air Curtains_Grocery_New_E2 All NEQ Savings (or negative usage) | Industrial Air Curtains_Grocery_New | Industrial Air Curtains_New_E2 All NEQ Savings (or negative usage) | Industrial Air Curtains_New | NEQ | New | Grocery | Industrial Air Curtains | 2 | E2 All NEQ Savings (or negative usage) | 0 | 0 | 0 | 0 | 0
Infiltration Control - Loading Dock Sealing_Grocery_New_E2 All NEQ Savings (or negative usage) | Infiltration Control - Loading Dock Sealing_Grocery_New | Infiltration Control - Loading Dock Sealing_New_E2 All NEQ Savings (or negative usage) | Infiltration Control - Loading Dock Sealing_New | NEQ | New | Grocery | Infiltration Control - Loading Dock Sealing | 2 | E2 All NEQ Savings (or negative usage) | 0 | 0 | 0 | 0 | 0
Insulation - Ceiling_Grocery_New_E2 All NEQ Savings (or negative usage) | Insulation - Ceiling_Grocery_New | Insulation - Ceiling_New_E2 All NEQ Savings (or negative usage) | Insulation - Ceiling_New | NEQ | New | Grocery | Insulation - Ceiling | 2 | E2 All NEQ Savings (or negative usage) | 0 | 0 | 0 | 0 | 0
Insulation - Ducting_Grocery_New_E2 All NEQ Savings (or negative usage) | Insulation - Ducting_Grocery_New | Insulation - Ducting_New_E2 All NEQ Savings (or negative usage) | Insulation - Ducting_New | NEQ | New | Grocery | Insulation - Ducting | 2 | E2 All NEQ Savings (or negative usage) | 0 | 0 | 0 | 0 | 0
Insulation - Wall Cavity_Grocery_New_E2 All NEQ Savings (or negative usage) | Insulation - Wall Cavity_Grocery_New | Insulation - Wall Cavity_New_E2 All NEQ Savings (or negative usage) | Insulation - Wall Cavity_New | NEQ | New | Grocery | Insulation - Wall Cavity | 2 | E2 All NEQ Savings (or negative usage) | 0 | 0 | 0 | 0 | 0
Kitchen Ventilation - Advanced Controls_Grocery_New_E2 All NEQ Savings (or negative usage) | Kitchen Ventilation - Advanced Controls_Grocery_New | Kitchen Ventilation - Advanced Controls_New_E2 All NEQ Savings (or negative usage) | Kitchen Ventilation - Advanced Controls_New | NEQ | New | Grocery | Kitchen Ventilation - Advanced Controls | 2 | E2 All NEQ Savings (or negative usage) | 0 | 0 | 0 | 0 | 0
Lodging - Guest Room Controls_Grocery_New_E2 All NEQ Savings (or negative usage) | Lodging - Guest Room Controls_Grocery_New | Lodging - Guest Room Controls_New_E2 All NEQ Savings (or negative usage) | Lodging - Guest Room Controls_New | NEQ | New | Grocery | Lodging - Guest Room Controls | 2 | E2 All NEQ Savings (or negative usage) | 0 | 0 | 0 | 0 | 0
Pool Heater - Night Covers_Grocery_New_E2 All NEQ Savings (or negative usage) | Pool Heater - Night Covers_Grocery_New | Pool Heater - Night Covers_New_E2 All NEQ Savings (or negative usage) | Pool Heater - Night Covers_New | NEQ | New | Grocery | Pool Heater - Night Covers | 2 | E2 All NEQ Savings (or negative usage) | 0.10407 | 0.10407 | 0.10407 | 0.10407 | 0.10407
Refrigeration - Heat Recovery_Grocery_New_E2 All NEQ Savings (or negative usage) | Refrigeration - Heat Recovery_Grocery_New | Refrigeration - Heat Recovery_New_E2 All NEQ Savings (or negative usage) | Refrigeration - Heat Recovery_New | NEQ | New | Grocery | Refrigeration - Heat Recovery | 2 | E2 All NEQ Savings (or negative usage) | 0 | 0 | 0 | 0 | 0
Retrocommissioning_Grocery_New_E2 All NEQ Savings (or negative usage) | Retrocommissioning_Grocery_New | Retrocommissioning_New_E2 All NEQ Savings (or negative usage) | Retrocommissioning_New | NEQ | New | Grocery | Retrocommissioning | 2 | E2 All NEQ Savings (or negative usage) | 0 | 0 | 0 | 0 | 0
Strategic Energy Management_Grocery_New_E2 All NEQ Savings (or negative usage) | Strategic Energy Management_Grocery_New | Strategic Energy Management_New_E2 All NEQ Savings (or negative usage) | Strategic Energy Management_New | NEQ | New | Grocery | Strategic Energy Management | 2 | E2 All NEQ Savings (or negative usage) | 0 | 0 | 0 | 0 | 0
Thermostat - Programmable_Grocery_New_E2 All NEQ Savings (or negative usage) | Thermostat - Programmable_Grocery_New | Thermostat - Programmable_New_E2 All NEQ Savings (or negative usage) | Thermostat - Programmable_New | NEQ | New | Grocery | Thermostat - Programmable | 2 | E2 All NEQ Savings (or negative usage) | 0 | 0 | 0 | 0 | 0
Ventilation - Demand Controlled_Grocery_New_E2 All NEQ Savings (or negative usage) | Ventilation - Demand Controlled_Grocery_New | Ventilation - Demand Controlled_New_E2 All NEQ Savings (or negative usage) | Ventilation - Demand Controlled_New | NEQ | New | Grocery | Ventilation - Demand Controlled | 2 | E2 All NEQ Savings (or negative usage) | 0 | 0 | 0 | 0 | 0
Water Heater - Drainwater Heat Recovery_Grocery_New_E2 All NEQ Savings (or negative usage) | Water Heater - Drainwater Heat Recovery_Grocery_New | Water Heater - Drainwater Heat Recovery_New_E2 All NEQ Savings (or negative usage) | Water Heater - Drainwater Heat Recovery_New | NEQ | New | Grocery | Water Heater - Drainwater Heat Recovery | 2 | E2 All NEQ Savings (or negative usage) | 0 | 0 | 0 | 0 | 0
Water Heater - Pipe Insulation_Grocery_New_E2 All NEQ Savings (or negative usage) | Water Heater - Pipe Insulation_Grocery_New | Water Heater - Pipe Insulation_New_E2 All NEQ Savings (or negative usage) | Water Heater - Pipe Insulation_New | NEQ | New | Grocery | Water Heater - Pipe Insulation | 2 | E2 All NEQ Savings (or negative usage) | 0 | 0 | 0 | 0 | 0
Water Heater - Pre-Rinse Spray Valve_Grocery_New_E2 All NEQ Savings (or negative usage) | Water Heater - Pre-Rinse Spray Valve_Grocery_New | Water Heater - Pre-Rinse Spray Valve_New_E2 All NEQ Savings (or negative usage) | Water Heater - Pre-Rinse Spray Valve_New | NEQ | New | Grocery | Water Heater - Pre-Rinse Spray Valve | 2 | E2 All NEQ Savings (or negative usage) | 0 | 0 | 0 | 0 | 0
Water Heater - Solar System_Grocery_New_E2 All NEQ Savings (or negative usage) | Water Heater - Solar System_Grocery_New | Water Heater - Solar System_New_E2 All NEQ Savings (or negative usage) | Water Heater - Solar System_New | NEQ | New | Grocery | Water Heater - Solar System | 2 | E2 All NEQ Savings (or negative usage) | 0 | 0 | 0 | 0 | 0
Water Heater - Thermostatic Shower Restriction Valve_Grocery_New_E2 All NEQ Savings (or negative usage) | Water Heater - Thermostatic Shower Restriction Valve_Grocery_New | Water Heater - Thermostatic Shower Restriction Valve_New_E2 All NEQ Savings (or negative usage) | Water Heater - Thermostatic Shower Restriction Valve_New | NEQ | New | Grocery | Water Heater - Thermostatic Shower Restriction Valve | 2 | E2 All NEQ Savings (or negative usage) | 0 | 0 | 0 | 0 | 0
Windows - High Efficiency Glazing_Grocery_New_E2 All NEQ Savings (or negative usage) | Windows - High Efficiency Glazing_Grocery_New | Windows - High Efficiency Glazing_New_E2 All NEQ Savings (or negative usage) | Windows - High Efficiency Glazing_New | NEQ | New | Grocery | Windows - High Efficiency Glazing | 2 | E2 All NEQ Savings (or negative usage) | 0 | 0 | 0 | 0 | 0
Windows - Secondary Glazing Systems_Grocery_New_E2 All NEQ Savings (or negative usage) | Windows - Secondary Glazing Systems_Grocery_New | Windows - Secondary Glazing Systems_New_E2 All NEQ Savings (or negative usage) | Windows - Secondary Glazing Systems_New | NEQ | New | Grocery | Windows - Secondary Glazing Systems | 2 | E2 All NEQ Savings (or negative usage) | 0 | 0 | 0 | 0 | 0
Advanced New Construction Designs_Healthcare_New_E2 All NEQ Savings (or negative usage) | Advanced New Construction Designs_Healthcare_New | Advanced New Construction Designs_New_E2 All NEQ Savings (or negative usage) | Advanced New Construction Designs_New | NEQ | New | Healthcare | Advanced New Construction Designs | 2 | E2 All NEQ Savings (or negative usage) | 0 | 0 | 0 | 0 | 0
Building Shell - Air Sealing (Infiltration Control)_Healthcare_New_E2 All NEQ Savings (or negative usage) | Building Shell - Air Sealing (Infiltration Control)_Healthcare_New | Building Shell - Air Sealing (Infiltration Control)_New_E2 All NEQ Savings (or negative usage) | Building Shell - Air Sealing (Infiltration Control)_New | NEQ | New | Healthcare | Building Shell - Air Sealing (Infiltration Control) | 2 | E2 All NEQ Savings (or negative usage) | 0 | 0 | 0 | 0 | 0
Circulation Pump - Controls_Healthcare_New_E2 All NEQ Savings (or negative usage) | Circulation Pump - Controls_Healthcare_New | Circulation Pump - Controls_New_E2 All NEQ Savings (or negative usage) | Circulation Pump - Controls_New | NEQ | New | Healthcare | Circulation Pump - Controls | 2 | E2 All NEQ Savings (or negative usage) | 0 | 0 | 0 | 0 | 0
Commercial Laundry - Dryer Efficiency Retrofit_Healthcare_New_E2 All NEQ Savings (or negative usage) | Commercial Laundry - Dryer Efficiency Retrofit_Healthcare_New | Commercial Laundry - Dryer Efficiency Retrofit_New_E2 All NEQ Savings (or negative usage) | Commercial Laundry - Dryer Efficiency Retrofit_New | NEQ | New | Healthcare | Commercial Laundry - Dryer Efficiency Retrofit | 2 | E2 All NEQ Savings (or negative usage) | 0 | 0 | 0 | 0 | 0
Commercial Laundry - ENERGY STAR Washer (8.0)_Healthcare_New_E2 All NEQ Savings (or negative usage) | Commercial Laundry - ENERGY STAR Washer (8.0)_Healthcare_New | Commercial Laundry - ENERGY STAR Washer (8.0)_New_E2 All NEQ Savings (or negative usage) | Commercial Laundry - ENERGY STAR Washer (8.0)_New | NEQ | New | Healthcare | Commercial Laundry - ENERGY STAR Washer (8.0) | 2 | E2 All NEQ Savings (or negative usage) | 0 | 0 | 0 | 0 | 0
Commercial Laundry - Ozone Treatment_Healthcare_New_E2 All NEQ Savings (or negative usage) | Commercial Laundry - Ozone Treatment_Healthcare_New | Commercial Laundry - Ozone Treatment_New_E2 All NEQ Savings (or negative usage) | Commercial Laundry - Ozone Treatment_New | NEQ | New | Healthcare | Commercial Laundry - Ozone Treatment | 2 | E2 All NEQ Savings (or negative usage) | 0.82394 | 0.82394 | 0.82394 | 0.82394 | 0.82394
Connected Thermostat - ENERGY STAR (1.0)_Healthcare_New_E2 All NEQ Savings (or negative usage) | Connected Thermostat - ENERGY STAR (1.0)_Healthcare_New | Connected Thermostat - ENERGY STAR (1.0)_New_E2 All NEQ Savings (or negative usage) | Connected Thermostat - ENERGY STAR (1.0)_New | NEQ | New | Healthcare | Connected Thermostat - ENERGY STAR (1.0) | 2 | E2 All NEQ Savings (or negative usage) | 0 | 0 | 0 | 0 | 0
Destratification Fans (HVLS)_Healthcare_New_E2 All NEQ Savings (or negative usage) | Destratification Fans (HVLS)_Healthcare_New | Destratification Fans (HVLS)_New_E2 All NEQ Savings (or negative usage) | Destratification Fans (HVLS)_New | NEQ | New | Healthcare | Destratification Fans (HVLS) | 2 | E2 All NEQ Savings (or negative usage) | 0 | 0 | 0 | 0 | 0
Ducting - Repair and Sealing_Healthcare_New_E2 All NEQ Savings (or negative usage) | Ducting - Repair and Sealing_Healthcare_New | Ducting - Repair and Sealing_New_E2 All NEQ Savings (or negative usage) | Ducting - Repair and Sealing_New | NEQ | New | Healthcare | Ducting - Repair and Sealing | 2 | E2 All NEQ Savings (or negative usage) | 0 | 0 | 0 | 0 | 0
Gas Boiler - Blowdown Heat Recovery_Healthcare_New_E2 All NEQ Savings (or negative usage) | Gas Boiler - Blowdown Heat Recovery_Healthcare_New | Gas Boiler - Blowdown Heat Recovery_New_E2 All NEQ Savings (or negative usage) | Gas Boiler - Blowdown Heat Recovery_New | NEQ | New | Healthcare | Gas Boiler - Blowdown Heat Recovery | 2 | E2 All NEQ Savings (or negative usage) | 0 | 0 | 0 | 0 | 0
Gas Boiler - Burner Control Optimization_Healthcare_New_E2 All NEQ Savings (or negative usage) | Gas Boiler - Burner Control Optimization_Healthcare_New | Gas Boiler - Burner Control Optimization_New_E2 All NEQ Savings (or negative usage) | Gas Boiler - Burner Control Optimization_New | NEQ | New | Healthcare | Gas Boiler - Burner Control Optimization | 2 | E2 All NEQ Savings (or negative usage) | 0 | 0 | 0 | 0 | 0
Gas Boiler - High Turndown Burner_Healthcare_New_E2 All NEQ Savings (or negative usage) | Gas Boiler - High Turndown Burner_Healthcare_New | Gas Boiler - High Turndown Burner_New_E2 All NEQ Savings (or negative usage) | Gas Boiler - High Turndown Burner_New | NEQ | New | Healthcare | Gas Boiler - High Turndown Burner | 2 | E2 All NEQ Savings (or negative usage) | 0 | 0 | 0 | 0 | 0
Gas Boiler - Hot Water Reset_Healthcare_New_E2 All NEQ Savings (or negative usage) | Gas Boiler - Hot Water Reset_Healthcare_New | Gas Boiler - Hot Water Reset_New_E2 All NEQ Savings (or negative usage) | Gas Boiler - Hot Water Reset_New | NEQ | New | Healthcare | Gas Boiler - Hot Water Reset | 2 | E2 All NEQ Savings (or negative usage) | 0 | 0 | 0 | 0 | 0
Gas Boiler - Insulate Hot Water Lines_Healthcare_New_E2 All NEQ Savings (or negative usage) | Gas Boiler - Insulate Hot Water Lines_Healthcare_New | Gas Boiler - Insulate Hot Water Lines_New_E2 All NEQ Savings (or negative usage) | Gas Boiler - Insulate Hot Water Lines_New | NEQ | New | Healthcare | Gas Boiler - Insulate Hot Water Lines | 2 | E2 All NEQ Savings (or negative usage) | 0 | 0 | 0 | 0 | 0
Gas Boiler - Insulate Steam Lines/Condensate Tank_Healthcare_New_E2 All NEQ Savings (or negative usage) | Gas Boiler - Insulate Steam Lines/Condensate Tank_Healthcare_New | Gas Boiler - Insulate Steam Lines/Condensate Tank_New_E2 All NEQ Savings (or negative usage) | Gas Boiler - Insulate Steam Lines/Condensate Tank_New | NEQ | New | Healthcare | Gas Boiler - Insulate Steam Lines/Condensate Tank | 2 | E2 All NEQ Savings (or negative usage) | 0 | 0 | 0 | 0 | 0
Gas Boiler - Maintenance_Healthcare_New_E2 All NEQ Savings (or negative usage) | Gas Boiler - Maintenance_Healthcare_New | Gas Boiler - Maintenance_New_E2 All NEQ Savings (or negative usage) | Gas Boiler - Maintenance_New | NEQ | New | Healthcare | Gas Boiler - Maintenance | 2 | E2 All NEQ Savings (or negative usage) | 0 | 0 | 0 | 0 | 0
Gas Boiler - Radiator Replacement_Healthcare_New_E2 All NEQ Savings (or negative usage) | Gas Boiler - Radiator Replacement_Healthcare_New | Gas Boiler - Radiator Replacement_New_E2 All NEQ Savings (or negative usage) | Gas Boiler - Radiator Replacement_New | NEQ | New | Healthcare | Gas Boiler - Radiator Replacement | 2 | E2 All NEQ Savings (or negative usage) | 0 | 0 | 0 | 0 | 0
Gas Boiler - Stack Economizer_Healthcare_New_E2 All NEQ Savings (or negative usage) | Gas Boiler - Stack Economizer_Healthcare_New | Gas Boiler - Stack Economizer_New_E2 All NEQ Savings (or negative usage) | Gas Boiler - Stack Economizer_New | NEQ | New | Healthcare | Gas Boiler - Stack Economizer | 2 | E2 All NEQ Savings (or negative usage) | 0 | 0 | 0 | 0 | 0
Gas Boiler - Steam Trap Replacement_Healthcare_New_E2 All NEQ Savings (or negative usage) | Gas Boiler - Steam Trap Replacement_Healthcare_New | Gas Boiler - Steam Trap Replacement_New_E2 All NEQ Savings (or negative usage) | Gas Boiler - Steam Trap Replacement_New | NEQ | New | Healthcare | Gas Boiler - Steam Trap Replacement | 2 | E2 All NEQ Savings (or negative usage) | 0 | 0 | 0 | 0 | 0
Gas Boiler - Thermostatic Radiator Valves_Healthcare_New_E2 All NEQ Savings (or negative usage) | Gas Boiler - Thermostatic Radiator Valves_Healthcare_New | Gas Boiler - Thermostatic Radiator Valves_New_E2 All NEQ Savings (or negative usage) | Gas Boiler - Thermostatic Radiator Valves_New | NEQ | New | Healthcare | Gas Boiler - Thermostatic Radiator Valves | 2 | E2 All NEQ Savings (or negative usage) | 0 | 0 | 0 | 0 | 0
Gas Furnace - Maintenance_Healthcare_New_E2 All NEQ Savings (or negative usage) | Gas Furnace - Maintenance_Healthcare_New | Gas Furnace - Maintenance_New_E2 All NEQ Savings (or negative usage) | Gas Furnace - Maintenance_New | NEQ | New | Healthcare | Gas Furnace - Maintenance | 2 | E2 All NEQ Savings (or negative usage) | 0 | 0 | 0 | 0 | 0
Gas-Fired Combination Heat Pump Conversion_Healthcare_New_E2 All NEQ Savings (or negative usage) | Gas-Fired Combination Heat Pump Conversion_Healthcare_New | Gas-Fired Combination Heat Pump Conversion_New_E2 All NEQ Savings (or negative usage) | Gas-Fired Combination Heat Pump Conversion_New | NEQ | New | Healthcare | Gas-Fired Combination Heat Pump Conversion | 2 | E2 All NEQ Savings (or negative usage) | 0 | 0 | 0 | 0 | 0
HVAC - Dedicated Outdoor Air System (DOAS)_Healthcare_New_E2 All NEQ Savings (or negative usage) | HVAC - Dedicated Outdoor Air System (DOAS)_Healthcare_New | HVAC - Dedicated Outdoor Air System (DOAS)_New_E2 All NEQ Savings (or negative usage) | HVAC - Dedicated Outdoor Air System (DOAS)_New | NEQ | New | Healthcare | HVAC - Dedicated Outdoor Air System (DOAS) | 2 | E2 All NEQ Savings (or negative usage) | 0 | 0 | 0 | 0 | 0
HVAC - Energy Recovery Ventilator_Healthcare_New_E2 All NEQ Savings (or negative usage) | HVAC - Energy Recovery Ventilator_Healthcare_New | HVAC - Energy Recovery Ventilator_New_E2 All NEQ Savings (or negative usage) | HVAC - Energy Recovery Ventilator_New | NEQ | New | Healthcare | HVAC - Energy Recovery Ventilator | 2 | E2 All NEQ Savings (or negative usage) | 0 | 0 | 0 | 0 | 0
HVAC - Shut Off Damper_Healthcare_New_E2 All NEQ Savings (or negative usage) | HVAC - Shut Off Damper_Healthcare_New | HVAC - Shut Off Damper_New_E2 All NEQ Savings (or negative usage) | HVAC - Shut Off Damper_New | NEQ | New | Healthcare | HVAC - Shut Off Damper | 2 | E2 All NEQ Savings (or negative usage) | 0 | 0 | 0 | 0 | 0
Industrial Air Curtains_Healthcare_New_E2 All NEQ Savings (or negative usage) | Industrial Air Curtains_Healthcare_New | Industrial Air Curtains_New_E2 All NEQ Savings (or negative usage) | Industrial Air Curtains_New | NEQ | New | Healthcare | Industrial Air Curtains | 2 | E2 All NEQ Savings (or negative usage) | 0 | 0 | 0 | 0 | 0
Infiltration Control - Loading Dock Sealing_Healthcare_New_E2 All NEQ Savings (or negative usage) | Infiltration Control - Loading Dock Sealing_Healthcare_New | Infiltration Control - Loading Dock Sealing_New_E2 All NEQ Savings (or negative usage) | Infiltration Control - Loading Dock Sealing_New | NEQ | New | Healthcare | Infiltration Control - Loading Dock Sealing | 2 | E2 All NEQ Savings (or negative usage) | 0 | 0 | 0 | 0 | 0
Insulation - Ceiling_Healthcare_New_E2 All NEQ Savings (or negative usage) | Insulation - Ceiling_Healthcare_New | Insulation - Ceiling_New_E2 All NEQ Savings (or negative usage) | Insulation - Ceiling_New | NEQ | New | Healthcare | Insulation - Ceiling | 2 | E2 All NEQ Savings (or negative usage) | 0 | 0 | 0 | 0 | 0
Insulation - Ducting_Healthcare_New_E2 All NEQ Savings (or negative usage) | Insulation - Ducting_Healthcare_New | Insulation - Ducting_New_E2 All NEQ Savings (or negative usage) | Insulation - Ducting_New | NEQ | New | Healthcare | Insulation - Ducting | 2 | E2 All NEQ Savings (or negative usage) | 0 | 0 | 0 | 0 | 0
Insulation - Wall Cavity_Healthcare_New_E2 All NEQ Savings (or negative usage) | Insulation - Wall Cavity_Healthcare_New | Insulation - Wall Cavity_New_E2 All NEQ Savings (or negative usage) | Insulation - Wall Cavity_New | NEQ | New | Healthcare | Insulation - Wall Cavity | 2 | E2 All NEQ Savings (or negative usage) | 0 | 0 | 0 | 0 | 0
Kitchen Ventilation - Advanced Controls_Healthcare_New_E2 All NEQ Savings (or negative usage) | Kitchen Ventilation - Advanced Controls_Healthcare_New | Kitchen Ventilation - Advanced Controls_New_E2 All NEQ Savings (or negative usage) | Kitchen Ventilation - Advanced Controls_New | NEQ | New | Healthcare | Kitchen Ventilation - Advanced Controls | 2 | E2 All NEQ Savings (or negative usage) | 0 | 0 | 0 | 0 | 0
Lodging - Guest Room Controls_Healthcare_New_E2 All NEQ Savings (or negative usage) | Lodging - Guest Room Controls_Healthcare_New | Lodging - Guest Room Controls_New_E2 All NEQ Savings (or negative usage) | Lodging - Guest Room Controls_New | NEQ | New | Healthcare | Lodging - Guest Room Controls | 2 | E2 All NEQ Savings (or negative usage) | 0 | 0 | 0 | 0 | 0
Pool Heater - Night Covers_Healthcare_New_E2 All NEQ Savings (or negative usage) | Pool Heater - Night Covers_Healthcare_New | Pool Heater - Night Covers_New_E2 All NEQ Savings (or negative usage) | Pool Heater - Night Covers_New | NEQ | New | Healthcare | Pool Heater - Night Covers | 2 | E2 All NEQ Savings (or negative usage) | 0.10407 | 0.10407 | 0.10407 | 0.10407 | 0.10407
Refrigeration - Heat Recovery_Healthcare_New_E2 All NEQ Savings (or negative usage) | Refrigeration - Heat Recovery_Healthcare_New | Refrigeration - Heat Recovery_New_E2 All NEQ Savings (or negative usage) | Refrigeration - Heat Recovery_New | NEQ | New | Healthcare | Refrigeration - Heat Recovery | 2 | E2 All NEQ Savings (or negative usage) | 0 | 0 | 0 | 0 | 0
Retrocommissioning_Healthcare_New_E2 All NEQ Savings (or negative usage) | Retrocommissioning_Healthcare_New | Retrocommissioning_New_E2 All NEQ Savings (or negative usage) | Retrocommissioning_New | NEQ | New | Healthcare | Retrocommissioning | 2 | E2 All NEQ Savings (or negative usage) | 0 | 0 | 0 | 0 | 0
Strategic Energy Management_Healthcare_New_E2 All NEQ Savings (or negative usage) | Strategic Energy Management_Healthcare_New | Strategic Energy Management_New_E2 All NEQ Savings (or negative usage) | Strategic Energy Management_New | NEQ | New | Healthcare | Strategic Energy Management | 2 | E2 All NEQ Savings (or negative usage) | 0 | 0 | 0 | 0 | 0
Thermostat - Programmable_Healthcare_New_E2 All NEQ Savings (or negative usage) | Thermostat - Programmable_Healthcare_New | Thermostat - Programmable_New_E2 All NEQ Savings (or negative usage) | Thermostat - Programmable_New | NEQ | New | Healthcare | Thermostat - Programmable | 2 | E2 All NEQ Savings (or negative usage) | 0 | 0 | 0 | 0 | 0
Ventilation - Demand Controlled_Healthcare_New_E2 All NEQ Savings (or negative usage) | Ventilation - Demand Controlled_Healthcare_New | Ventilation - Demand Controlled_New_E2 All NEQ Savings (or negative usage) | Ventilation - Demand Controlled_New | NEQ | New | Healthcare | Ventilation - Demand Controlled | 2 | E2 All NEQ Savings (or negative usage) | 0 | 0 | 0 | 0 | 0
Water Heater - Drainwater Heat Recovery_Healthcare_New_E2 All NEQ Savings (or negative usage) | Water Heater - Drainwater Heat Recovery_Healthcare_New | Water Heater - Drainwater Heat Recovery_New_E2 All NEQ Savings (or negative usage) | Water Heater - Drainwater Heat Recovery_New | NEQ | New | Healthcare | Water Heater - Drainwater Heat Recovery | 2 | E2 All NEQ Savings (or negative usage) | 0 | 0 | 0 | 0 | 0
Water Heater - Pipe Insulation_Healthcare_New_E2 All NEQ Savings (or negative usage) | Water Heater - Pipe Insulation_Healthcare_New | Water Heater - Pipe Insulation_New_E2 All NEQ Savings (or negative usage) | Water Heater - Pipe Insulation_New | NEQ | New | Healthcare | Water Heater - Pipe Insulation | 2 | E2 All NEQ Savings (or negative usage) | 0 | 0 | 0 | 0 | 0
Water Heater - Pre-Rinse Spray Valve_Healthcare_New_E2 All NEQ Savings (or negative usage) | Water Heater - Pre-Rinse Spray Valve_Healthcare_New | Water Heater - Pre-Rinse Spray Valve_New_E2 All NEQ Savings (or negative usage) | Water Heater - Pre-Rinse Spray Valve_New | NEQ | New | Healthcare | Water Heater - Pre-Rinse Spray Valve | 2 | E2 All NEQ Savings (or negative usage) | 0 | 0 | 0 | 0 | 0
Water Heater - Solar System_Healthcare_New_E2 All NEQ Savings (or negative usage) | Water Heater - Solar System_Healthcare_New | Water Heater - Solar System_New_E2 All NEQ Savings (or negative usage) | Water Heater - Solar System_New | NEQ | New | Healthcare | Water Heater - Solar System | 2 | E2 All NEQ Savings (or negative usage) | 0 | 0 | 0 | 0 | 0
Water Heater - Thermostatic Shower Restriction Valve_Healthcare_New_E2 All NEQ Savings (or negative usage) | Water Heater - Thermostatic Shower Restriction Valve_Healthcare_New | Water Heater - Thermostatic Shower Restriction Valve_New_E2 All NEQ Savings (or negative usage) | Water Heater - Thermostatic Shower Restriction Valve_New | NEQ | New | Healthcare | Water Heater - Thermostatic Shower Restriction Valve | 2 | E2 All NEQ Savings (or negative usage) | 0 | 0 | 0 | 0 | 0
Windows - High Efficiency Glazing_Healthcare_New_E2 All NEQ Savings (or negative usage) | Windows - High Efficiency Glazing_Healthcare_New | Windows - High Efficiency Glazing_New_E2 All NEQ Savings (or negative usage) | Windows - High Efficiency Glazing_New | NEQ | New | Healthcare | Windows - High Efficiency Glazing | 2 | E2 All NEQ Savings (or negative usage) | 0 | 0 | 0 | 0 | 0
Windows - Secondary Glazing Systems_Healthcare_New_E2 All NEQ Savings (or negative usage) | Windows - Secondary Glazing Systems_Healthcare_New | Windows - Secondary Glazing Systems_New_E2 All NEQ Savings (or negative usage) | Windows - Secondary Glazing Systems_New | NEQ | New | Healthcare | Windows - Secondary Glazing Systems | 2 | E2 All NEQ Savings (or negative usage) | 0 | 0 | 0 | 0 | 0
Advanced New Construction Designs_Lodging_New_E2 All NEQ Savings (or negative usage) | Advanced New Construction Designs_Lodging_New | Advanced New Construction Designs_New_E2 All NEQ Savings (or negative usage) | Advanced New Construction Designs_New | NEQ | New | Lodging | Advanced New Construction Designs | 2 | E2 All NEQ Savings (or negative usage) | 0 | 0 | 0 | 0 | 0
Building Shell - Air Sealing (Infiltration Control)_Lodging_New_E2 All NEQ Savings (or negative usage) | Building Shell - Air Sealing (Infiltration Control)_Lodging_New | Building Shell - Air Sealing (Infiltration Control)_New_E2 All NEQ Savings (or negative usage) | Building Shell - Air Sealing (Infiltration Control)_New | NEQ | New | Lodging | Building Shell - Air Sealing (Infiltration Control) | 2 | E2 All NEQ Savings (or negative usage) | 0 | 0 | 0 | 0 | 0
Circulation Pump - Controls_Lodging_New_E2 All NEQ Savings (or negative usage) | Circulation Pump - Controls_Lodging_New | Circulation Pump - Controls_New_E2 All NEQ Savings (or negative usage) | Circulation Pump - Controls_New | NEQ | New | Lodging | Circulation Pump - Controls | 2 | E2 All NEQ Savings (or negative usage) | 0 | 0 | 0 | 0 | 0
Commercial Laundry - Dryer Efficiency Retrofit_Lodging_New_E2 All NEQ Savings (or negative usage) | Commercial Laundry - Dryer Efficiency Retrofit_Lodging_New | Commercial Laundry - Dryer Efficiency Retrofit_New_E2 All NEQ Savings (or negative usage) | Commercial Laundry - Dryer Efficiency Retrofit_New | NEQ | New | Lodging | Commercial Laundry - Dryer Efficiency Retrofit | 2 | E2 All NEQ Savings (or negative usage) | 0 | 0 | 0 | 0 | 0
Commercial Laundry - ENERGY STAR Washer (8.0)_Lodging_New_E2 All NEQ Savings (or negative usage) | Commercial Laundry - ENERGY STAR Washer (8.0)_Lodging_New | Commercial Laundry - ENERGY STAR Washer (8.0)_New_E2 All NEQ Savings (or negative usage) | Commercial Laundry - ENERGY STAR Washer (8.0)_New | NEQ | New | Lodging | Commercial Laundry - ENERGY STAR Washer (8.0) | 2 | E2 All NEQ Savings (or negative usage) | 0 | 0 | 0 | 0 | 0
Commercial Laundry - Ozone Treatment_Lodging_New_E2 All NEQ Savings (or negative usage) | Commercial Laundry - Ozone Treatment_Lodging_New | Commercial Laundry - Ozone Treatment_New_E2 All NEQ Savings (or negative usage) | Commercial Laundry - Ozone Treatment_New | NEQ | New | Lodging | Commercial Laundry - Ozone Treatment | 2 | E2 All NEQ Savings (or negative usage) | 0.82394 | 0.82394 | 0.82394 | 0.82394 | 0.82394
Connected Thermostat - ENERGY STAR (1.0)_Lodging_New_E2 All NEQ Savings (or negative usage) | Connected Thermostat - ENERGY STAR (1.0)_Lodging_New | Connected Thermostat - ENERGY STAR (1.0)_New_E2 All NEQ Savings (or negative usage) | Connected Thermostat - ENERGY STAR (1.0)_New | NEQ | New | Lodging | Connected Thermostat - ENERGY STAR (1.0) | 2 | E2 All NEQ Savings (or negative usage) | 0 | 0 | 0 | 0 | 0
Destratification Fans (HVLS)_Lodging_New_E2 All NEQ Savings (or negative usage) | Destratification Fans (HVLS)_Lodging_New | Destratification Fans (HVLS)_New_E2 All NEQ Savings (or negative usage) | Destratification Fans (HVLS)_New | NEQ | New | Lodging | Destratification Fans (HVLS) | 2 | E2 All NEQ Savings (or negative usage) | 0 | 0 | 0 | 0 | 0
Ducting - Repair and Sealing_Lodging_New_E2 All NEQ Savings (or negative usage) | Ducting - Repair and Sealing_Lodging_New | Ducting - Repair and Sealing_New_E2 All NEQ Savings (or negative usage) | Ducting - Repair and Sealing_New | NEQ | New | Lodging | Ducting - Repair and Sealing | 2 | E2 All NEQ Savings (or negative usage) | 0 | 0 | 0 | 0 | 0
Gas Boiler - Blowdown Heat Recovery_Lodging_New_E2 All NEQ Savings (or negative usage) | Gas Boiler - Blowdown Heat Recovery_Lodging_New | Gas Boiler - Blowdown Heat Recovery_New_E2 All NEQ Savings (or negative usage) | Gas Boiler - Blowdown Heat Recovery_New | NEQ | New | Lodging | Gas Boiler - Blowdown Heat Recovery | 2 | E2 All NEQ Savings (or negative usage) | 0 | 0 | 0 | 0 | 0
Gas Boiler - Burner Control Optimization_Lodging_New_E2 All NEQ Savings (or negative usage) | Gas Boiler - Burner Control Optimization_Lodging_New | Gas Boiler - Burner Control Optimization_New_E2 All NEQ Savings (or negative usage) | Gas Boiler - Burner Control Optimization_New | NEQ | New | Lodging | Gas Boiler - Burner Control Optimization | 2 | E2 All NEQ Savings (or negative usage) | 0 | 0 | 0 | 0 | 0
Gas Boiler - High Turndown Burner_Lodging_New_E2 All NEQ Savings (or negative usage) | Gas Boiler - High Turndown Burner_Lodging_New | Gas Boiler - High Turndown Burner_New_E2 All NEQ Savings (or negative usage) | Gas Boiler - High Turndown Burner_New | NEQ | New | Lodging | Gas Boiler - High Turndown Burner | 2 | E2 All NEQ Savings (or negative usage) | 0 | 0 | 0 | 0 | 0
Gas Boiler - Hot Water Reset_Lodging_New_E2 All NEQ Savings (or negative usage) | Gas Boiler - Hot Water Reset_Lodging_New | Gas Boiler - Hot Water Reset_New_E2 All NEQ Savings (or negative usage) | Gas Boiler - Hot Water Reset_New | NEQ | New | Lodging | Gas Boiler - Hot Water Reset | 2 | E2 All NEQ Savings (or negative usage) | 0 | 0 | 0 | 0 | 0
Gas Boiler - Insulate Hot Water Lines_Lodging_New_E2 All NEQ Savings (or negative usage) | Gas Boiler - Insulate Hot Water Lines_Lodging_New | Gas Boiler - Insulate Hot Water Lines_New_E2 All NEQ Savings (or negative usage) | Gas Boiler - Insulate Hot Water Lines_New | NEQ | New | Lodging | Gas Boiler - Insulate Hot Water Lines | 2 | E2 All NEQ Savings (or negative usage) | 0 | 0 | 0 | 0 | 0
Gas Boiler - Insulate Steam Lines/Condensate Tank_Lodging_New_E2 All NEQ Savings (or negative usage) | Gas Boiler - Insulate Steam Lines/Condensate Tank_Lodging_New | Gas Boiler - Insulate Steam Lines/Condensate Tank_New_E2 All NEQ Savings (or negative usage) | Gas Boiler - Insulate Steam Lines/Condensate Tank_New | NEQ | New | Lodging | Gas Boiler - Insulate Steam Lines/Condensate Tank | 2 | E2 All NEQ Savings (or negative usage) | 0 | 0 | 0 | 0 | 0
Gas Boiler - Maintenance_Lodging_New_E2 All NEQ Savings (or negative usage) | Gas Boiler - Maintenance_Lodging_New | Gas Boiler - Maintenance_New_E2 All NEQ Savings (or negative usage) | Gas Boiler - Maintenance_New | NEQ | New | Lodging | Gas Boiler - Maintenance | 2 | E2 All NEQ Savings (or negative usage) | 0 | 0 | 0 | 0 | 0
Gas Boiler - Radiator Replacement_Lodging_New_E2 All NEQ Savings (or negative usage) | Gas Boiler - Radiator Replacement_Lodging_New | Gas Boiler - Radiator Replacement_New_E2 All NEQ Savings (or negative usage) | Gas Boiler - Radiator Replacement_New | NEQ | New | Lodging | Gas Boiler - Radiator Replacement | 2 | E2 All NEQ Savings (or negative usage) | 0 | 0 | 0 | 0 | 0
Gas Boiler - Stack Economizer_Lodging_New_E2 All NEQ Savings (or negative usage) | Gas Boiler - Stack Economizer_Lodging_New | Gas Boiler - Stack Economizer_New_E2 All NEQ Savings (or negative usage) | Gas Boiler - Stack Economizer_New | NEQ | New | Lodging | Gas Boiler - Stack Economizer | 2 | E2 All NEQ Savings (or negative usage) | 0 | 0 | 0 | 0 | 0
Gas Boiler - Steam Trap Replacement_Lodging_New_E2 All NEQ Savings (or negative usage) | Gas Boiler - Steam Trap Replacement_Lodging_New | Gas Boiler - Steam Trap Replacement_New_E2 All NEQ Savings (or negative usage) | Gas Boiler - Steam Trap Replacement_New | NEQ | New | Lodging | Gas Boiler - Steam Trap Replacement | 2 | E2 All NEQ Savings (or negative usage) | 0 | 0 | 0 | 0 | 0
Gas Boiler - Thermostatic Radiator Valves_Lodging_New_E2 All NEQ Savings (or negative usage) | Gas Boiler - Thermostatic Radiator Valves_Lodging_New | Gas Boiler - Thermostatic Radiator Valves_New_E2 All NEQ Savings (or negative usage) | Gas Boiler - Thermostatic Radiator Valves_New | NEQ | New | Lodging | Gas Boiler - Thermostatic Radiator Valves | 2 | E2 All NEQ Savings (or negative usage) | 0 | 0 | 0 | 0 | 0
Gas Furnace - Maintenance_Lodging_New_E2 All NEQ Savings (or negative usage) | Gas Furnace - Maintenance_Lodging_New | Gas Furnace - Maintenance_New_E2 All NEQ Savings (or negative usage) | Gas Furnace - Maintenance_New | NEQ | New | Lodging | Gas Furnace - Maintenance | 2 | E2 All NEQ Savings (or negative usage) | 0 | 0 | 0 | 0 | 0
Gas-Fired Combination Heat Pump Conversion_Lodging_New_E2 All NEQ Savings (or negative usage) | Gas-Fired Combination Heat Pump Conversion_Lodging_New | Gas-Fired Combination Heat Pump Conversion_New_E2 All NEQ Savings (or negative usage) | Gas-Fired Combination Heat Pump Conversion_New | NEQ | New | Lodging | Gas-Fired Combination Heat Pump Conversion | 2 | E2 All NEQ Savings (or negative usage) | 0 | 0 | 0 | 0 | 0
HVAC - Dedicated Outdoor Air System (DOAS)_Lodging_New_E2 All NEQ Savings (or negative usage) | HVAC - Dedicated Outdoor Air System (DOAS)_Lodging_New | HVAC - Dedicated Outdoor Air System (DOAS)_New_E2 All NEQ Savings (or negative usage) | HVAC - Dedicated Outdoor Air System (DOAS)_New | NEQ | New | Lodging | HVAC - Dedicated Outdoor Air System (DOAS) | 2 | E2 All NEQ Savings (or negative usage) | 0 | 0 | 0 | 0 | 0
HVAC - Energy Recovery Ventilator_Lodging_New_E2 All NEQ Savings (or negative usage) | HVAC - Energy Recovery Ventilator_Lodging_New | HVAC - Energy Recovery Ventilator_New_E2 All NEQ Savings (or negative usage) | HVAC - Energy Recovery Ventilator_New | NEQ | New | Lodging | HVAC - Energy Recovery Ventilator | 2 | E2 All NEQ Savings (or negative usage) | 0 | 0 | 0 | 0 | 0
HVAC - Shut Off Damper_Lodging_New_E2 All NEQ Savings (or negative usage) | HVAC - Shut Off Damper_Lodging_New | HVAC - Shut Off Damper_New_E2 All NEQ Savings (or negative usage) | HVAC - Shut Off Damper_New | NEQ | New | Lodging | HVAC - Shut Off Damper | 2 | E2 All NEQ Savings (or negative usage) | 0 | 0 | 0 | 0 | 0
Industrial Air Curtains_Lodging_New_E2 All NEQ Savings (or negative usage) | Industrial Air Curtains_Lodging_New | Industrial Air Curtains_New_E2 All NEQ Savings (or negative usage) | Industrial Air Curtains_New | NEQ | New | Lodging | Industrial Air Curtains | 2 | E2 All NEQ Savings (or negative usage) | 0 | 0 | 0 | 0 | 0
Infiltration Control - Loading Dock Sealing_Lodging_New_E2 All NEQ Savings (or negative usage) | Infiltration Control - Loading Dock Sealing_Lodging_New | Infiltration Control - Loading Dock Sealing_New_E2 All NEQ Savings (or negative usage) | Infiltration Control - Loading Dock Sealing_New | NEQ | New | Lodging | Infiltration Control - Loading Dock Sealing | 2 | E2 All NEQ Savings (or negative usage) | 0 | 0 | 0 | 0 | 0
Insulation - Ceiling_Lodging_New_E2 All NEQ Savings (or negative usage) | Insulation - Ceiling_Lodging_New | Insulation - Ceiling_New_E2 All NEQ Savings (or negative usage) | Insulation - Ceiling_New | NEQ | New | Lodging | Insulation - Ceiling | 2 | E2 All NEQ Savings (or negative usage) | 0 | 0 | 0 | 0 | 0
Insulation - Ducting_Lodging_New_E2 All NEQ Savings (or negative usage) | Insulation - Ducting_Lodging_New | Insulation - Ducting_New_E2 All NEQ Savings (or negative usage) | Insulation - Ducting_New | NEQ | New | Lodging | Insulation - Ducting | 2 | E2 All NEQ Savings (or negative usage) | 0 | 0 | 0 | 0 | 0
Insulation - Wall Cavity_Lodging_New_E2 All NEQ Savings (or negative usage) | Insulation - Wall Cavity_Lodging_New | Insulation - Wall Cavity_New_E2 All NEQ Savings (or negative usage) | Insulation - Wall Cavity_New | NEQ | New | Lodging | Insulation - Wall Cavity | 2 | E2 All NEQ Savings (or negative usage) | 0 | 0 | 0 | 0 | 0
Kitchen Ventilation - Advanced Controls_Lodging_New_E2 All NEQ Savings (or negative usage) | Kitchen Ventilation - Advanced Controls_Lodging_New | Kitchen Ventilation - Advanced Controls_New_E2 All NEQ Savings (or negative usage) | Kitchen Ventilation - Advanced Controls_New | NEQ | New | Lodging | Kitchen Ventilation - Advanced Controls | 2 | E2 All NEQ Savings (or negative usage) | 0 | 0 | 0 | 0 | 0
Lodging - Guest Room Controls_Lodging_New_E2 All NEQ Savings (or negative usage) | Lodging - Guest Room Controls_Lodging_New | Lodging - Guest Room Controls_New_E2 All NEQ Savings (or negative usage) | Lodging - Guest Room Controls_New | NEQ | New | Lodging | Lodging - Guest Room Controls | 2 | E2 All NEQ Savings (or negative usage) | 0 | 0 | 0 | 0 | 0
Pool Heater - Night Covers_Lodging_New_E2 All NEQ Savings (or negative usage) | Pool Heater - Night Covers_Lodging_New | Pool Heater - Night Covers_New_E2 All NEQ Savings (or negative usage) | Pool Heater - Night Covers_New | NEQ | New | Lodging | Pool Heater - Night Covers | 2 | E2 All NEQ Savings (or negative usage) | 0.10407 | 0.10407 | 0.10407 | 0.10407 | 0.10407
Refrigeration - Heat Recovery_Lodging_New_E2 All NEQ Savings (or negative usage) | Refrigeration - Heat Recovery_Lodging_New | Refrigeration - Heat Recovery_New_E2 All NEQ Savings (or negative usage) | Refrigeration - Heat Recovery_New | NEQ | New | Lodging | Refrigeration - Heat Recovery | 2 | E2 All NEQ Savings (or negative usage) | 0 | 0 | 0 | 0 | 0
Retrocommissioning_Lodging_New_E2 All NEQ Savings (or negative usage) | Retrocommissioning_Lodging_New | Retrocommissioning_New_E2 All NEQ Savings (or negative usage) | Retrocommissioning_New | NEQ | New | Lodging | Retrocommissioning | 2 | E2 All NEQ Savings (or negative usage) | 0 | 0 | 0 | 0 | 0
Strategic Energy Management_Lodging_New_E2 All NEQ Savings (or negative usage) | Strategic Energy Management_Lodging_New | Strategic Energy Management_New_E2 All NEQ Savings (or negative usage) | Strategic Energy Management_New | NEQ | New | Lodging | Strategic Energy Management | 2 | E2 All NEQ Savings (or negative usage) | 0 | 0 | 0 | 0 | 0
Thermostat - Programmable_Lodging_New_E2 All NEQ Savings (or negative usage) | Thermostat - Programmable_Lodging_New | Thermostat - Programmable_New_E2 All NEQ Savings (or negative usage) | Thermostat - Programmable_New | NEQ | New | Lodging | Thermostat - Programmable | 2 | E2 All NEQ Savings (or negative usage) | 0 | 0 | 0 | 0 | 0
Ventilation - Demand Controlled_Lodging_New_E2 All NEQ Savings (or negative usage) | Ventilation - Demand Controlled_Lodging_New | Ventilation - Demand Controlled_New_E2 All NEQ Savings (or negative usage) | Ventilation - Demand Controlled_New | NEQ | New | Lodging | Ventilation - Demand Controlled | 2 | E2 All NEQ Savings (or negative usage) | 0 | 0 | 0 | 0 | 0
Water Heater - Drainwater Heat Recovery_Lodging_New_E2 All NEQ Savings (or negative usage) | Water Heater - Drainwater Heat Recovery_Lodging_New | Water Heater - Drainwater Heat Recovery_New_E2 All NEQ Savings (or negative usage) | Water Heater - Drainwater Heat Recovery_New | NEQ | New | Lodging | Water Heater - Drainwater Heat Recovery | 2 | E2 All NEQ Savings (or negative usage) | 0 | 0 | 0 | 0 | 0
Water Heater - Pipe Insulation_Lodging_New_E2 All NEQ Savings (or negative usage) | Water Heater - Pipe Insulation_Lodging_New | Water Heater - Pipe Insulation_New_E2 All NEQ Savings (or negative usage) | Water Heater - Pipe Insulation_New | NEQ | New | Lodging | Water Heater - Pipe Insulation | 2 | E2 All NEQ Savings (or negative usage) | 0 | 0 | 0 | 0 | 0
Water Heater - Pre-Rinse Spray Valve_Lodging_New_E2 All NEQ Savings (or negative usage) | Water Heater - Pre-Rinse Spray Valve_Lodging_New | Water Heater - Pre-Rinse Spray Valve_New_E2 All NEQ Savings (or negative usage) | Water Heater - Pre-Rinse Spray Valve_New | NEQ | New | Lodging | Water Heater - Pre-Rinse Spray Valve | 2 | E2 All NEQ Savings (or negative usage) | 0 | 0 | 0 | 0 | 0
Water Heater - Solar System_Lodging_New_E2 All NEQ Savings (or negative usage) | Water Heater - Solar System_Lodging_New | Water Heater - Solar System_New_E2 All NEQ Savings (or negative usage) | Water Heater - Solar System_New | NEQ | New | Lodging | Water Heater - Solar System | 2 | E2 All NEQ Savings (or negative usage) | 0 | 0 | 0 | 0 | 0
Water Heater - Thermostatic Shower Restriction Valve_Lodging_New_E2 All NEQ Savings (or negative usage) | Water Heater - Thermostatic Shower Restriction Valve_Lodging_New | Water Heater - Thermostatic Shower Restriction Valve_New_E2 All NEQ Savings (or negative usage) | Water Heater - Thermostatic Shower Restriction Valve_New | NEQ | New | Lodging | Water Heater - Thermostatic Shower Restriction Valve | 2 | E2 All NEQ Savings (or negative usage) | 0 | 0 | 0 | 0 | 0
Windows - High Efficiency Glazing_Lodging_New_E2 All NEQ Savings (or negative usage) | Windows - High Efficiency Glazing_Lodging_New | Windows - High Efficiency Glazing_New_E2 All NEQ Savings (or negative usage) | Windows - High Efficiency Glazing_New | NEQ | New | Lodging | Windows - High Efficiency Glazing | 2 | E2 All NEQ Savings (or negative usage) | 0 | 0 | 0 | 0 | 0
Windows - Secondary Glazing Systems_Lodging_New_E2 All NEQ Savings (or negative usage) | Windows - Secondary Glazing Systems_Lodging_New | Windows - Secondary Glazing Systems_New_E2 All NEQ Savings (or negative usage) | Windows - Secondary Glazing Systems_New | NEQ | New | Lodging | Windows - Secondary Glazing Systems | 2 | E2 All NEQ Savings (or negative usage) | 0 | 0 | 0 | 0 | 0
Advanced New Construction Designs_Miscellaneous_New_E2 All NEQ Savings (or negative usage) | Advanced New Construction Designs_Miscellaneous_New | Advanced New Construction Designs_New_E2 All NEQ Savings (or negative usage) | Advanced New Construction Designs_New | NEQ | New | Miscellaneous | Advanced New Construction Designs | 2 | E2 All NEQ Savings (or negative usage) | 0 | 0 | 0 | 0 | 0
Building Shell - Air Sealing (Infiltration Control)_Miscellaneous_New_E2 All NEQ Savings (or negative usage) | Building Shell - Air Sealing (Infiltration Control)_Miscellaneous_New | Building Shell - Air Sealing (Infiltration Control)_New_E2 All NEQ Savings (or negative usage) | Building Shell - Air Sealing (Infiltration Control)_New | NEQ | New | Miscellaneous | Building Shell - Air Sealing (Infiltration Control) | 2 | E2 All NEQ Savings (or negative usage) | 0 | 0 | 0 | 0 | 0
Circulation Pump - Controls_Miscellaneous_New_E2 All NEQ Savings (or negative usage) | Circulation Pump - Controls_Miscellaneous_New | Circulation Pump - Controls_New_E2 All NEQ Savings (or negative usage) | Circulation Pump - Controls_New | NEQ | New | Miscellaneous | Circulation Pump - Controls | 2 | E2 All NEQ Savings (or negative usage) | 0 | 0 | 0 | 0 | 0
Commercial Laundry - Dryer Efficiency Retrofit_Miscellaneous_New_E2 All NEQ Savings (or negative usage) | Commercial Laundry - Dryer Efficiency Retrofit_Miscellaneous_New | Commercial Laundry - Dryer Efficiency Retrofit_New_E2 All NEQ Savings (or negative usage) | Commercial Laundry - Dryer Efficiency Retrofit_New | NEQ | New | Miscellaneous | Commercial Laundry - Dryer Efficiency Retrofit | 2 | E2 All NEQ Savings (or negative usage) | 0 | 0 | 0 | 0 | 0
Commercial Laundry - ENERGY STAR Washer (8.0)_Miscellaneous_New_E2 All NEQ Savings (or negative usage) | Commercial Laundry - ENERGY STAR Washer (8.0)_Miscellaneous_New | Commercial Laundry - ENERGY STAR Washer (8.0)_New_E2 All NEQ Savings (or negative usage) | Commercial Laundry - ENERGY STAR Washer (8.0)_New | NEQ | New | Miscellaneous | Commercial Laundry - ENERGY STAR Washer (8.0) | 2 | E2 All NEQ Savings (or negative usage) | 0 | 0 | 0 | 0 | 0
Commercial Laundry - Ozone Treatment_Miscellaneous_New_E2 All NEQ Savings (or negative usage) | Commercial Laundry - Ozone Treatment_Miscellaneous_New | Commercial Laundry - Ozone Treatment_New_E2 All NEQ Savings (or negative usage) | Commercial Laundry - Ozone Treatment_New | NEQ | New | Miscellaneous | Commercial Laundry - Ozone Treatment | 2 | E2 All NEQ Savings (or negative usage) | 0.67387 | 0.67387 | 0.67387 | 0.67387 | 0.67387
Connected Thermostat - ENERGY STAR (1.0)_Miscellaneous_New_E2 All NEQ Savings (or negative usage) | Connected Thermostat - ENERGY STAR (1.0)_Miscellaneous_New | Connected Thermostat - ENERGY STAR (1.0)_New_E2 All NEQ Savings (or negative usage) | Connected Thermostat - ENERGY STAR (1.0)_New | NEQ | New | Miscellaneous | Connected Thermostat - ENERGY STAR (1.0) | 2 | E2 All NEQ Savings (or negative usage) | 0 | 0 | 0 | 0 | 0
Destratification Fans (HVLS)_Miscellaneous_New_E2 All NEQ Savings (or negative usage) | Destratification Fans (HVLS)_Miscellaneous_New | Destratification Fans (HVLS)_New_E2 All NEQ Savings (or negative usage) | Destratification Fans (HVLS)_New | NEQ | New | Miscellaneous | Destratification Fans (HVLS) | 2 | E2 All NEQ Savings (or negative usage) | 0 | 0 | 0 | 0 | 0
Ducting - Repair and Sealing_Miscellaneous_New_E2 All NEQ Savings (or negative usage) | Ducting - Repair and Sealing_Miscellaneous_New | Ducting - Repair and Sealing_New_E2 All NEQ Savings (or negative usage) | Ducting - Repair and Sealing_New | NEQ | New | Miscellaneous | Ducting - Repair and Sealing | 2 | E2 All NEQ Savings (or negative usage) | 0 | 0 | 0 | 0 | 0
Gas Boiler - Blowdown Heat Recovery_Miscellaneous_New_E2 All NEQ Savings (or negative usage) | Gas Boiler - Blowdown Heat Recovery_Miscellaneous_New | Gas Boiler - Blowdown Heat Recovery_New_E2 All NEQ Savings (or negative usage) | Gas Boiler - Blowdown Heat Recovery_New | NEQ | New | Miscellaneous | Gas Boiler - Blowdown Heat Recovery | 2 | E2 All NEQ Savings (or negative usage) | 0 | 0 | 0 | 0 | 0
Gas Boiler - Burner Control Optimization_Miscellaneous_New_E2 All NEQ Savings (or negative usage) | Gas Boiler - Burner Control Optimization_Miscellaneous_New | Gas Boiler - Burner Control Optimization_New_E2 All NEQ Savings (or negative usage) | Gas Boiler - Burner Control Optimization_New | NEQ | New | Miscellaneous | Gas Boiler - Burner Control Optimization | 2 | E2 All NEQ Savings (or negative usage) | 0 | 0 | 0 | 0 | 0
Gas Boiler - High Turndown Burner_Miscellaneous_New_E2 All NEQ Savings (or negative usage) | Gas Boiler - High Turndown Burner_Miscellaneous_New | Gas Boiler - High Turndown Burner_New_E2 All NEQ Savings (or negative usage) | Gas Boiler - High Turndown Burner_New | NEQ | New | Miscellaneous | Gas Boiler - High Turndown Burner | 2 | E2 All NEQ Savings (or negative usage) | 0 | 0 | 0 | 0 | 0
Gas Boiler - Hot Water Reset_Miscellaneous_New_E2 All NEQ Savings (or negative usage) | Gas Boiler - Hot Water Reset_Miscellaneous_New | Gas Boiler - Hot Water Reset_New_E2 All NEQ Savings (or negative usage) | Gas Boiler - Hot Water Reset_New | NEQ | New | Miscellaneous | Gas Boiler - Hot Water Reset | 2 | E2 All NEQ Savings (or negative usage) | 0 | 0 | 0 | 0 | 0
Gas Boiler - Insulate Hot Water Lines_Miscellaneous_New_E2 All NEQ Savings (or negative usage) | Gas Boiler - Insulate Hot Water Lines_Miscellaneous_New | Gas Boiler - Insulate Hot Water Lines_New_E2 All NEQ Savings (or negative usage) | Gas Boiler - Insulate Hot Water Lines_New | NEQ | New | Miscellaneous | Gas Boiler - Insulate Hot Water Lines | 2 | E2 All NEQ Savings (or negative usage) | 0 | 0 | 0 | 0 | 0
Gas Boiler - Insulate Steam Lines/Condensate Tank_Miscellaneous_New_E2 All NEQ Savings (or negative usage) | Gas Boiler - Insulate Steam Lines/Condensate Tank_Miscellaneous_New | Gas Boiler - Insulate Steam Lines/Condensate Tank_New_E2 All NEQ Savings (or negative usage) | Gas Boiler - Insulate Steam Lines/Condensate Tank_New | NEQ | New | Miscellaneous | Gas Boiler - Insulate Steam Lines/Condensate Tank | 2 | E2 All NEQ Savings (or negative usage) | 0 | 0 | 0 | 0 | 0
Gas Boiler - Maintenance_Miscellaneous_New_E2 All NEQ Savings (or negative usage) | Gas Boiler - Maintenance_Miscellaneous_New | Gas Boiler - Maintenance_New_E2 All NEQ Savings (or negative usage) | Gas Boiler - Maintenance_New | NEQ | New | Miscellaneous | Gas Boiler - Maintenance | 2 | E2 All NEQ Savings (or negative usage) | 0 | 0 | 0 | 0 | 0
Gas Boiler - Radiator Replacement_Miscellaneous_New_E2 All NEQ Savings (or negative usage) | Gas Boiler - Radiator Replacement_Miscellaneous_New | Gas Boiler - Radiator Replacement_New_E2 All NEQ Savings (or negative usage) | Gas Boiler - Radiator Replacement_New | NEQ | New | Miscellaneous | Gas Boiler - Radiator Replacement | 2 | E2 All NEQ Savings (or negative usage) | 0 | 0 | 0 | 0 | 0
Gas Boiler - Stack Economizer_Miscellaneous_New_E2 All NEQ Savings (or negative usage) | Gas Boiler - Stack Economizer_Miscellaneous_New | Gas Boiler - Stack Economizer_New_E2 All NEQ Savings (or negative usage) | Gas Boiler - Stack Economizer_New | NEQ | New | Miscellaneous | Gas Boiler - Stack Economizer | 2 | E2 All NEQ Savings (or negative usage) | 0 | 0 | 0 | 0 | 0
Gas Boiler - Steam Trap Replacement_Miscellaneous_New_E2 All NEQ Savings (or negative usage) | Gas Boiler - Steam Trap Replacement_Miscellaneous_New | Gas Boiler - Steam Trap Replacement_New_E2 All NEQ Savings (or negative usage) | Gas Boiler - Steam Trap Replacement_New | NEQ | New | Miscellaneous | Gas Boiler - Steam Trap Replacement | 2 | E2 All NEQ Savings (or negative usage) | 0 | 0 | 0 | 0 | 0
Gas Boiler - Thermostatic Radiator Valves_Miscellaneous_New_E2 All NEQ Savings (or negative usage) | Gas Boiler - Thermostatic Radiator Valves_Miscellaneous_New | Gas Boiler - Thermostatic Radiator Valves_New_E2 All NEQ Savings (or negative usage) | Gas Boiler - Thermostatic Radiator Valves_New | NEQ | New | Miscellaneous | Gas Boiler - Thermostatic Radiator Valves | 2 | E2 All NEQ Savings (or negative usage) | 0 | 0 | 0 | 0 | 0
Gas Furnace - Maintenance_Miscellaneous_New_E2 All NEQ Savings (or negative usage) | Gas Furnace - Maintenance_Miscellaneous_New | Gas Furnace - Maintenance_New_E2 All NEQ Savings (or negative usage) | Gas Furnace - Maintenance_New | NEQ | New | Miscellaneous | Gas Furnace - Maintenance | 2 | E2 All NEQ Savings (or negative usage) | 0 | 0 | 0 | 0 | 0
Gas-Fired Combination Heat Pump Conversion_Miscellaneous_New_E2 All NEQ Savings (or negative usage) | Gas-Fired Combination Heat Pump Conversion_Miscellaneous_New | Gas-Fired Combination Heat Pump Conversion_New_E2 All NEQ Savings (or negative usage) | Gas-Fired Combination Heat Pump Conversion_New | NEQ | New | Miscellaneous | Gas-Fired Combination Heat Pump Conversion | 2 | E2 All NEQ Savings (or negative usage) | 0 | 0 | 0 | 0 | 0
HVAC - Dedicated Outdoor Air System (DOAS)_Miscellaneous_New_E2 All NEQ Savings (or negative usage) | HVAC - Dedicated Outdoor Air System (DOAS)_Miscellaneous_New | HVAC - Dedicated Outdoor Air System (DOAS)_New_E2 All NEQ Savings (or negative usage) | HVAC - Dedicated Outdoor Air System (DOAS)_New | NEQ | New | Miscellaneous | HVAC - Dedicated Outdoor Air System (DOAS) | 2 | E2 All NEQ Savings (or negative usage) | 0 | 0 | 0 | 0 | 0
HVAC - Energy Recovery Ventilator_Miscellaneous_New_E2 All NEQ Savings (or negative usage) | HVAC - Energy Recovery Ventilator_Miscellaneous_New | HVAC - Energy Recovery Ventilator_New_E2 All NEQ Savings (or negative usage) | HVAC - Energy Recovery Ventilator_New | NEQ | New | Miscellaneous | HVAC - Energy Recovery Ventilator | 2 | E2 All NEQ Savings (or negative usage) | 0 | 0 | 0 | 0 | 0
HVAC - Shut Off Damper_Miscellaneous_New_E2 All NEQ Savings (or negative usage) | HVAC - Shut Off Damper_Miscellaneous_New | HVAC - Shut Off Damper_New_E2 All NEQ Savings (or negative usage) | HVAC - Shut Off Damper_New | NEQ | New | Miscellaneous | HVAC - Shut Off Damper | 2 | E2 All NEQ Savings (or negative usage) | 0 | 0 | 0 | 0 | 0
Industrial Air Curtains_Miscellaneous_New_E2 All NEQ Savings (or negative usage) | Industrial Air Curtains_Miscellaneous_New | Industrial Air Curtains_New_E2 All NEQ Savings (or negative usage) | Industrial Air Curtains_New | NEQ | New | Miscellaneous | Industrial Air Curtains | 2 | E2 All NEQ Savings (or negative usage) | 0 | 0 | 0 | 0 | 0
Infiltration Control - Loading Dock Sealing_Miscellaneous_New_E2 All NEQ Savings (or negative usage) | Infiltration Control - Loading Dock Sealing_Miscellaneous_New | Infiltration Control - Loading Dock Sealing_New_E2 All NEQ Savings (or negative usage) | Infiltration Control - Loading Dock Sealing_New | NEQ | New | Miscellaneous | Infiltration Control - Loading Dock Sealing | 2 | E2 All NEQ Savings (or negative usage) | 0 | 0 | 0 | 0 | 0
Insulation - Ceiling_Miscellaneous_New_E2 All NEQ Savings (or negative usage) | Insulation - Ceiling_Miscellaneous_New | Insulation - Ceiling_New_E2 All NEQ Savings (or negative usage) | Insulation - Ceiling_New | NEQ | New | Miscellaneous | Insulation - Ceiling | 2 | E2 All NEQ Savings (or negative usage) | 0 | 0 | 0 | 0 | 0
Insulation - Ducting_Miscellaneous_New_E2 All NEQ Savings (or negative usage) | Insulation - Ducting_Miscellaneous_New | Insulation - Ducting_New_E2 All NEQ Savings (or negative usage) | Insulation - Ducting_New | NEQ | New | Miscellaneous | Insulation - Ducting | 2 | E2 All NEQ Savings (or negative usage) | 0 | 0 | 0 | 0 | 0
Insulation - Wall Cavity_Miscellaneous_New_E2 All NEQ Savings (or negative usage) | Insulation - Wall Cavity_Miscellaneous_New | Insulation - Wall Cavity_New_E2 All NEQ Savings (or negative usage) | Insulation - Wall Cavity_New | NEQ | New | Miscellaneous | Insulation - Wall Cavity | 2 | E2 All NEQ Savings (or negative usage) | 0 | 0 | 0 | 0 | 0
Kitchen Ventilation - Advanced Controls_Miscellaneous_New_E2 All NEQ Savings (or negative usage) | Kitchen Ventilation - Advanced Controls_Miscellaneous_New | Kitchen Ventilation - Advanced Controls_New_E2 All NEQ Savings (or negative usage) | Kitchen Ventilation - Advanced Controls_New | NEQ | New | Miscellaneous | Kitchen Ventilation - Advanced Controls | 2 | E2 All NEQ Savings (or negative usage) | 0 | 0 | 0 | 0 | 0
Lodging - Guest Room Controls_Miscellaneous_New_E2 All NEQ Savings (or negative usage) | Lodging - Guest Room Controls_Miscellaneous_New | Lodging - Guest Room Controls_New_E2 All NEQ Savings (or negative usage) | Lodging - Guest Room Controls_New | NEQ | New | Miscellaneous | Lodging - Guest Room Controls | 2 | E2 All NEQ Savings (or negative usage) | 0 | 0 | 0 | 0 | 0
Pool Heater - Night Covers_Miscellaneous_New_E2 All NEQ Savings (or negative usage) | Pool Heater - Night Covers_Miscellaneous_New | Pool Heater - Night Covers_New_E2 All NEQ Savings (or negative usage) | Pool Heater - Night Covers_New | NEQ | New | Miscellaneous | Pool Heater - Night Covers | 2 | E2 All NEQ Savings (or negative usage) | 0.10407 | 0.10407 | 0.10407 | 0.10407 | 0.10407
Refrigeration - Heat Recovery_Miscellaneous_New_E2 All NEQ Savings (or negative usage) | Refrigeration - Heat Recovery_Miscellaneous_New | Refrigeration - Heat Recovery_New_E2 All NEQ Savings (or negative usage) | Refrigeration - Heat Recovery_New | NEQ | New | Miscellaneous | Refrigeration - Heat Recovery | 2 | E2 All NEQ Savings (or negative usage) | 0 | 0 | 0 | 0 | 0
Retrocommissioning_Miscellaneous_New_E2 All NEQ Savings (or negative usage) | Retrocommissioning_Miscellaneous_New | Retrocommissioning_New_E2 All NEQ Savings (or negative usage) | Retrocommissioning_New | NEQ | New | Miscellaneous | Retrocommissioning | 2 | E2 All NEQ Savings (or negative usage) | 0 | 0 | 0 | 0 | 0
Strategic Energy Management_Miscellaneous_New_E2 All NEQ Savings (or negative usage) | Strategic Energy Management_Miscellaneous_New | Strategic Energy Management_New_E2 All NEQ Savings (or negative usage) | Strategic Energy Management_New | NEQ | New | Miscellaneous | Strategic Energy Management | 2 | E2 All NEQ Savings (or negative usage) | 0 | 0 | 0 | 0 | 0
Thermostat - Programmable_Miscellaneous_New_E2 All NEQ Savings (or negative usage) | Thermostat - Programmable_Miscellaneous_New | Thermostat - Programmable_New_E2 All NEQ Savings (or negative usage) | Thermostat - Programmable_New | NEQ | New | Miscellaneous | Thermostat - Programmable | 2 | E2 All NEQ Savings (or negative usage) | 0 | 0 | 0 | 0 | 0
Ventilation - Demand Controlled_Miscellaneous_New_E2 All NEQ Savings (or negative usage) | Ventilation - Demand Controlled_Miscellaneous_New | Ventilation - Demand Controlled_New_E2 All NEQ Savings (or negative usage) | Ventilation - Demand Controlled_New | NEQ | New | Miscellaneous | Ventilation - Demand Controlled | 2 | E2 All NEQ Savings (or negative usage) | 0 | 0 | 0 | 0 | 0
Water Heater - Drainwater Heat Recovery_Miscellaneous_New_E2 All NEQ Savings (or negative usage) | Water Heater - Drainwater Heat Recovery_Miscellaneous_New | Water Heater - Drainwater Heat Recovery_New_E2 All NEQ Savings (or negative usage) | Water Heater - Drainwater Heat Recovery_New | NEQ | New | Miscellaneous | Water Heater - Drainwater Heat Recovery | 2 | E2 All NEQ Savings (or negative usage) | 0 | 0 | 0 | 0 | 0
Water Heater - Pipe Insulation_Miscellaneous_New_E2 All NEQ Savings (or negative usage) | Water Heater - Pipe Insulation_Miscellaneous_New | Water Heater - Pipe Insulation_New_E2 All NEQ Savings (or negative usage) | Water Heater - Pipe Insulation_New | NEQ | New | Miscellaneous | Water Heater - Pipe Insulation | 2 | E2 All NEQ Savings (or negative usage) | 0 | 0 | 0 | 0 | 0
Water Heater - Pre-Rinse Spray Valve_Miscellaneous_New_E2 All NEQ Savings (or negative usage) | Water Heater - Pre-Rinse Spray Valve_Miscellaneous_New | Water Heater - Pre-Rinse Spray Valve_New_E2 All NEQ Savings (or negative usage) | Water Heater - Pre-Rinse Spray Valve_New | NEQ | New | Miscellaneous | Water Heater - Pre-Rinse Spray Valve | 2 | E2 All NEQ Savings (or negative usage) | 0 | 0 | 0 | 0 | 0
Water Heater - Solar System_Miscellaneous_New_E2 All NEQ Savings (or negative usage) | Water Heater - Solar System_Miscellaneous_New | Water Heater - Solar System_New_E2 All NEQ Savings (or negative usage) | Water Heater - Solar System_New | NEQ | New | Miscellaneous | Water Heater - Solar System | 2 | E2 All NEQ Savings (or negative usage) | 0 | 0 | 0 | 0 | 0
Water Heater - Thermostatic Shower Restriction Valve_Miscellaneous_New_E2 All NEQ Savings (or negative usage) | Water Heater - Thermostatic Shower Restriction Valve_Miscellaneous_New | Water Heater - Thermostatic Shower Restriction Valve_New_E2 All NEQ Savings (or negative usage) | Water Heater - Thermostatic Shower Restriction Valve_New | NEQ | New | Miscellaneous | Water Heater - Thermostatic Shower Restriction Valve | 2 | E2 All NEQ Savings (or negative usage) | 0 | 0 | 0 | 0 | 0
Windows - High Efficiency Glazing_Miscellaneous_New_E2 All NEQ Savings (or negative usage) | Windows - High Efficiency Glazing_Miscellaneous_New | Windows - High Efficiency Glazing_New_E2 All NEQ Savings (or negative usage) | Windows - High Efficiency Glazing_New | NEQ | New | Miscellaneous | Windows - High Efficiency Glazing | 2 | E2 All NEQ Savings (or negative usage) | 0 | 0 | 0 | 0 | 0
Windows - Secondary Glazing Systems_Miscellaneous_New_E2 All NEQ Savings (or negative usage) | Windows - Secondary Glazing Systems_Miscellaneous_New | Windows - Secondary Glazing Systems_New_E2 All NEQ Savings (or negative usage) | Windows - Secondary Glazing Systems_New | NEQ | New | Miscellaneous | Windows - Secondary Glazing Systems | 2 | E2 All NEQ Savings (or negative usage) | 0 | 0 | 0 | 0 | 0
Advanced New Construction Designs_Office_New_E2 All NEQ Savings (or negative usage) | Advanced New Construction Designs_Office_New | Advanced New Construction Designs_New_E2 All NEQ Savings (or negative usage) | Advanced New Construction Designs_New | NEQ | New | Office | Advanced New Construction Designs | 2 | E2 All NEQ Savings (or negative usage) | 0 | 0 | 0 | 0 | 0
Building Shell - Air Sealing (Infiltration Control)_Office_New_E2 All NEQ Savings (or negative usage) | Building Shell - Air Sealing (Infiltration Control)_Office_New | Building Shell - Air Sealing (Infiltration Control)_New_E2 All NEQ Savings (or negative usage) | Building Shell - Air Sealing (Infiltration Control)_New | NEQ | New | Office | Building Shell - Air Sealing (Infiltration Control) | 2 | E2 All NEQ Savings (or negative usage) | 0 | 0 | 0 | 0 | 0
Circulation Pump - Controls_Office_New_E2 All NEQ Savings (or negative usage) | Circulation Pump - Controls_Office_New | Circulation Pump - Controls_New_E2 All NEQ Savings (or negative usage) | Circulation Pump - Controls_New | NEQ | New | Office | Circulation Pump - Controls | 2 | E2 All NEQ Savings (or negative usage) | 0 | 0 | 0 | 0 | 0
Commercial Laundry - Dryer Efficiency Retrofit_Office_New_E2 All NEQ Savings (or negative usage) | Commercial Laundry - Dryer Efficiency Retrofit_Office_New | Commercial Laundry - Dryer Efficiency Retrofit_New_E2 All NEQ Savings (or negative usage) | Commercial Laundry - Dryer Efficiency Retrofit_New | NEQ | New | Office | Commercial Laundry - Dryer Efficiency Retrofit | 2 | E2 All NEQ Savings (or negative usage) | 0 | 0 | 0 | 0 | 0
Commercial Laundry - ENERGY STAR Washer (8.0)_Office_New_E2 All NEQ Savings (or negative usage) | Commercial Laundry - ENERGY STAR Washer (8.0)_Office_New | Commercial Laundry - ENERGY STAR Washer (8.0)_New_E2 All NEQ Savings (or negative usage) | Commercial Laundry - ENERGY STAR Washer (8.0)_New | NEQ | New | Office | Commercial Laundry - ENERGY STAR Washer (8.0) | 2 | E2 All NEQ Savings (or negative usage) | 0 | 0 | 0 | 0 | 0
Commercial Laundry - Ozone Treatment_Office_New_E2 All NEQ Savings (or negative usage) | Commercial Laundry - Ozone Treatment_Office_New | Commercial Laundry - Ozone Treatment_New_E2 All NEQ Savings (or negative usage) | Commercial Laundry - Ozone Treatment_New | NEQ | New | Office | Commercial Laundry - Ozone Treatment | 2 | E2 All NEQ Savings (or negative usage) | 0 | 0 | 0 | 0 | 0
Connected Thermostat - ENERGY STAR (1.0)_Office_New_E2 All NEQ Savings (or negative usage) | Connected Thermostat - ENERGY STAR (1.0)_Office_New | Connected Thermostat - ENERGY STAR (1.0)_New_E2 All NEQ Savings (or negative usage) | Connected Thermostat - ENERGY STAR (1.0)_New | NEQ | New | Office | Connected Thermostat - ENERGY STAR (1.0) | 2 | E2 All NEQ Savings (or negative usage) | 0 | 0 | 0 | 0 | 0
Destratification Fans (HVLS)_Office_New_E2 All NEQ Savings (or negative usage) | Destratification Fans (HVLS)_Office_New | Destratification Fans (HVLS)_New_E2 All NEQ Savings (or negative usage) | Destratification Fans (HVLS)_New | NEQ | New | Office | Destratification Fans (HVLS) | 2 | E2 All NEQ Savings (or negative usage) | 0 | 0 | 0 | 0 | 0
Ducting - Repair and Sealing_Office_New_E2 All NEQ Savings (or negative usage) | Ducting - Repair and Sealing_Office_New | Ducting - Repair and Sealing_New_E2 All NEQ Savings (or negative usage) | Ducting - Repair and Sealing_New | NEQ | New | Office | Ducting - Repair and Sealing | 2 | E2 All NEQ Savings (or negative usage) | 0 | 0 | 0 | 0 | 0
Gas Boiler - Blowdown Heat Recovery_Office_New_E2 All NEQ Savings (or negative usage) | Gas Boiler - Blowdown Heat Recovery_Office_New | Gas Boiler - Blowdown Heat Recovery_New_E2 All NEQ Savings (or negative usage) | Gas Boiler - Blowdown Heat Recovery_New | NEQ | New | Office | Gas Boiler - Blowdown Heat Recovery | 2 | E2 All NEQ Savings (or negative usage) | 0 | 0 | 0 | 0 | 0
Gas Boiler - Burner Control Optimization_Office_New_E2 All NEQ Savings (or negative usage) | Gas Boiler - Burner Control Optimization_Office_New | Gas Boiler - Burner Control Optimization_New_E2 All NEQ Savings (or negative usage) | Gas Boiler - Burner Control Optimization_New | NEQ | New | Office | Gas Boiler - Burner Control Optimization | 2 | E2 All NEQ Savings (or negative usage) | 0 | 0 | 0 | 0 | 0
Gas Boiler - High Turndown Burner_Office_New_E2 All NEQ Savings (or negative usage) | Gas Boiler - High Turndown Burner_Office_New | Gas Boiler - High Turndown Burner_New_E2 All NEQ Savings (or negative usage) | Gas Boiler - High Turndown Burner_New | NEQ | New | Office | Gas Boiler - High Turndown Burner | 2 | E2 All NEQ Savings (or negative usage) | 0 | 0 | 0 | 0 | 0
Gas Boiler - Hot Water Reset_Office_New_E2 All NEQ Savings (or negative usage) | Gas Boiler - Hot Water Reset_Office_New | Gas Boiler - Hot Water Reset_New_E2 All NEQ Savings (or negative usage) | Gas Boiler - Hot Water Reset_New | NEQ | New | Office | Gas Boiler - Hot Water Reset | 2 | E2 All NEQ Savings (or negative usage) | 0 | 0 | 0 | 0 | 0
Gas Boiler - Insulate Hot Water Lines_Office_New_E2 All NEQ Savings (or negative usage) | Gas Boiler - Insulate Hot Water Lines_Office_New | Gas Boiler - Insulate Hot Water Lines_New_E2 All NEQ Savings (or negative usage) | Gas Boiler - Insulate Hot Water Lines_New | NEQ | New | Office | Gas Boiler - Insulate Hot Water Lines | 2 | E2 All NEQ Savings (or negative usage) | 0 | 0 | 0 | 0 | 0
Gas Boiler - Insulate Steam Lines/Condensate Tank_Office_New_E2 All NEQ Savings (or negative usage) | Gas Boiler - Insulate Steam Lines/Condensate Tank_Office_New | Gas Boiler - Insulate Steam Lines/Condensate Tank_New_E2 All NEQ Savings (or negative usage) | Gas Boiler - Insulate Steam Lines/Condensate Tank_New | NEQ | New | Office | Gas Boiler - Insulate Steam Lines/Condensate Tank | 2 | E2 All NEQ Savings (or negative usage) | 0 | 0 | 0 | 0 | 0
Gas Boiler - Maintenance_Office_New_E2 All NEQ Savings (or negative usage) | Gas Boiler - Maintenance_Office_New | Gas Boiler - Maintenance_New_E2 All NEQ Savings (or negative usage) | Gas Boiler - Maintenance_New | NEQ | New | Office | Gas Boiler - Maintenance | 2 | E2 All NEQ Savings (or negative usage) | 0 | 0 | 0 | 0 | 0
Gas Boiler - Radiator Replacement_Office_New_E2 All NEQ Savings (or negative usage) | Gas Boiler - Radiator Replacement_Office_New | Gas Boiler - Radiator Replacement_New_E2 All NEQ Savings (or negative usage) | Gas Boiler - Radiator Replacement_New | NEQ | New | Office | Gas Boiler - Radiator Replacement | 2 | E2 All NEQ Savings (or negative usage) | 0 | 0 | 0 | 0 | 0
Gas Boiler - Stack Economizer_Office_New_E2 All NEQ Savings (or negative usage) | Gas Boiler - Stack Economizer_Office_New | Gas Boiler - Stack Economizer_New_E2 All NEQ Savings (or negative usage) | Gas Boiler - Stack Economizer_New | NEQ | New | Office | Gas Boiler - Stack Economizer | 2 | E2 All NEQ Savings (or negative usage) | 0 | 0 | 0 | 0 | 0
Gas Boiler - Steam Trap Replacement_Office_New_E2 All NEQ Savings (or negative usage) | Gas Boiler - Steam Trap Replacement_Office_New | Gas Boiler - Steam Trap Replacement_New_E2 All NEQ Savings (or negative usage) | Gas Boiler - Steam Trap Replacement_New | NEQ | New | Office | Gas Boiler - Steam Trap Replacement | 2 | E2 All NEQ Savings (or negative usage) | 0 | 0 | 0 | 0 | 0
Gas Boiler - Thermostatic Radiator Valves_Office_New_E2 All NEQ Savings (or negative usage) | Gas Boiler - Thermostatic Radiator Valves_Office_New | Gas Boiler - Thermostatic Radiator Valves_New_E2 All NEQ Savings (or negative usage) | Gas Boiler - Thermostatic Radiator Valves_New | NEQ | New | Office | Gas Boiler - Thermostatic Radiator Valves | 2 | E2 All NEQ Savings (or negative usage) | 0 | 0 | 0 | 0 | 0
Gas Furnace - Maintenance_Office_New_E2 All NEQ Savings (or negative usage) | Gas Furnace - Maintenance_Office_New | Gas Furnace - Maintenance_New_E2 All NEQ Savings (or negative usage) | Gas Furnace - Maintenance_New | NEQ | New | Office | Gas Furnace - Maintenance | 2 | E2 All NEQ Savings (or negative usage) | 0 | 0 | 0 | 0 | 0
Gas-Fired Combination Heat Pump Conversion_Office_New_E2 All NEQ Savings (or negative usage) | Gas-Fired Combination Heat Pump Conversion_Office_New | Gas-Fired Combination Heat Pump Conversion_New_E2 All NEQ Savings (or negative usage) | Gas-Fired Combination Heat Pump Conversion_New | NEQ | New | Office | Gas-Fired Combination Heat Pump Conversion | 2 | E2 All NEQ Savings (or negative usage) | 0 | 0 | 0 | 0 | 0
HVAC - Dedicated Outdoor Air System (DOAS)_Office_New_E2 All NEQ Savings (or negative usage) | HVAC - Dedicated Outdoor Air System (DOAS)_Office_New | HVAC - Dedicated Outdoor Air System (DOAS)_New_E2 All NEQ Savings (or negative usage) | HVAC - Dedicated Outdoor Air System (DOAS)_New | NEQ | New | Office | HVAC - Dedicated Outdoor Air System (DOAS) | 2 | E2 All NEQ Savings (or negative usage) | 0 | 0 | 0 | 0 | 0
HVAC - Energy Recovery Ventilator_Office_New_E2 All NEQ Savings (or negative usage) | HVAC - Energy Recovery Ventilator_Office_New | HVAC - Energy Recovery Ventilator_New_E2 All NEQ Savings (or negative usage) | HVAC - Energy Recovery Ventilator_New | NEQ | New | Office | HVAC - Energy Recovery Ventilator | 2 | E2 All NEQ Savings (or negative usage) | 0 | 0 | 0 | 0 | 0
HVAC - Shut Off Damper_Office_New_E2 All NEQ Savings (or negative usage) | HVAC - Shut Off Damper_Office_New | HVAC - Shut Off Damper_New_E2 All NEQ Savings (or negative usage) | HVAC - Shut Off Damper_New | NEQ | New | Office | HVAC - Shut Off Damper | 2 | E2 All NEQ Savings (or negative usage) | 0 | 0 | 0 | 0 | 0
Industrial Air Curtains_Office_New_E2 All NEQ Savings (or negative usage) | Industrial Air Curtains_Office_New | Industrial Air Curtains_New_E2 All NEQ Savings (or negative usage) | Industrial Air Curtains_New | NEQ | New | Office | Industrial Air Curtains | 2 | E2 All NEQ Savings (or negative usage) | 0 | 0 | 0 | 0 | 0
Infiltration Control - Loading Dock Sealing_Office_New_E2 All NEQ Savings (or negative usage) | Infiltration Control - Loading Dock Sealing_Office_New | Infiltration Control - Loading Dock Sealing_New_E2 All NEQ Savings (or negative usage) | Infiltration Control - Loading Dock Sealing_New | NEQ | New | Office | Infiltration Control - Loading Dock Sealing | 2 | E2 All NEQ Savings (or negative usage) | 0 | 0 | 0 | 0 | 0
Insulation - Ceiling_Office_New_E2 All NEQ Savings (or negative usage) | Insulation - Ceiling_Office_New | Insulation - Ceiling_New_E2 All NEQ Savings (or negative usage) | Insulation - Ceiling_New | NEQ | New | Office | Insulation - Ceiling | 2 | E2 All NEQ Savings (or negative usage) | 0 | 0 | 0 | 0 | 0
Insulation - Ducting_Office_New_E2 All NEQ Savings (or negative usage) | Insulation - Ducting_Office_New | Insulation - Ducting_New_E2 All NEQ Savings (or negative usage) | Insulation - Ducting_New | NEQ | New | Office | Insulation - Ducting | 2 | E2 All NEQ Savings (or negative usage) | 0 | 0 | 0 | 0 | 0
Insulation - Wall Cavity_Office_New_E2 All NEQ Savings (or negative usage) | Insulation - Wall Cavity_Office_New | Insulation - Wall Cavity_New_E2 All NEQ Savings (or negative usage) | Insulation - Wall Cavity_New | NEQ | New | Office | Insulation - Wall Cavity | 2 | E2 All NEQ Savings (or negative usage) | 0 | 0 | 0 | 0 | 0
Kitchen Ventilation - Advanced Controls_Office_New_E2 All NEQ Savings (or negative usage) | Kitchen Ventilation - Advanced Controls_Office_New | Kitchen Ventilation - Advanced Controls_New_E2 All NEQ Savings (or negative usage) | Kitchen Ventilation - Advanced Controls_New | NEQ | New | Office | Kitchen Ventilation - Advanced Controls | 2 | E2 All NEQ Savings (or negative usage) | 0 | 0 | 0 | 0 | 0
Lodging - Guest Room Controls_Office_New_E2 All NEQ Savings (or negative usage) | Lodging - Guest Room Controls_Office_New | Lodging - Guest Room Controls_New_E2 All NEQ Savings (or negative usage) | Lodging - Guest Room Controls_New | NEQ | New | Office | Lodging - Guest Room Controls | 2 | E2 All NEQ Savings (or negative usage) | 0 | 0 | 0 | 0 | 0
Pool Heater - Night Covers_Office_New_E2 All NEQ Savings (or negative usage) | Pool Heater - Night Covers_Office_New | Pool Heater - Night Covers_New_E2 All NEQ Savings (or negative usage) | Pool Heater - Night Covers_New | NEQ | New | Office | Pool Heater - Night Covers | 2 | E2 All NEQ Savings (or negative usage) | 0.10407 | 0.10407 | 0.10407 | 0.10407 | 0.10407
Refrigeration - Heat Recovery_Office_New_E2 All NEQ Savings (or negative usage) | Refrigeration - Heat Recovery_Office_New | Refrigeration - Heat Recovery_New_E2 All NEQ Savings (or negative usage) | Refrigeration - Heat Recovery_New | NEQ | New | Office | Refrigeration - Heat Recovery | 2 | E2 All NEQ Savings (or negative usage) | 0 | 0 | 0 | 0 | 0
Retrocommissioning_Office_New_E2 All NEQ Savings (or negative usage) | Retrocommissioning_Office_New | Retrocommissioning_New_E2 All NEQ Savings (or negative usage) | Retrocommissioning_New | NEQ | New | Office | Retrocommissioning | 2 | E2 All NEQ Savings (or negative usage) | 0 | 0 | 0 | 0 | 0
Strategic Energy Management_Office_New_E2 All NEQ Savings (or negative usage) | Strategic Energy Management_Office_New | Strategic Energy Management_New_E2 All NEQ Savings (or negative usage) | Strategic Energy Management_New | NEQ | New | Office | Strategic Energy Management | 2 | E2 All NEQ Savings (or negative usage) | 0 | 0 | 0 | 0 | 0
Thermostat - Programmable_Office_New_E2 All NEQ Savings (or negative usage) | Thermostat - Programmable_Office_New | Thermostat - Programmable_New_E2 All NEQ Savings (or negative usage) | Thermostat - Programmable_New | NEQ | New | Office | Thermostat - Programmable | 2 | E2 All NEQ Savings (or negative usage) | 0 | 0 | 0 | 0 | 0
Ventilation - Demand Controlled_Office_New_E2 All NEQ Savings (or negative usage) | Ventilation - Demand Controlled_Office_New | Ventilation - Demand Controlled_New_E2 All NEQ Savings (or negative usage) | Ventilation - Demand Controlled_New | NEQ | New | Office | Ventilation - Demand Controlled | 2 | E2 All NEQ Savings (or negative usage) | 0 | 0 | 0 | 0 | 0
Water Heater - Drainwater Heat Recovery_Office_New_E2 All NEQ Savings (or negative usage) | Water Heater - Drainwater Heat Recovery_Office_New | Water Heater - Drainwater Heat Recovery_New_E2 All NEQ Savings (or negative usage) | Water Heater - Drainwater Heat Recovery_New | NEQ | New | Office | Water Heater - Drainwater Heat Recovery | 2 | E2 All NEQ Savings (or negative usage) | 0 | 0 | 0 | 0 | 0
Water Heater - Pipe Insulation_Office_New_E2 All NEQ Savings (or negative usage) | Water Heater - Pipe Insulation_Office_New | Water Heater - Pipe Insulation_New_E2 All NEQ Savings (or negative usage) | Water Heater - Pipe Insulation_New | NEQ | New | Office | Water Heater - Pipe Insulation | 2 | E2 All NEQ Savings (or negative usage) | 0 | 0 | 0 | 0 | 0
Water Heater - Pre-Rinse Spray Valve_Office_New_E2 All NEQ Savings (or negative usage) | Water Heater - Pre-Rinse Spray Valve_Office_New | Water Heater - Pre-Rinse Spray Valve_New_E2 All NEQ Savings (or negative usage) | Water Heater - Pre-Rinse Spray Valve_New | NEQ | New | Office | Water Heater - Pre-Rinse Spray Valve | 2 | E2 All NEQ Savings (or negative usage) | 0 | 0 | 0 | 0 | 0
Water Heater - Solar System_Office_New_E2 All NEQ Savings (or negative usage) | Water Heater - Solar System_Office_New | Water Heater - Solar System_New_E2 All NEQ Savings (or negative usage) | Water Heater - Solar System_New | NEQ | New | Office | Water Heater - Solar System | 2 | E2 All NEQ Savings (or negative usage) | 0 | 0 | 0 | 0 | 0
Water Heater - Thermostatic Shower Restriction Valve_Office_New_E2 All NEQ Savings (or negative usage) | Water Heater - Thermostatic Shower Restriction Valve_Office_New | Water Heater - Thermostatic Shower Restriction Valve_New_E2 All NEQ Savings (or negative usage) | Water Heater - Thermostatic Shower Restriction Valve_New | NEQ | New | Office | Water Heater - Thermostatic Shower Restriction Valve | 2 | E2 All NEQ Savings (or negative usage) | 0 | 0 | 0 | 0 | 0
Windows - High Efficiency Glazing_Office_New_E2 All NEQ Savings (or negative usage) | Windows - High Efficiency Glazing_Office_New | Windows - High Efficiency Glazing_New_E2 All NEQ Savings (or negative usage) | Windows - High Efficiency Glazing_New | NEQ | New | Office | Windows - High Efficiency Glazing | 2 | E2 All NEQ Savings (or negative usage) | 0 | 0 | 0 | 0 | 0
Windows - Secondary Glazing Systems_Office_New_E2 All NEQ Savings (or negative usage) | Windows - Secondary Glazing Systems_Office_New | Windows - Secondary Glazing Systems_New_E2 All NEQ Savings (or negative usage) | Windows - Secondary Glazing Systems_New | NEQ | New | Office | Windows - Secondary Glazing Systems | 2 | E2 All NEQ Savings (or negative usage) | 0 | 0 | 0 | 0 | 0
Advanced New Construction Designs_Restaurant_New_E2 All NEQ Savings (or negative usage) | Advanced New Construction Designs_Restaurant_New | Advanced New Construction Designs_New_E2 All NEQ Savings (or negative usage) | Advanced New Construction Designs_New | NEQ | New | Restaurant | Advanced New Construction Designs | 2 | E2 All NEQ Savings (or negative usage) | 0 | 0 | 0 | 0 | 0
Building Shell - Air Sealing (Infiltration Control)_Restaurant_New_E2 All NEQ Savings (or negative usage) | Building Shell - Air Sealing (Infiltration Control)_Restaurant_New | Building Shell - Air Sealing (Infiltration Control)_New_E2 All NEQ Savings (or negative usage) | Building Shell - Air Sealing (Infiltration Control)_New | NEQ | New | Restaurant | Building Shell - Air Sealing (Infiltration Control) | 2 | E2 All NEQ Savings (or negative usage) | 0 | 0 | 0 | 0 | 0
Circulation Pump - Controls_Restaurant_New_E2 All NEQ Savings (or negative usage) | Circulation Pump - Controls_Restaurant_New | Circulation Pump - Controls_New_E2 All NEQ Savings (or negative usage) | Circulation Pump - Controls_New | NEQ | New | Restaurant | Circulation Pump - Controls | 2 | E2 All NEQ Savings (or negative usage) | 0 | 0 | 0 | 0 | 0
Commercial Laundry - Dryer Efficiency Retrofit_Restaurant_New_E2 All NEQ Savings (or negative usage) | Commercial Laundry - Dryer Efficiency Retrofit_Restaurant_New | Commercial Laundry - Dryer Efficiency Retrofit_New_E2 All NEQ Savings (or negative usage) | Commercial Laundry - Dryer Efficiency Retrofit_New | NEQ | New | Restaurant | Commercial Laundry - Dryer Efficiency Retrofit | 2 | E2 All NEQ Savings (or negative usage) | 0 | 0 | 0 | 0 | 0
Commercial Laundry - ENERGY STAR Washer (8.0)_Restaurant_New_E2 All NEQ Savings (or negative usage) | Commercial Laundry - ENERGY STAR Washer (8.0)_Restaurant_New | Commercial Laundry - ENERGY STAR Washer (8.0)_New_E2 All NEQ Savings (or negative usage) | Commercial Laundry - ENERGY STAR Washer (8.0)_New | NEQ | New | Restaurant | Commercial Laundry - ENERGY STAR Washer (8.0) | 2 | E2 All NEQ Savings (or negative usage) | 0 | 0 | 0 | 0 | 0
Commercial Laundry - Ozone Treatment_Restaurant_New_E2 All NEQ Savings (or negative usage) | Commercial Laundry - Ozone Treatment_Restaurant_New | Commercial Laundry - Ozone Treatment_New_E2 All NEQ Savings (or negative usage) | Commercial Laundry - Ozone Treatment_New | NEQ | New | Restaurant | Commercial Laundry - Ozone Treatment | 2 | E2 All NEQ Savings (or negative usage) | 0 | 0 | 0 | 0 | 0
Connected Thermostat - ENERGY STAR (1.0)_Restaurant_New_E2 All NEQ Savings (or negative usage) | Connected Thermostat - ENERGY STAR (1.0)_Restaurant_New | Connected Thermostat - ENERGY STAR (1.0)_New_E2 All NEQ Savings (or negative usage) | Connected Thermostat - ENERGY STAR (1.0)_New | NEQ | New | Restaurant | Connected Thermostat - ENERGY STAR (1.0) | 2 | E2 All NEQ Savings (or negative usage) | 0 | 0 | 0 | 0 | 0
Destratification Fans (HVLS)_Restaurant_New_E2 All NEQ Savings (or negative usage) | Destratification Fans (HVLS)_Restaurant_New | Destratification Fans (HVLS)_New_E2 All NEQ Savings (or negative usage) | Destratification Fans (HVLS)_New | NEQ | New | Restaurant | Destratification Fans (HVLS) | 2 | E2 All NEQ Savings (or negative usage) | 0 | 0 | 0 | 0 | 0
Ducting - Repair and Sealing_Restaurant_New_E2 All NEQ Savings (or negative usage) | Ducting - Repair and Sealing_Restaurant_New | Ducting - Repair and Sealing_New_E2 All NEQ Savings (or negative usage) | Ducting - Repair and Sealing_New | NEQ | New | Restaurant | Ducting - Repair and Sealing | 2 | E2 All NEQ Savings (or negative usage) | 0 | 0 | 0 | 0 | 0
Gas Boiler - Blowdown Heat Recovery_Restaurant_New_E2 All NEQ Savings (or negative usage) | Gas Boiler - Blowdown Heat Recovery_Restaurant_New | Gas Boiler - Blowdown Heat Recovery_New_E2 All NEQ Savings (or negative usage) | Gas Boiler - Blowdown Heat Recovery_New | NEQ | New | Restaurant | Gas Boiler - Blowdown Heat Recovery | 2 | E2 All NEQ Savings (or negative usage) | 0 | 0 | 0 | 0 | 0
Gas Boiler - Burner Control Optimization_Restaurant_New_E2 All NEQ Savings (or negative usage) | Gas Boiler - Burner Control Optimization_Restaurant_New | Gas Boiler - Burner Control Optimization_New_E2 All NEQ Savings (or negative usage) | Gas Boiler - Burner Control Optimization_New | NEQ | New | Restaurant | Gas Boiler - Burner Control Optimization | 2 | E2 All NEQ Savings (or negative usage) | 0 | 0 | 0 | 0 | 0
Gas Boiler - High Turndown Burner_Restaurant_New_E2 All NEQ Savings (or negative usage) | Gas Boiler - High Turndown Burner_Restaurant_New | Gas Boiler - High Turndown Burner_New_E2 All NEQ Savings (or negative usage) | Gas Boiler - High Turndown Burner_New | NEQ | New | Restaurant | Gas Boiler - High Turndown Burner | 2 | E2 All NEQ Savings (or negative usage) | 0 | 0 | 0 | 0 | 0
Gas Boiler - Hot Water Reset_Restaurant_New_E2 All NEQ Savings (or negative usage) | Gas Boiler - Hot Water Reset_Restaurant_New | Gas Boiler - Hot Water Reset_New_E2 All NEQ Savings (or negative usage) | Gas Boiler - Hot Water Reset_New | NEQ | New | Restaurant | Gas Boiler - Hot Water Reset | 2 | E2 All NEQ Savings (or negative usage) | 0 | 0 | 0 | 0 | 0
Gas Boiler - Insulate Hot Water Lines_Restaurant_New_E2 All NEQ Savings (or negative usage) | Gas Boiler - Insulate Hot Water Lines_Restaurant_New | Gas Boiler - Insulate Hot Water Lines_New_E2 All NEQ Savings (or negative usage) | Gas Boiler - Insulate Hot Water Lines_New | NEQ | New | Restaurant | Gas Boiler - Insulate Hot Water Lines | 2 | E2 All NEQ Savings (or negative usage) | 0 | 0 | 0 | 0 | 0
Gas Boiler - Insulate Steam Lines/Condensate Tank_Restaurant_New_E2 All NEQ Savings (or negative usage) | Gas Boiler - Insulate Steam Lines/Condensate Tank_Restaurant_New | Gas Boiler - Insulate Steam Lines/Condensate Tank_New_E2 All NEQ Savings (or negative usage) | Gas Boiler - Insulate Steam Lines/Condensate Tank_New | NEQ | New | Restaurant | Gas Boiler - Insulate Steam Lines/Condensate Tank | 2 | E2 All NEQ Savings (or negative usage) | 0 | 0 | 0 | 0 | 0
Gas Boiler - Maintenance_Restaurant_New_E2 All NEQ Savings (or negative usage) | Gas Boiler - Maintenance_Restaurant_New | Gas Boiler - Maintenance_New_E2 All NEQ Savings (or negative usage) | Gas Boiler - Maintenance_New | NEQ | New | Restaurant | Gas Boiler - Maintenance | 2 | E2 All NEQ Savings (or negative usage) | 0 | 0 | 0 | 0 | 0
Gas Boiler - Radiator Replacement_Restaurant_New_E2 All NEQ Savings (or negative usage) | Gas Boiler - Radiator Replacement_Restaurant_New | Gas Boiler - Radiator Replacement_New_E2 All NEQ Savings (or negative usage) | Gas Boiler - Radiator Replacement_New | NEQ | New | Restaurant | Gas Boiler - Radiator Replacement | 2 | E2 All NEQ Savings (or negative usage) | 0 | 0 | 0 | 0 | 0
Gas Boiler - Stack Economizer_Restaurant_New_E2 All NEQ Savings (or negative usage) | Gas Boiler - Stack Economizer_Restaurant_New | Gas Boiler - Stack Economizer_New_E2 All NEQ Savings (or negative usage) | Gas Boiler - Stack Economizer_New | NEQ | New | Restaurant | Gas Boiler - Stack Economizer | 2 | E2 All NEQ Savings (or negative usage) | 0 | 0 | 0 | 0 | 0
Gas Boiler - Steam Trap Replacement_Restaurant_New_E2 All NEQ Savings (or negative usage) | Gas Boiler - Steam Trap Replacement_Restaurant_New | Gas Boiler - Steam Trap Replacement_New_E2 All NEQ Savings (or negative usage) | Gas Boiler - Steam Trap Replacement_New | NEQ | New | Restaurant | Gas Boiler - Steam Trap Replacement | 2 | E2 All NEQ Savings (or negative usage) | 0 | 0 | 0 | 0 | 0
Gas Boiler - Thermostatic Radiator Valves_Restaurant_New_E2 All NEQ Savings (or negative usage) | Gas Boiler - Thermostatic Radiator Valves_Restaurant_New | Gas Boiler - Thermostatic Radiator Valves_New_E2 All NEQ Savings (or negative usage) | Gas Boiler - Thermostatic Radiator Valves_New | NEQ | New | Restaurant | Gas Boiler - Thermostatic Radiator Valves | 2 | E2 All NEQ Savings (or negative usage) | 0 | 0 | 0 | 0 | 0
Gas Furnace - Maintenance_Restaurant_New_E2 All NEQ Savings (or negative usage) | Gas Furnace - Maintenance_Restaurant_New | Gas Furnace - Maintenance_New_E2 All NEQ Savings (or negative usage) | Gas Furnace - Maintenance_New | NEQ | New | Restaurant | Gas Furnace - Maintenance | 2 | E2 All NEQ Savings (or negative usage) | 0 | 0 | 0 | 0 | 0
Gas-Fired Combination Heat Pump Conversion_Restaurant_New_E2 All NEQ Savings (or negative usage) | Gas-Fired Combination Heat Pump Conversion_Restaurant_New | Gas-Fired Combination Heat Pump Conversion_New_E2 All NEQ Savings (or negative usage) | Gas-Fired Combination Heat Pump Conversion_New | NEQ | New | Restaurant | Gas-Fired Combination Heat Pump Conversion | 2 | E2 All NEQ Savings (or negative usage) | 0 | 0 | 0 | 0 | 0
HVAC - Dedicated Outdoor Air System (DOAS)_Restaurant_New_E2 All NEQ Savings (or negative usage) | HVAC - Dedicated Outdoor Air System (DOAS)_Restaurant_New | HVAC - Dedicated Outdoor Air System (DOAS)_New_E2 All NEQ Savings (or negative usage) | HVAC - Dedicated Outdoor Air System (DOAS)_New | NEQ | New | Restaurant | HVAC - Dedicated Outdoor Air System (DOAS) | 2 | E2 All NEQ Savings (or negative usage) | 0 | 0 | 0 | 0 | 0
HVAC - Energy Recovery Ventilator_Restaurant_New_E2 All NEQ Savings (or negative usage) | HVAC - Energy Recovery Ventilator_Restaurant_New | HVAC - Energy Recovery Ventilator_New_E2 All NEQ Savings (or negative usage) | HVAC - Energy Recovery Ventilator_New | NEQ | New | Restaurant | HVAC - Energy Recovery Ventilator | 2 | E2 All NEQ Savings (or negative usage) | 0 | 0 | 0 | 0 | 0
HVAC - Shut Off Damper_Restaurant_New_E2 All NEQ Savings (or negative usage) | HVAC - Shut Off Damper_Restaurant_New | HVAC - Shut Off Damper_New_E2 All NEQ Savings (or negative usage) | HVAC - Shut Off Damper_New | NEQ | New | Restaurant | HVAC - Shut Off Damper | 2 | E2 All NEQ Savings (or negative usage) | 0 | 0 | 0 | 0 | 0
Industrial Air Curtains_Restaurant_New_E2 All NEQ Savings (or negative usage) | Industrial Air Curtains_Restaurant_New | Industrial Air Curtains_New_E2 All NEQ Savings (or negative usage) | Industrial Air Curtains_New | NEQ | New | Restaurant | Industrial Air Curtains | 2 | E2 All NEQ Savings (or negative usage) | 0 | 0 | 0 | 0 | 0
Infiltration Control - Loading Dock Sealing_Restaurant_New_E2 All NEQ Savings (or negative usage) | Infiltration Control - Loading Dock Sealing_Restaurant_New | Infiltration Control - Loading Dock Sealing_New_E2 All NEQ Savings (or negative usage) | Infiltration Control - Loading Dock Sealing_New | NEQ | New | Restaurant | Infiltration Control - Loading Dock Sealing | 2 | E2 All NEQ Savings (or negative usage) | 0 | 0 | 0 | 0 | 0
Insulation - Ceiling_Restaurant_New_E2 All NEQ Savings (or negative usage) | Insulation - Ceiling_Restaurant_New | Insulation - Ceiling_New_E2 All NEQ Savings (or negative usage) | Insulation - Ceiling_New | NEQ | New | Restaurant | Insulation - Ceiling | 2 | E2 All NEQ Savings (or negative usage) | 0 | 0 | 0 | 0 | 0
Insulation - Ducting_Restaurant_New_E2 All NEQ Savings (or negative usage) | Insulation - Ducting_Restaurant_New | Insulation - Ducting_New_E2 All NEQ Savings (or negative usage) | Insulation - Ducting_New | NEQ | New | Restaurant | Insulation - Ducting | 2 | E2 All NEQ Savings (or negative usage) | 0 | 0 | 0 | 0 | 0
Insulation - Wall Cavity_Restaurant_New_E2 All NEQ Savings (or negative usage) | Insulation - Wall Cavity_Restaurant_New | Insulation - Wall Cavity_New_E2 All NEQ Savings (or negative usage) | Insulation - Wall Cavity_New | NEQ | New | Restaurant | Insulation - Wall Cavity | 2 | E2 All NEQ Savings (or negative usage) | 0 | 0 | 0 | 0 | 0
Kitchen Ventilation - Advanced Controls_Restaurant_New_E2 All NEQ Savings (or negative usage) | Kitchen Ventilation - Advanced Controls_Restaurant_New | Kitchen Ventilation - Advanced Controls_New_E2 All NEQ Savings (or negative usage) | Kitchen Ventilation - Advanced Controls_New | NEQ | New | Restaurant | Kitchen Ventilation - Advanced Controls | 2 | E2 All NEQ Savings (or negative usage) | 0 | 0 | 0 | 0 | 0
Lodging - Guest Room Controls_Restaurant_New_E2 All NEQ Savings (or negative usage) | Lodging - Guest Room Controls_Restaurant_New | Lodging - Guest Room Controls_New_E2 All NEQ Savings (or negative usage) | Lodging - Guest Room Controls_New | NEQ | New | Restaurant | Lodging - Guest Room Controls | 2 | E2 All NEQ Savings (or negative usage) | 0 | 0 | 0 | 0 | 0
Pool Heater - Night Covers_Restaurant_New_E2 All NEQ Savings (or negative usage) | Pool Heater - Night Covers_Restaurant_New | Pool Heater - Night Covers_New_E2 All NEQ Savings (or negative usage) | Pool Heater - Night Covers_New | NEQ | New | Restaurant | Pool Heater - Night Covers | 2 | E2 All NEQ Savings (or negative usage) | 0.10407 | 0.10407 | 0.10407 | 0.10407 | 0.10407
Refrigeration - Heat Recovery_Restaurant_New_E2 All NEQ Savings (or negative usage) | Refrigeration - Heat Recovery_Restaurant_New | Refrigeration - Heat Recovery_New_E2 All NEQ Savings (or negative usage) | Refrigeration - Heat Recovery_New | NEQ | New | Restaurant | Refrigeration - Heat Recovery | 2 | E2 All NEQ Savings (or negative usage) | 0 | 0 | 0 | 0 | 0
Retrocommissioning_Restaurant_New_E2 All NEQ Savings (or negative usage) | Retrocommissioning_Restaurant_New | Retrocommissioning_New_E2 All NEQ Savings (or negative usage) | Retrocommissioning_New | NEQ | New | Restaurant | Retrocommissioning | 2 | E2 All NEQ Savings (or negative usage) | 0 | 0 | 0 | 0 | 0
Strategic Energy Management_Restaurant_New_E2 All NEQ Savings (or negative usage) | Strategic Energy Management_Restaurant_New | Strategic Energy Management_New_E2 All NEQ Savings (or negative usage) | Strategic Energy Management_New | NEQ | New | Restaurant | Strategic Energy Management | 2 | E2 All NEQ Savings (or negative usage) | 0 | 0 | 0 | 0 | 0
Thermostat - Programmable_Restaurant_New_E2 All NEQ Savings (or negative usage) | Thermostat - Programmable_Restaurant_New | Thermostat - Programmable_New_E2 All NEQ Savings (or negative usage) | Thermostat - Programmable_New | NEQ | New | Restaurant | Thermostat - Programmable | 2 | E2 All NEQ Savings (or negative usage) | 0 | 0 | 0 | 0 | 0
Ventilation - Demand Controlled_Restaurant_New_E2 All NEQ Savings (or negative usage) | Ventilation - Demand Controlled_Restaurant_New | Ventilation - Demand Controlled_New_E2 All NEQ Savings (or negative usage) | Ventilation - Demand Controlled_New | NEQ | New | Restaurant | Ventilation - Demand Controlled | 2 | E2 All NEQ Savings (or negative usage) | 0 | 0 | 0 | 0 | 0
Water Heater - Drainwater Heat Recovery_Restaurant_New_E2 All NEQ Savings (or negative usage) | Water Heater - Drainwater Heat Recovery_Restaurant_New | Water Heater - Drainwater Heat Recovery_New_E2 All NEQ Savings (or negative usage) | Water Heater - Drainwater Heat Recovery_New | NEQ | New | Restaurant | Water Heater - Drainwater Heat Recovery | 2 | E2 All NEQ Savings (or negative usage) | 0 | 0 | 0 | 0 | 0
Water Heater - Pipe Insulation_Restaurant_New_E2 All NEQ Savings (or negative usage) | Water Heater - Pipe Insulation_Restaurant_New | Water Heater - Pipe Insulation_New_E2 All NEQ Savings (or negative usage) | Water Heater - Pipe Insulation_New | NEQ | New | Restaurant | Water Heater - Pipe Insulation | 2 | E2 All NEQ Savings (or negative usage) | 0 | 0 | 0 | 0 | 0
Water Heater - Pre-Rinse Spray Valve_Restaurant_New_E2 All NEQ Savings (or negative usage) | Water Heater - Pre-Rinse Spray Valve_Restaurant_New | Water Heater - Pre-Rinse Spray Valve_New_E2 All NEQ Savings (or negative usage) | Water Heater - Pre-Rinse Spray Valve_New | NEQ | New | Restaurant | Water Heater - Pre-Rinse Spray Valve | 2 | E2 All NEQ Savings (or negative usage) | 0 | 0 | 0 | 0 | 0
Water Heater - Solar System_Restaurant_New_E2 All NEQ Savings (or negative usage) | Water Heater - Solar System_Restaurant_New | Water Heater - Solar System_New_E2 All NEQ Savings (or negative usage) | Water Heater - Solar System_New | NEQ | New | Restaurant | Water Heater - Solar System | 2 | E2 All NEQ Savings (or negative usage) | 0 | 0 | 0 | 0 | 0
Water Heater - Thermostatic Shower Restriction Valve_Restaurant_New_E2 All NEQ Savings (or negative usage) | Water Heater - Thermostatic Shower Restriction Valve_Restaurant_New | Water Heater - Thermostatic Shower Restriction Valve_New_E2 All NEQ Savings (or negative usage) | Water Heater - Thermostatic Shower Restriction Valve_New | NEQ | New | Restaurant | Water Heater - Thermostatic Shower Restriction Valve | 2 | E2 All NEQ Savings (or negative usage) | 0 | 0 | 0 | 0 | 0
Windows - High Efficiency Glazing_Restaurant_New_E2 All NEQ Savings (or negative usage) | Windows - High Efficiency Glazing_Restaurant_New | Windows - High Efficiency Glazing_New_E2 All NEQ Savings (or negative usage) | Windows - High Efficiency Glazing_New | NEQ | New | Restaurant | Windows - High Efficiency Glazing | 2 | E2 All NEQ Savings (or negative usage) | 0 | 0 | 0 | 0 | 0
Windows - Secondary Glazing Systems_Restaurant_New_E2 All NEQ Savings (or negative usage) | Windows - Secondary Glazing Systems_Restaurant_New | Windows - Secondary Glazing Systems_New_E2 All NEQ Savings (or negative usage) | Windows - Secondary Glazing Systems_New | NEQ | New | Restaurant | Windows - Secondary Glazing Systems | 2 | E2 All NEQ Savings (or negative usage) | 0 | 0 | 0 | 0 | 0
Advanced New Construction Designs_Retail_New_E2 All NEQ Savings (or negative usage) | Advanced New Construction Designs_Retail_New | Advanced New Construction Designs_New_E2 All NEQ Savings (or negative usage) | Advanced New Construction Designs_New | NEQ | New | Retail | Advanced New Construction Designs | 2 | E2 All NEQ Savings (or negative usage) | 0 | 0 | 0 | 0 | 0
Building Shell - Air Sealing (Infiltration Control)_Retail_New_E2 All NEQ Savings (or negative usage) | Building Shell - Air Sealing (Infiltration Control)_Retail_New | Building Shell - Air Sealing (Infiltration Control)_New_E2 All NEQ Savings (or negative usage) | Building Shell - Air Sealing (Infiltration Control)_New | NEQ | New | Retail | Building Shell - Air Sealing (Infiltration Control) | 2 | E2 All NEQ Savings (or negative usage) | 0 | 0 | 0 | 0 | 0
Circulation Pump - Controls_Retail_New_E2 All NEQ Savings (or negative usage) | Circulation Pump - Controls_Retail_New | Circulation Pump - Controls_New_E2 All NEQ Savings (or negative usage) | Circulation Pump - Controls_New | NEQ | New | Retail | Circulation Pump - Controls | 2 | E2 All NEQ Savings (or negative usage) | 0 | 0 | 0 | 0 | 0
Commercial Laundry - Dryer Efficiency Retrofit_Retail_New_E2 All NEQ Savings (or negative usage) | Commercial Laundry - Dryer Efficiency Retrofit_Retail_New | Commercial Laundry - Dryer Efficiency Retrofit_New_E2 All NEQ Savings (or negative usage) | Commercial Laundry - Dryer Efficiency Retrofit_New | NEQ | New | Retail | Commercial Laundry - Dryer Efficiency Retrofit | 2 | E2 All NEQ Savings (or negative usage) | 0 | 0 | 0 | 0 | 0
Commercial Laundry - ENERGY STAR Washer (8.0)_Retail_New_E2 All NEQ Savings (or negative usage) | Commercial Laundry - ENERGY STAR Washer (8.0)_Retail_New | Commercial Laundry - ENERGY STAR Washer (8.0)_New_E2 All NEQ Savings (or negative usage) | Commercial Laundry - ENERGY STAR Washer (8.0)_New | NEQ | New | Retail | Commercial Laundry - ENERGY STAR Washer (8.0) | 2 | E2 All NEQ Savings (or negative usage) | 0 | 0 | 0 | 0 | 0
Commercial Laundry - Ozone Treatment_Retail_New_E2 All NEQ Savings (or negative usage) | Commercial Laundry - Ozone Treatment_Retail_New | Commercial Laundry - Ozone Treatment_New_E2 All NEQ Savings (or negative usage) | Commercial Laundry - Ozone Treatment_New | NEQ | New | Retail | Commercial Laundry - Ozone Treatment | 2 | E2 All NEQ Savings (or negative usage) | 0 | 0 | 0 | 0 | 0
Connected Thermostat - ENERGY STAR (1.0)_Retail_New_E2 All NEQ Savings (or negative usage) | Connected Thermostat - ENERGY STAR (1.0)_Retail_New | Connected Thermostat - ENERGY STAR (1.0)_New_E2 All NEQ Savings (or negative usage) | Connected Thermostat - ENERGY STAR (1.0)_New | NEQ | New | Retail | Connected Thermostat - ENERGY STAR (1.0) | 2 | E2 All NEQ Savings (or negative usage) | 0 | 0 | 0 | 0 | 0
Destratification Fans (HVLS)_Retail_New_E2 All NEQ Savings (or negative usage) | Destratification Fans (HVLS)_Retail_New | Destratification Fans (HVLS)_New_E2 All NEQ Savings (or negative usage) | Destratification Fans (HVLS)_New | NEQ | New | Retail | Destratification Fans (HVLS) | 2 | E2 All NEQ Savings (or negative usage) | 0 | 0 | 0 | 0 | 0
Ducting - Repair and Sealing_Retail_New_E2 All NEQ Savings (or negative usage) | Ducting - Repair and Sealing_Retail_New | Ducting - Repair and Sealing_New_E2 All NEQ Savings (or negative usage) | Ducting - Repair and Sealing_New | NEQ | New | Retail | Ducting - Repair and Sealing | 2 | E2 All NEQ Savings (or negative usage) | 0 | 0 | 0 | 0 | 0
Gas Boiler - Blowdown Heat Recovery_Retail_New_E2 All NEQ Savings (or negative usage) | Gas Boiler - Blowdown Heat Recovery_Retail_New | Gas Boiler - Blowdown Heat Recovery_New_E2 All NEQ Savings (or negative usage) | Gas Boiler - Blowdown Heat Recovery_New | NEQ | New | Retail | Gas Boiler - Blowdown Heat Recovery | 2 | E2 All NEQ Savings (or negative usage) | 0 | 0 | 0 | 0 | 0
Gas Boiler - Burner Control Optimization_Retail_New_E2 All NEQ Savings (or negative usage) | Gas Boiler - Burner Control Optimization_Retail_New | Gas Boiler - Burner Control Optimization_New_E2 All NEQ Savings (or negative usage) | Gas Boiler - Burner Control Optimization_New | NEQ | New | Retail | Gas Boiler - Burner Control Optimization | 2 | E2 All NEQ Savings (or negative usage) | 0 | 0 | 0 | 0 | 0
Gas Boiler - High Turndown Burner_Retail_New_E2 All NEQ Savings (or negative usage) | Gas Boiler - High Turndown Burner_Retail_New | Gas Boiler - High Turndown Burner_New_E2 All NEQ Savings (or negative usage) | Gas Boiler - High Turndown Burner_New | NEQ | New | Retail | Gas Boiler - High Turndown Burner | 2 | E2 All NEQ Savings (or negative usage) | 0 | 0 | 0 | 0 | 0
Gas Boiler - Hot Water Reset_Retail_New_E2 All NEQ Savings (or negative usage) | Gas Boiler - Hot Water Reset_Retail_New | Gas Boiler - Hot Water Reset_New_E2 All NEQ Savings (or negative usage) | Gas Boiler - Hot Water Reset_New | NEQ | New | Retail | Gas Boiler - Hot Water Reset | 2 | E2 All NEQ Savings (or negative usage) | 0 | 0 | 0 | 0 | 0
Gas Boiler - Insulate Hot Water Lines_Retail_New_E2 All NEQ Savings (or negative usage) | Gas Boiler - Insulate Hot Water Lines_Retail_New | Gas Boiler - Insulate Hot Water Lines_New_E2 All NEQ Savings (or negative usage) | Gas Boiler - Insulate Hot Water Lines_New | NEQ | New | Retail | Gas Boiler - Insulate Hot Water Lines | 2 | E2 All NEQ Savings (or negative usage) | 0 | 0 | 0 | 0 | 0
Gas Boiler - Insulate Steam Lines/Condensate Tank_Retail_New_E2 All NEQ Savings (or negative usage) | Gas Boiler - Insulate Steam Lines/Condensate Tank_Retail_New | Gas Boiler - Insulate Steam Lines/Condensate Tank_New_E2 All NEQ Savings (or negative usage) | Gas Boiler - Insulate Steam Lines/Condensate Tank_New | NEQ | New | Retail | Gas Boiler - Insulate Steam Lines/Condensate Tank | 2 | E2 All NEQ Savings (or negative usage) | 0 | 0 | 0 | 0 | 0
Gas Boiler - Maintenance_Retail_New_E2 All NEQ Savings (or negative usage) | Gas Boiler - Maintenance_Retail_New | Gas Boiler - Maintenance_New_E2 All NEQ Savings (or negative usage) | Gas Boiler - Maintenance_New | NEQ | New | Retail | Gas Boiler - Maintenance | 2 | E2 All NEQ Savings (or negative usage) | 0 | 0 | 0 | 0 | 0
Gas Boiler - Radiator Replacement_Retail_New_E2 All NEQ Savings (or negative usage) | Gas Boiler - Radiator Replacement_Retail_New | Gas Boiler - Radiator Replacement_New_E2 All NEQ Savings (or negative usage) | Gas Boiler - Radiator Replacement_New | NEQ | New | Retail | Gas Boiler - Radiator Replacement | 2 | E2 All NEQ Savings (or negative usage) | 0 | 0 | 0 | 0 | 0
Gas Boiler - Stack Economizer_Retail_New_E2 All NEQ Savings (or negative usage) | Gas Boiler - Stack Economizer_Retail_New | Gas Boiler - Stack Economizer_New_E2 All NEQ Savings (or negative usage) | Gas Boiler - Stack Economizer_New | NEQ | New | Retail | Gas Boiler - Stack Economizer | 2 | E2 All NEQ Savings (or negative usage) | 0 | 0 | 0 | 0 | 0
Gas Boiler - Steam Trap Replacement_Retail_New_E2 All NEQ Savings (or negative usage) | Gas Boiler - Steam Trap Replacement_Retail_New | Gas Boiler - Steam Trap Replacement_New_E2 All NEQ Savings (or negative usage) | Gas Boiler - Steam Trap Replacement_New | NEQ | New | Retail | Gas Boiler - Steam Trap Replacement | 2 | E2 All NEQ Savings (or negative usage) | 0 | 0 | 0 | 0 | 0
Gas Boiler - Thermostatic Radiator Valves_Retail_New_E2 All NEQ Savings (or negative usage) | Gas Boiler - Thermostatic Radiator Valves_Retail_New | Gas Boiler - Thermostatic Radiator Valves_New_E2 All NEQ Savings (or negative usage) | Gas Boiler - Thermostatic Radiator Valves_New | NEQ | New | Retail | Gas Boiler - Thermostatic Radiator Valves | 2 | E2 All NEQ Savings (or negative usage) | 0 | 0 | 0 | 0 | 0
Gas Furnace - Maintenance_Retail_New_E2 All NEQ Savings (or negative usage) | Gas Furnace - Maintenance_Retail_New | Gas Furnace - Maintenance_New_E2 All NEQ Savings (or negative usage) | Gas Furnace - Maintenance_New | NEQ | New | Retail | Gas Furnace - Maintenance | 2 | E2 All NEQ Savings (or negative usage) | 0 | 0 | 0 | 0 | 0
Gas-Fired Combination Heat Pump Conversion_Retail_New_E2 All NEQ Savings (or negative usage) | Gas-Fired Combination Heat Pump Conversion_Retail_New | Gas-Fired Combination Heat Pump Conversion_New_E2 All NEQ Savings (or negative usage) | Gas-Fired Combination Heat Pump Conversion_New | NEQ | New | Retail | Gas-Fired Combination Heat Pump Conversion | 2 | E2 All NEQ Savings (or negative usage) | 0 | 0 | 0 | 0 | 0
HVAC - Dedicated Outdoor Air System (DOAS)_Retail_New_E2 All NEQ Savings (or negative usage) | HVAC - Dedicated Outdoor Air System (DOAS)_Retail_New | HVAC - Dedicated Outdoor Air System (DOAS)_New_E2 All NEQ Savings (or negative usage) | HVAC - Dedicated Outdoor Air System (DOAS)_New | NEQ | New | Retail | HVAC - Dedicated Outdoor Air System (DOAS) | 2 | E2 All NEQ Savings (or negative usage) | 0 | 0 | 0 | 0 | 0
HVAC - Energy Recovery Ventilator_Retail_New_E2 All NEQ Savings (or negative usage) | HVAC - Energy Recovery Ventilator_Retail_New | HVAC - Energy Recovery Ventilator_New_E2 All NEQ Savings (or negative usage) | HVAC - Energy Recovery Ventilator_New | NEQ | New | Retail | HVAC - Energy Recovery Ventilator | 2 | E2 All NEQ Savings (or negative usage) | 0 | 0 | 0 | 0 | 0
HVAC - Shut Off Damper_Retail_New_E2 All NEQ Savings (or negative usage) | HVAC - Shut Off Damper_Retail_New | HVAC - Shut Off Damper_New_E2 All NEQ Savings (or negative usage) | HVAC - Shut Off Damper_New | NEQ | New | Retail | HVAC - Shut Off Damper | 2 | E2 All NEQ Savings (or negative usage) | 0 | 0 | 0 | 0 | 0
Industrial Air Curtains_Retail_New_E2 All NEQ Savings (or negative usage) | Industrial Air Curtains_Retail_New | Industrial Air Curtains_New_E2 All NEQ Savings (or negative usage) | Industrial Air Curtains_New | NEQ | New | Retail | Industrial Air Curtains | 2 | E2 All NEQ Savings (or negative usage) | 0 | 0 | 0 | 0 | 0
Infiltration Control - Loading Dock Sealing_Retail_New_E2 All NEQ Savings (or negative usage) | Infiltration Control - Loading Dock Sealing_Retail_New | Infiltration Control - Loading Dock Sealing_New_E2 All NEQ Savings (or negative usage) | Infiltration Control - Loading Dock Sealing_New | NEQ | New | Retail | Infiltration Control - Loading Dock Sealing | 2 | E2 All NEQ Savings (or negative usage) | 0 | 0 | 0 | 0 | 0
Insulation - Ceiling_Retail_New_E2 All NEQ Savings (or negative usage) | Insulation - Ceiling_Retail_New | Insulation - Ceiling_New_E2 All NEQ Savings (or negative usage) | Insulation - Ceiling_New | NEQ | New | Retail | Insulation - Ceiling | 2 | E2 All NEQ Savings (or negative usage) | 0 | 0 | 0 | 0 | 0
Insulation - Ducting_Retail_New_E2 All NEQ Savings (or negative usage) | Insulation - Ducting_Retail_New | Insulation - Ducting_New_E2 All NEQ Savings (or negative usage) | Insulation - Ducting_New | NEQ | New | Retail | Insulation - Ducting | 2 | E2 All NEQ Savings (or negative usage) | 0 | 0 | 0 | 0 | 0
Insulation - Wall Cavity_Retail_New_E2 All NEQ Savings (or negative usage) | Insulation - Wall Cavity_Retail_New | Insulation - Wall Cavity_New_E2 All NEQ Savings (or negative usage) | Insulation - Wall Cavity_New | NEQ | New | Retail | Insulation - Wall Cavity | 2 | E2 All NEQ Savings (or negative usage) | 0 | 0 | 0 | 0 | 0
Kitchen Ventilation - Advanced Controls_Retail_New_E2 All NEQ Savings (or negative usage) | Kitchen Ventilation - Advanced Controls_Retail_New | Kitchen Ventilation - Advanced Controls_New_E2 All NEQ Savings (or negative usage) | Kitchen Ventilation - Advanced Controls_New | NEQ | New | Retail | Kitchen Ventilation - Advanced Controls | 2 | E2 All NEQ Savings (or negative usage) | 0 | 0 | 0 | 0 | 0
Lodging - Guest Room Controls_Retail_New_E2 All NEQ Savings (or negative usage) | Lodging - Guest Room Controls_Retail_New | Lodging - Guest Room Controls_New_E2 All NEQ Savings (or negative usage) | Lodging - Guest Room Controls_New | NEQ | New | Retail | Lodging - Guest Room Controls | 2 | E2 All NEQ Savings (or negative usage) | 0 | 0 | 0 | 0 | 0
Pool Heater - Night Covers_Retail_New_E2 All NEQ Savings (or negative usage) | Pool Heater - Night Covers_Retail_New | Pool Heater - Night Covers_New_E2 All NEQ Savings (or negative usage) | Pool Heater - Night Covers_New | NEQ | New | Retail | Pool Heater - Night Covers | 2 | E2 All NEQ Savings (or negative usage) | 0.10407 | 0.10407 | 0.10407 | 0.10407 | 0.10407
Refrigeration - Heat Recovery_Retail_New_E2 All NEQ Savings (or negative usage) | Refrigeration - Heat Recovery_Retail_New | Refrigeration - Heat Recovery_New_E2 All NEQ Savings (or negative usage) | Refrigeration - Heat Recovery_New | NEQ | New | Retail | Refrigeration - Heat Recovery | 2 | E2 All NEQ Savings (or negative usage) | 0 | 0 | 0 | 0 | 0
Retrocommissioning_Retail_New_E2 All NEQ Savings (or negative usage) | Retrocommissioning_Retail_New | Retrocommissioning_New_E2 All NEQ Savings (or negative usage) | Retrocommissioning_New | NEQ | New | Retail | Retrocommissioning | 2 | E2 All NEQ Savings (or negative usage) | 0 | 0 | 0 | 0 | 0
Strategic Energy Management_Retail_New_E2 All NEQ Savings (or negative usage) | Strategic Energy Management_Retail_New | Strategic Energy Management_New_E2 All NEQ Savings (or negative usage) | Strategic Energy Management_New | NEQ | New | Retail | Strategic Energy Management | 2 | E2 All NEQ Savings (or negative usage) | 0 | 0 | 0 | 0 | 0
Thermostat - Programmable_Retail_New_E2 All NEQ Savings (or negative usage) | Thermostat - Programmable_Retail_New | Thermostat - Programmable_New_E2 All NEQ Savings (or negative usage) | Thermostat - Programmable_New | NEQ | New | Retail | Thermostat - Programmable | 2 | E2 All NEQ Savings (or negative usage) | 0 | 0 | 0 | 0 | 0
Ventilation - Demand Controlled_Retail_New_E2 All NEQ Savings (or negative usage) | Ventilation - Demand Controlled_Retail_New | Ventilation - Demand Controlled_New_E2 All NEQ Savings (or negative usage) | Ventilation - Demand Controlled_New | NEQ | New | Retail | Ventilation - Demand Controlled | 2 | E2 All NEQ Savings (or negative usage) | 0 | 0 | 0 | 0 | 0
Water Heater - Drainwater Heat Recovery_Retail_New_E2 All NEQ Savings (or negative usage) | Water Heater - Drainwater Heat Recovery_Retail_New | Water Heater - Drainwater Heat Recovery_New_E2 All NEQ Savings (or negative usage) | Water Heater - Drainwater Heat Recovery_New | NEQ | New | Retail | Water Heater - Drainwater Heat Recovery | 2 | E2 All NEQ Savings (or negative usage) | 0 | 0 | 0 | 0 | 0
Water Heater - Pipe Insulation_Retail_New_E2 All NEQ Savings (or negative usage) | Water Heater - Pipe Insulation_Retail_New | Water Heater - Pipe Insulation_New_E2 All NEQ Savings (or negative usage) | Water Heater - Pipe Insulation_New | NEQ | New | Retail | Water Heater - Pipe Insulation | 2 | E2 All NEQ Savings (or negative usage) | 0 | 0 | 0 | 0 | 0
Water Heater - Pre-Rinse Spray Valve_Retail_New_E2 All NEQ Savings (or negative usage) | Water Heater - Pre-Rinse Spray Valve_Retail_New | Water Heater - Pre-Rinse Spray Valve_New_E2 All NEQ Savings (or negative usage) | Water Heater - Pre-Rinse Spray Valve_New | NEQ | New | Retail | Water Heater - Pre-Rinse Spray Valve | 2 | E2 All NEQ Savings (or negative usage) | 0 | 0 | 0 | 0 | 0
Water Heater - Solar System_Retail_New_E2 All NEQ Savings (or negative usage) | Water Heater - Solar System_Retail_New | Water Heater - Solar System_New_E2 All NEQ Savings (or negative usage) | Water Heater - Solar System_New | NEQ | New | Retail | Water Heater - Solar System | 2 | E2 All NEQ Savings (or negative usage) | 0 | 0 | 0 | 0 | 0
Water Heater - Thermostatic Shower Restriction Valve_Retail_New_E2 All NEQ Savings (or negative usage) | Water Heater - Thermostatic Shower Restriction Valve_Retail_New | Water Heater - Thermostatic Shower Restriction Valve_New_E2 All NEQ Savings (or negative usage) | Water Heater - Thermostatic Shower Restriction Valve_New | NEQ | New | Retail | Water Heater - Thermostatic Shower Restriction Valve | 2 | E2 All NEQ Savings (or negative usage) | 0 | 0 | 0 | 0 | 0
Windows - High Efficiency Glazing_Retail_New_E2 All NEQ Savings (or negative usage) | Windows - High Efficiency Glazing_Retail_New | Windows - High Efficiency Glazing_New_E2 All NEQ Savings (or negative usage) | Windows - High Efficiency Glazing_New | NEQ | New | Retail | Windows - High Efficiency Glazing | 2 | E2 All NEQ Savings (or negative usage) | 0 | 0 | 0 | 0 | 0
Windows - Secondary Glazing Systems_Retail_New_E2 All NEQ Savings (or negative usage) | Windows - Secondary Glazing Systems_Retail_New | Windows - Secondary Glazing Systems_New_E2 All NEQ Savings (or negative usage) | Windows - Secondary Glazing Systems_New | NEQ | New | Retail | Windows - Secondary Glazing Systems | 2 | E2 All NEQ Savings (or negative usage) | 0 | 0 | 0 | 0 | 0
Advanced New Construction Designs_Warehouse_New_E2 All NEQ Savings (or negative usage) | Advanced New Construction Designs_Warehouse_New | Advanced New Construction Designs_New_E2 All NEQ Savings (or negative usage) | Advanced New Construction Designs_New | NEQ | New | Warehouse | Advanced New Construction Designs | 2 | E2 All NEQ Savings (or negative usage) | 0 | 0 | 0 | 0 | 0
Building Shell - Air Sealing (Infiltration Control)_Warehouse_New_E2 All NEQ Savings (or negative usage) | Building Shell - Air Sealing (Infiltration Control)_Warehouse_New | Building Shell - Air Sealing (Infiltration Control)_New_E2 All NEQ Savings (or negative usage) | Building Shell - Air Sealing (Infiltration Control)_New | NEQ | New | Warehouse | Building Shell - Air Sealing (Infiltration Control) | 2 | E2 All NEQ Savings (or negative usage) | 0 | 0 | 0 | 0 | 0
Circulation Pump - Controls_Warehouse_New_E2 All NEQ Savings (or negative usage) | Circulation Pump - Controls_Warehouse_New | Circulation Pump - Controls_New_E2 All NEQ Savings (or negative usage) | Circulation Pump - Controls_New | NEQ | New | Warehouse | Circulation Pump - Controls | 2 | E2 All NEQ Savings (or negative usage) | 0 | 0 | 0 | 0 | 0
Commercial Laundry - Dryer Efficiency Retrofit_Warehouse_New_E2 All NEQ Savings (or negative usage) | Commercial Laundry - Dryer Efficiency Retrofit_Warehouse_New | Commercial Laundry - Dryer Efficiency Retrofit_New_E2 All NEQ Savings (or negative usage) | Commercial Laundry - Dryer Efficiency Retrofit_New | NEQ | New | Warehouse | Commercial Laundry - Dryer Efficiency Retrofit | 2 | E2 All NEQ Savings (or negative usage) | 0 | 0 | 0 | 0 | 0
Commercial Laundry - ENERGY STAR Washer (8.0)_Warehouse_New_E2 All NEQ Savings (or negative usage) | Commercial Laundry - ENERGY STAR Washer (8.0)_Warehouse_New | Commercial Laundry - ENERGY STAR Washer (8.0)_New_E2 All NEQ Savings (or negative usage) | Commercial Laundry - ENERGY STAR Washer (8.0)_New | NEQ | New | Warehouse | Commercial Laundry - ENERGY STAR Washer (8.0) | 2 | E2 All NEQ Savings (or negative usage) | 0 | 0 | 0 | 0 | 0
Commercial Laundry - Ozone Treatment_Warehouse_New_E2 All NEQ Savings (or negative usage) | Commercial Laundry - Ozone Treatment_Warehouse_New | Commercial Laundry - Ozone Treatment_New_E2 All NEQ Savings (or negative usage) | Commercial Laundry - Ozone Treatment_New | NEQ | New | Warehouse | Commercial Laundry - Ozone Treatment | 2 | E2 All NEQ Savings (or negative usage) | 0 | 0 | 0 | 0 | 0
Connected Thermostat - ENERGY STAR (1.0)_Warehouse_New_E2 All NEQ Savings (or negative usage) | Connected Thermostat - ENERGY STAR (1.0)_Warehouse_New | Connected Thermostat - ENERGY STAR (1.0)_New_E2 All NEQ Savings (or negative usage) | Connected Thermostat - ENERGY STAR (1.0)_New | NEQ | New | Warehouse | Connected Thermostat - ENERGY STAR (1.0) | 2 | E2 All NEQ Savings (or negative usage) | 0 | 0 | 0 | 0 | 0
Destratification Fans (HVLS)_Warehouse_New_E2 All NEQ Savings (or negative usage) | Destratification Fans (HVLS)_Warehouse_New | Destratification Fans (HVLS)_New_E2 All NEQ Savings (or negative usage) | Destratification Fans (HVLS)_New | NEQ | New | Warehouse | Destratification Fans (HVLS) | 2 | E2 All NEQ Savings (or negative usage) | 0 | 0 | 0 | 0 | 0
Ducting - Repair and Sealing_Warehouse_New_E2 All NEQ Savings (or negative usage) | Ducting - Repair and Sealing_Warehouse_New | Ducting - Repair and Sealing_New_E2 All NEQ Savings (or negative usage) | Ducting - Repair and Sealing_New | NEQ | New | Warehouse | Ducting - Repair and Sealing | 2 | E2 All NEQ Savings (or negative usage) | 0 | 0 | 0 | 0 | 0
Gas Boiler - Blowdown Heat Recovery_Warehouse_New_E2 All NEQ Savings (or negative usage) | Gas Boiler - Blowdown Heat Recovery_Warehouse_New | Gas Boiler - Blowdown Heat Recovery_New_E2 All NEQ Savings (or negative usage) | Gas Boiler - Blowdown Heat Recovery_New | NEQ | New | Warehouse | Gas Boiler - Blowdown Heat Recovery | 2 | E2 All NEQ Savings (or negative usage) | 0 | 0 | 0 | 0 | 0
Gas Boiler - Burner Control Optimization_Warehouse_New_E2 All NEQ Savings (or negative usage) | Gas Boiler - Burner Control Optimization_Warehouse_New | Gas Boiler - Burner Control Optimization_New_E2 All NEQ Savings (or negative usage) | Gas Boiler - Burner Control Optimization_New | NEQ | New | Warehouse | Gas Boiler - Burner Control Optimization | 2 | E2 All NEQ Savings (or negative usage) | 0 | 0 | 0 | 0 | 0
Gas Boiler - High Turndown Burner_Warehouse_New_E2 All NEQ Savings (or negative usage) | Gas Boiler - High Turndown Burner_Warehouse_New | Gas Boiler - High Turndown Burner_New_E2 All NEQ Savings (or negative usage) | Gas Boiler - High Turndown Burner_New | NEQ | New | Warehouse | Gas Boiler - High Turndown Burner | 2 | E2 All NEQ Savings (or negative usage) | 0 | 0 | 0 | 0 | 0
Gas Boiler - Hot Water Reset_Warehouse_New_E2 All NEQ Savings (or negative usage) | Gas Boiler - Hot Water Reset_Warehouse_New | Gas Boiler - Hot Water Reset_New_E2 All NEQ Savings (or negative usage) | Gas Boiler - Hot Water Reset_New | NEQ | New | Warehouse | Gas Boiler - Hot Water Reset | 2 | E2 All NEQ Savings (or negative usage) | 0 | 0 | 0 | 0 | 0
Gas Boiler - Insulate Hot Water Lines_Warehouse_New_E2 All NEQ Savings (or negative usage) | Gas Boiler - Insulate Hot Water Lines_Warehouse_New | Gas Boiler - Insulate Hot Water Lines_New_E2 All NEQ Savings (or negative usage) | Gas Boiler - Insulate Hot Water Lines_New | NEQ | New | Warehouse | Gas Boiler - Insulate Hot Water Lines | 2 | E2 All NEQ Savings (or negative usage) | 0 | 0 | 0 | 0 | 0
Gas Boiler - Insulate Steam Lines/Condensate Tank_Warehouse_New_E2 All NEQ Savings (or negative usage) | Gas Boiler - Insulate Steam Lines/Condensate Tank_Warehouse_New | Gas Boiler - Insulate Steam Lines/Condensate Tank_New_E2 All NEQ Savings (or negative usage) | Gas Boiler - Insulate Steam Lines/Condensate Tank_New | NEQ | New | Warehouse | Gas Boiler - Insulate Steam Lines/Condensate Tank | 2 | E2 All NEQ Savings (or negative usage) | 0 | 0 | 0 | 0 | 0
Gas Boiler - Maintenance_Warehouse_New_E2 All NEQ Savings (or negative usage) | Gas Boiler - Maintenance_Warehouse_New | Gas Boiler - Maintenance_New_E2 All NEQ Savings (or negative usage) | Gas Boiler - Maintenance_New | NEQ | New | Warehouse | Gas Boiler - Maintenance | 2 | E2 All NEQ Savings (or negative usage) | 0 | 0 | 0 | 0 | 0
Gas Boiler - Radiator Replacement_Warehouse_New_E2 All NEQ Savings (or negative usage) | Gas Boiler - Radiator Replacement_Warehouse_New | Gas Boiler - Radiator Replacement_New_E2 All NEQ Savings (or negative usage) | Gas Boiler - Radiator Replacement_New | NEQ | New | Warehouse | Gas Boiler - Radiator Replacement | 2 | E2 All NEQ Savings (or negative usage) | 0 | 0 | 0 | 0 | 0
Gas Boiler - Stack Economizer_Warehouse_New_E2 All NEQ Savings (or negative usage) | Gas Boiler - Stack Economizer_Warehouse_New | Gas Boiler - Stack Economizer_New_E2 All NEQ Savings (or negative usage) | Gas Boiler - Stack Economizer_New | NEQ | New | Warehouse | Gas Boiler - Stack Economizer | 2 | E2 All NEQ Savings (or negative usage) | 0 | 0 | 0 | 0 | 0
Gas Boiler - Steam Trap Replacement_Warehouse_New_E2 All NEQ Savings (or negative usage) | Gas Boiler - Steam Trap Replacement_Warehouse_New | Gas Boiler - Steam Trap Replacement_New_E2 All NEQ Savings (or negative usage) | Gas Boiler - Steam Trap Replacement_New | NEQ | New | Warehouse | Gas Boiler - Steam Trap Replacement | 2 | E2 All NEQ Savings (or negative usage) | 0 | 0 | 0 | 0 | 0
Gas Boiler - Thermostatic Radiator Valves_Warehouse_New_E2 All NEQ Savings (or negative usage) | Gas Boiler - Thermostatic Radiator Valves_Warehouse_New | Gas Boiler - Thermostatic Radiator Valves_New_E2 All NEQ Savings (or negative usage) | Gas Boiler - Thermostatic Radiator Valves_New | NEQ | New | Warehouse | Gas Boiler - Thermostatic Radiator Valves | 2 | E2 All NEQ Savings (or negative usage) | 0 | 0 | 0 | 0 | 0
Gas Furnace - Maintenance_Warehouse_New_E2 All NEQ Savings (or negative usage) | Gas Furnace - Maintenance_Warehouse_New | Gas Furnace - Maintenance_New_E2 All NEQ Savings (or negative usage) | Gas Furnace - Maintenance_New | NEQ | New | Warehouse | Gas Furnace - Maintenance | 2 | E2 All NEQ Savings (or negative usage) | 0 | 0 | 0 | 0 | 0
Gas-Fired Combination Heat Pump Conversion_Warehouse_New_E2 All NEQ Savings (or negative usage) | Gas-Fired Combination Heat Pump Conversion_Warehouse_New | Gas-Fired Combination Heat Pump Conversion_New_E2 All NEQ Savings (or negative usage) | Gas-Fired Combination Heat Pump Conversion_New | NEQ | New | Warehouse | Gas-Fired Combination Heat Pump Conversion | 2 | E2 All NEQ Savings (or negative usage) | 0 | 0 | 0 | 0 | 0
HVAC - Dedicated Outdoor Air System (DOAS)_Warehouse_New_E2 All NEQ Savings (or negative usage) | HVAC - Dedicated Outdoor Air System (DOAS)_Warehouse_New | HVAC - Dedicated Outdoor Air System (DOAS)_New_E2 All NEQ Savings (or negative usage) | HVAC - Dedicated Outdoor Air System (DOAS)_New | NEQ | New | Warehouse | HVAC - Dedicated Outdoor Air System (DOAS) | 2 | E2 All NEQ Savings (or negative usage) | 0 | 0 | 0 | 0 | 0
HVAC - Energy Recovery Ventilator_Warehouse_New_E2 All NEQ Savings (or negative usage) | HVAC - Energy Recovery Ventilator_Warehouse_New | HVAC - Energy Recovery Ventilator_New_E2 All NEQ Savings (or negative usage) | HVAC - Energy Recovery Ventilator_New | NEQ | New | Warehouse | HVAC - Energy Recovery Ventilator | 2 | E2 All NEQ Savings (or negative usage) | 0 | 0 | 0 | 0 | 0
HVAC - Shut Off Damper_Warehouse_New_E2 All NEQ Savings (or negative usage) | HVAC - Shut Off Damper_Warehouse_New | HVAC - Shut Off Damper_New_E2 All NEQ Savings (or negative usage) | HVAC - Shut Off Damper_New | NEQ | New | Warehouse | HVAC - Shut Off Damper | 2 | E2 All NEQ Savings (or negative usage) | 0 | 0 | 0 | 0 | 0
Industrial Air Curtains_Warehouse_New_E2 All NEQ Savings (or negative usage) | Industrial Air Curtains_Warehouse_New | Industrial Air Curtains_New_E2 All NEQ Savings (or negative usage) | Industrial Air Curtains_New | NEQ | New | Warehouse | Industrial Air Curtains | 2 | E2 All NEQ Savings (or negative usage) | 0 | 0 | 0 | 0 | 0
Infiltration Control - Loading Dock Sealing_Warehouse_New_E2 All NEQ Savings (or negative usage) | Infiltration Control - Loading Dock Sealing_Warehouse_New | Infiltration Control - Loading Dock Sealing_New_E2 All NEQ Savings (or negative usage) | Infiltration Control - Loading Dock Sealing_New | NEQ | New | Warehouse | Infiltration Control - Loading Dock Sealing | 2 | E2 All NEQ Savings (or negative usage) | 0 | 0 | 0 | 0 | 0
Insulation - Ceiling_Warehouse_New_E2 All NEQ Savings (or negative usage) | Insulation - Ceiling_Warehouse_New | Insulation - Ceiling_New_E2 All NEQ Savings (or negative usage) | Insulation - Ceiling_New | NEQ | New | Warehouse | Insulation - Ceiling | 2 | E2 All NEQ Savings (or negative usage) | 0 | 0 | 0 | 0 | 0
Insulation - Ducting_Warehouse_New_E2 All NEQ Savings (or negative usage) | Insulation - Ducting_Warehouse_New | Insulation - Ducting_New_E2 All NEQ Savings (or negative usage) | Insulation - Ducting_New | NEQ | New | Warehouse | Insulation - Ducting | 2 | E2 All NEQ Savings (or negative usage) | 0 | 0 | 0 | 0 | 0
Insulation - Wall Cavity_Warehouse_New_E2 All NEQ Savings (or negative usage) | Insulation - Wall Cavity_Warehouse_New | Insulation - Wall Cavity_New_E2 All NEQ Savings (or negative usage) | Insulation - Wall Cavity_New | NEQ | New | Warehouse | Insulation - Wall Cavity | 2 | E2 All NEQ Savings (or negative usage) | 0 | 0 | 0 | 0 | 0
Kitchen Ventilation - Advanced Controls_Warehouse_New_E2 All NEQ Savings (or negative usage) | Kitchen Ventilation - Advanced Controls_Warehouse_New | Kitchen Ventilation - Advanced Controls_New_E2 All NEQ Savings (or negative usage) | Kitchen Ventilation - Advanced Controls_New | NEQ | New | Warehouse | Kitchen Ventilation - Advanced Controls | 2 | E2 All NEQ Savings (or negative usage) | 0 | 0 | 0 | 0 | 0
Lodging - Guest Room Controls_Warehouse_New_E2 All NEQ Savings (or negative usage) | Lodging - Guest Room Controls_Warehouse_New | Lodging - Guest Room Controls_New_E2 All NEQ Savings (or negative usage) | Lodging - Guest Room Controls_New | NEQ | New | Warehouse | Lodging - Guest Room Controls | 2 | E2 All NEQ Savings (or negative usage) | 0 | 0 | 0 | 0 | 0
Pool Heater - Night Covers_Warehouse_New_E2 All NEQ Savings (or negative usage) | Pool Heater - Night Covers_Warehouse_New | Pool Heater - Night Covers_New_E2 All NEQ Savings (or negative usage) | Pool Heater - Night Covers_New | NEQ | New | Warehouse | Pool Heater - Night Covers | 2 | E2 All NEQ Savings (or negative usage) | 0.10407 | 0.10407 | 0.10407 | 0.10407 | 0.10407
Refrigeration - Heat Recovery_Warehouse_New_E2 All NEQ Savings (or negative usage) | Refrigeration - Heat Recovery_Warehouse_New | Refrigeration - Heat Recovery_New_E2 All NEQ Savings (or negative usage) | Refrigeration - Heat Recovery_New | NEQ | New | Warehouse | Refrigeration - Heat Recovery | 2 | E2 All NEQ Savings (or negative usage) | 0 | 0 | 0 | 0 | 0
Retrocommissioning_Warehouse_New_E2 All NEQ Savings (or negative usage) | Retrocommissioning_Warehouse_New | Retrocommissioning_New_E2 All NEQ Savings (or negative usage) | Retrocommissioning_New | NEQ | New | Warehouse | Retrocommissioning | 2 | E2 All NEQ Savings (or negative usage) | 0 | 0 | 0 | 0 | 0
Strategic Energy Management_Warehouse_New_E2 All NEQ Savings (or negative usage) | Strategic Energy Management_Warehouse_New | Strategic Energy Management_New_E2 All NEQ Savings (or negative usage) | Strategic Energy Management_New | NEQ | New | Warehouse | Strategic Energy Management | 2 | E2 All NEQ Savings (or negative usage) | 0 | 0 | 0 | 0 | 0
Thermostat - Programmable_Warehouse_New_E2 All NEQ Savings (or negative usage) | Thermostat - Programmable_Warehouse_New | Thermostat - Programmable_New_E2 All NEQ Savings (or negative usage) | Thermostat - Programmable_New | NEQ | New | Warehouse | Thermostat - Programmable | 2 | E2 All NEQ Savings (or negative usage) | 0 | 0 | 0 | 0 | 0
Ventilation - Demand Controlled_Warehouse_New_E2 All NEQ Savings (or negative usage) | Ventilation - Demand Controlled_Warehouse_New | Ventilation - Demand Controlled_New_E2 All NEQ Savings (or negative usage) | Ventilation - Demand Controlled_New | NEQ | New | Warehouse | Ventilation - Demand Controlled | 2 | E2 All NEQ Savings (or negative usage) | 0 | 0 | 0 | 0 | 0
Water Heater - Drainwater Heat Recovery_Warehouse_New_E2 All NEQ Savings (or negative usage) | Water Heater - Drainwater Heat Recovery_Warehouse_New | Water Heater - Drainwater Heat Recovery_New_E2 All NEQ Savings (or negative usage) | Water Heater - Drainwater Heat Recovery_New | NEQ | New | Warehouse | Water Heater - Drainwater Heat Recovery | 2 | E2 All NEQ Savings (or negative usage) | 0 | 0 | 0 | 0 | 0
Water Heater - Pipe Insulation_Warehouse_New_E2 All NEQ Savings (or negative usage) | Water Heater - Pipe Insulation_Warehouse_New | Water Heater - Pipe Insulation_New_E2 All NEQ Savings (or negative usage) | Water Heater - Pipe Insulation_New | NEQ | New | Warehouse | Water Heater - Pipe Insulation | 2 | E2 All NEQ Savings (or negative usage) | 0 | 0 | 0 | 0 | 0
Water Heater - Pre-Rinse Spray Valve_Warehouse_New_E2 All NEQ Savings (or negative usage) | Water Heater - Pre-Rinse Spray Valve_Warehouse_New | Water Heater - Pre-Rinse Spray Valve_New_E2 All NEQ Savings (or negative usage) | Water Heater - Pre-Rinse Spray Valve_New | NEQ | New | Warehouse | Water Heater - Pre-Rinse Spray Valve | 2 | E2 All NEQ Savings (or negative usage) | 0 | 0 | 0 | 0 | 0
Water Heater - Solar System_Warehouse_New_E2 All NEQ Savings (or negative usage) | Water Heater - Solar System_Warehouse_New | Water Heater - Solar System_New_E2 All NEQ Savings (or negative usage) | Water Heater - Solar System_New | NEQ | New | Warehouse | Water Heater - Solar System | 2 | E2 All NEQ Savings (or negative usage) | 0 | 0 | 0 | 0 | 0
Water Heater - Thermostatic Shower Restriction Valve_Warehouse_New_E2 All NEQ Savings (or negative usage) | Water Heater - Thermostatic Shower Restriction Valve_Warehouse_New | Water Heater - Thermostatic Shower Restriction Valve_New_E2 All NEQ Savings (or negative usage) | Water Heater - Thermostatic Shower Restriction Valve_New | NEQ | New | Warehouse | Water Heater - Thermostatic Shower Restriction Valve | 2 | E2 All NEQ Savings (or negative usage) | 0 | 0 | 0 | 0 | 0
Windows - High Efficiency Glazing_Warehouse_New_E2 All NEQ Savings (or negative usage) | Windows - High Efficiency Glazing_Warehouse_New | Windows - High Efficiency Glazing_New_E2 All NEQ Savings (or negative usage) | Windows - High Efficiency Glazing_New | NEQ | New | Warehouse | Windows - High Efficiency Glazing | 2 | E2 All NEQ Savings (or negative usage) | 0 | 0 | 0 | 0 | 0
Windows - Secondary Glazing Systems_Warehouse_New_E2 All NEQ Savings (or negative usage) | Windows - Secondary Glazing Systems_Warehouse_New | Windows - Secondary Glazing Systems_New_E2 All NEQ Savings (or negative usage) | Windows - Secondary Glazing Systems_New | NEQ | New | Warehouse | Windows - Secondary Glazing Systems | 2 | E2 All NEQ Savings (or negative usage) | 0 | 0 | 0 | 0 | 0
___ | __ | __ | _ | [8 empty] | #DIV/0! | 0 | 0
___ | __ | __ | _ | [8 empty] | #DIV/0! | 0 | 0
___ | __ | __ | _ | [8 empty] | #DIV/0! | 0 | 0
___ | __ | __ | _ | [8 empty] | #DIV/0! | 0 | 0
___ | __ | __ | _ | [8 empty] | #DIV/0! | 0 | 0
___ | __ | __ | _ | [8 empty] | #DIV/0! | 0 | 0
___ | __ | __ | _ | [8 empty] | #DIV/0! | 0 | 0
___ | __ | __ | _ | [8 empty] | #DIV/0! | 0 | 0
___ | __ | __ | _ | [8 empty] | #DIV/0! | 0 | 0
___ | __ | __ | _ | [8 empty] | #DIV/0! | 0 | 0
___ | __ | __ | _ | [8 empty] | #DIV/0! | 0 | 0
___ | __ | __ | _ | [8 empty] | #DIV/0! | 0 | 0
___ | __ | __ | _ | [8 empty] | #DIV/0! | 0 | 0
___ | __ | __ | _ | [8 empty] | #DIV/0! | 0 | 0
___ | __ | __ | _ | [8 empty] | #DIV/0! | 0 | 0
___ | __ | __ | _ | [8 empty] | #DIV/0! | 0 | 0
___ | __ | __ | _ | [8 empty] | #DIV/0! | 0 | 0
___ | __ | __ | _ | [8 empty] | #DIV/0! | 0 | 0
___ | __ | __ | _ | [8 empty] | #DIV/0! | 0 | 0
___ | __ | __ | _ | [8 empty] | #DIV/0! | 0 | 0
___ | __ | __ | _ | [8 empty] | #DIV/0! | 0 | 0
___ | __ | __ | _ | [8 empty] | #DIV/0! | 0 | 0
___ | __ | __ | _ | [8 empty] | #DIV/0! | 0 | 0
___ | __ | __ | _ | [8 empty] | #DIV/0! | 0 | 0
___ | __ | __ | _ | [8 empty] | #DIV/0! | 0 | 0
___ | __ | __ | _ | [8 empty] | #DIV/0! | 0 | 0
___ | __ | __ | _ | [8 empty] | #DIV/0! | 0 | 0
___ | __ | __ | _ | [8 empty] | #DIV/0! | 0 | 0
___ | __ | __ | _ | [8 empty] | #DIV/0! | 0 | 0
___ | __ | __ | _ | [8 empty] | #DIV/0! | 0 | 0
___ | __ | __ | _ | [8 empty] | #DIV/0! | 0 | 0
___ | __ | __ | _ | [8 empty] | #DIV/0! | 0 | 0
___ | __ | __ | _ | [8 empty] | #DIV/0! | 0 | 0
___ | __ | __ | _ | [8 empty] | #DIV/0! | 0 | 0
___ | __ | __ | _ | [8 empty] | #DIV/0! | 0 | 0
___ | __ | __ | _ | [8 empty] | #DIV/0! | 0 | 0
___ | __ | __ | _ | [8 empty] | #DIV/0! | 0 | 0
___ | __ | __ | _ | [8 empty] | #DIV/0! | 0 | 0
___ | __ | __ | _ | [8 empty] | #DIV/0! | 0 | 0
___ | __ | __ | _ | [8 empty] | #DIV/0! | 0 | 0
___ | __ | __ | _ | [8 empty] | #DIV/0! | 0 | 0
___ | __ | __ | _ | [8 empty] | #DIV/0! | 0 | 0
___ | __ | __ | _ | [8 empty] | #DIV/0! | 0 | 0
___ | __ | __ | _ | [8 empty] | #DIV/0! | 0 | 0
___ | __ | __ | _ | [8 empty] | #DIV/0! | 0 | 0
___ | __ | __ | _ | [8 empty] | #DIV/0! | 0 | 0
___ | __ | __ | _ | [8 empty] | #DIV/0! | 0 | 0
___ | __ | __ | _ | [8 empty] | #DIV/0! | 0 | 0
___ | __ | __ | _ | [8 empty] | #DIV/0! | 0 | 0
___ | __ | __ | _ | [8 empty] | #DIV/0! | 0 | 0
___ | __ | __ | _ | [8 empty] | #DIV/0! | 0 | 0
___ | __ | __ | _ | [8 empty] | #DIV/0! | 0 | 0
___ | __ | __ | _ | [8 empty] | #DIV/0! | 0 | 0
___ | __ | __ | _ | [8 empty] | #DIV/0! | 0 | 0
___ | __ | __ | _ | [8 empty] | #DIV/0! | 0 | 0
___ | __ | __ | _ | [8 empty] | #DIV/0! | 0 | 0
___ | __ | __ | _ | [8 empty] | #DIV/0! | 0 | 0
___ | __ | __ | _ | [8 empty] | #DIV/0! | 0 | 0
___ | __ | __ | _ | [8 empty] | #DIV/0! | 0 | 0
___ | __ | __ | _ | [8 empty] | #DIV/0! | 0 | 0
___ | __ | __ | _ | [8 empty] | #DIV/0! | 0 | 0
___ | __ | __ | _ | [8 empty] | #DIV/0! | 0 | 0
___ | __ | __ | _ | [8 empty] | #DIV/0! | 0 | 0
___ | __ | __ | _ | [8 empty] | #DIV/0! | 0 | 0
___ | __ | __ | _ | [8 empty] | #DIV/0! | 0 | 0
___ | __ | __ | _ | [8 empty] | #DIV/0! | 0 | 0
___ | __ | __ | _ | [8 empty] | #DIV/0! | 0 | 0
___ | __ | __ | _ | [8 empty] | #DIV/0! | 0 | 0
___ | __ | __ | _ | [8 empty] | #DIV/0! | 0 | 0
___ | __ | __ | _ | [8 empty] | #DIV/0! | 0 | 0
___ | __ | __ | _ | [8 empty] | #DIV/0! | 0 | 0
___ | __ | __ | _ | [8 empty] | #DIV/0! | 0 | 0
___ | __ | __ | _ | [8 empty] | #DIV/0! | 0 | 0
___ | __ | __ | _ | [8 empty] | #DIV/0! | 0 | 0
___ | __ | __ | _ | [8 empty] | #DIV/0! | 0 | 0
___ | __ | __ | _ | [8 empty] | #DIV/0! | 0 | 0
___ | __ | __ | _ | [8 empty] | #DIV/0! | 0 | 0
___ | __ | __ | _ | [8 empty] | #DIV/0! | 0 | 0
___ | __ | __ | _ | [8 empty] | #DIV/0! | 0 | 0
___ | __ | __ | _ | [8 empty] | #DIV/0! | 0 | 0
___ | __ | __ | _ | [8 empty] | #DIV/0! | 0 | 0
___ | __ | __ | _ | [8 empty] | #DIV/0! | 0 | 0
___ | __ | __ | _ | [8 empty] | #DIV/0! | 0 | 0
___ | __ | __ | _ | [8 empty] | #DIV/0! | 0 | 0
___ | __ | __ | _ | [8 empty] | #DIV/0! | 0 | 0
___ | __ | __ | _ | [8 empty] | #DIV/0! | 0 | 0
___ | __ | __ | _ | [8 empty] | #DIV/0! | 0 | 0
___ | __ | __ | _ | [8 empty] | #DIV/0! | 0 | 0
___ | __ | __ | _ | [8 empty] | #DIV/0! | 0 | 0
___ | __ | __ | _ | [8 empty] | #DIV/0! | 0 | 0
___ | __ | __ | _ | [8 empty] | #DIV/0! | 0 | 0
___ | __ | __ | _ | [8 empty] | #DIV/0! | 0 | 0
___ | __ | __ | _ | [8 empty] | #DIV/0! | 0 | 0
___ | __ | __ | _ | [8 empty] | #DIV/0! | 0 | 0
___ | __ | __ | _ | [8 empty] | #DIV/0! | 0 | 0
___ | __ | __ | _ | [8 empty] | #DIV/0! | 0 | 0
___ | __ | __ | _ | [8 empty] | #DIV/0! | 0 | 0
___ | __ | __ | _ | [8 empty] | #DIV/0! | 0 | 0
___ | __ | __ | _ | [8 empty] | #DIV/0! | 0 | 0
___ | __ | __ | _ | [8 empty] | #DIV/0! | 0 | 0
___ | __ | __ | _ | [8 empty] | #DIV/0! | 0 | 0
___ | __ | __ | _ | [8 empty] | #DIV/0! | 0 | 0
___ | __ | __ | _ | [8 empty] | #DIV/0! | 0 | 0
___ | __ | __ | _ | [8 empty] | #DIV/0! | 0 | 0
___ | __ | __ | _ | [8 empty] | #DIV/0! | 0 | 0
___ | __ | __ | _ | [8 empty] | #DIV/0! | 0 | 0
___ | __ | __ | _ | [8 empty] | #DIV/0! | 0 | 0
___ | __ | __ | _ | [8 empty] | #DIV/0! | 0 | 0
___ | __ | __ | _ | [8 empty] | #DIV/0! | 0 | 0
___ | __ | __ | _ | [8 empty] | #DIV/0! | 0 | 0
___ | __ | __ | _ | [8 empty] | #DIV/0! | 0 | 0
___ | __ | __ | _ | [8 empty] | #DIV/0! | 0 | 0
___ | __ | __ | _ | [8 empty] | #DIV/0! | 0 | 0
___ | __ | __ | _ | [8 empty] | #DIV/0! | 0 | 0
___ | __ | __ | _ | [8 empty] | #DIV/0! | 0 | 0
___ | __ | __ | _ | [8 empty] | #DIV/0! | 0 | 0
___ | __ | __ | _ | [8 empty] | #DIV/0! | 0 | 0
___ | __ | __ | _ | [8 empty] | #DIV/0! | 0 | 0
___ | __ | __ | _ | [8 empty] | #DIV/0! | 0 | 0
___ | __ | __ | _ | [8 empty] | #DIV/0! | 0 | 0
___ | __ | __ | _ | [8 empty] | #DIV/0! | 0 | 0
___ | __ | __ | _ | [8 empty] | #DIV/0! | 0 | 0
___ | __ | __ | _ | [8 empty] | #DIV/0! | 0 | 0
___ | __ | __ | _ | [8 empty] | #DIV/0! | 0 | 0
___ | __ | __ | _ | [8 empty] | #DIV/0! | 0 | 0
___ | __ | __ | _ | [8 empty] | #DIV/0! | 0 | 0
___ | __ | __ | _ | [8 empty] | #DIV/0! | 0 | 0
___ | __ | __ | _ | [8 empty] | #DIV/0! | 0 | 0
___ | __ | __ | _ | [8 empty] | #DIV/0! | 0 | 0
___ | __ | __ | _ | [8 empty] | #DIV/0! | 0 | 0
___ | __ | __ | _ | [8 empty] | #DIV/0! | 0 | 0
___ | __ | __ | _ | [8 empty] | #DIV/0! | 0 | 0
___ | __ | __ | _ | [8 empty] | #DIV/0! | 0 | 0
___ | __ | __ | _ | [8 empty] | #DIV/0! | 0 | 0
___ | __ | __ | _ | [8 empty] | #DIV/0! | 0 | 0
___ | __ | __ | _ | [8 empty] | #DIV/0! | 0 | 0
___ | __ | __ | _ | [8 empty] | #DIV/0! | 0 | 0
___ | __ | __ | _ | [8 empty] | #DIV/0! | 0 | 0
___ | __ | __ | _ | [8 empty] | #DIV/0! | 0 | 0
___ | __ | __ | _ | [8 empty] | #DIV/0! | 0 | 0
___ | __ | __ | _ | [8 empty] | #DIV/0! | 0 | 0
___ | __ | __ | _ | [8 empty] | #DIV/0! | 0 | 0
___ | __ | __ | _ | [8 empty] | #DIV/0! | 0 | 0
___ | __ | __ | _ | [8 empty] | #DIV/0! | 0 | 0
___ | __ | __ | _ | [8 empty] | #DIV/0! | 0 | 0
___ | __ | __ | _ | [8 empty] | #DIV/0! | 0 | 0
___ | __ | __ | _ | [8 empty] | #DIV/0! | 0 | 0
___ | __ | __ | _ | [8 empty] | #DIV/0! | 0 | 0
___ | __ | __ | _ | [8 empty] | #DIV/0! | 0 | 0
___ | __ | __ | _ | [8 empty] | #DIV/0! | 0 | 0
___ | __ | __ | _ | [8 empty] | #DIV/0! | 0 | 0
___ | __ | __ | _ | [8 empty] | #DIV/0! | 0 | 0
___ | __ | __ | _ | [8 empty] | #DIV/0! | 0 | 0
___ | __ | __ | _ | [8 empty] | #DIV/0! | 0 | 0
___ | __ | __ | _ | [8 empty] | #DIV/0! | 0 | 0
___ | __ | __ | _ | [8 empty] | #DIV/0! | 0 | 0
___ | __ | __ | _ | [8 empty] | #DIV/0! | 0 | 0
___ | __ | __ | _ | [8 empty] | #DIV/0! | 0 | 0
___ | __ | __ | _ | [8 empty] | #DIV/0! | 0 | 0
___ | __ | __ | _ | [8 empty] | #DIV/0! | 0 | 0
___ | __ | __ | _ | [8 empty] | #DIV/0! | 0 | 0
___ | __ | __ | _ | [8 empty] | #DIV/0! | 0 | 0
___ | __ | __ | _ | [8 empty] | #DIV/0! | 0 | 0
___ | __ | __ | _ | [8 empty] | #DIV/0! | 0 | 0
___ | __ | __ | _ | [8 empty] | #DIV/0! | 0 | 0
___ | __ | __ | _ | [8 empty] | #DIV/0! | 0 | 0
___ | __ | __ | _ | [8 empty] | #DIV/0! | 0 | 0
___ | __ | __ | _ | [8 empty] | #DIV/0! | 0 | 0
___ | __ | __ | _ | [8 empty] | #DIV/0! | 0 | 0
___ | __ | __ | _ | [8 empty] | #DIV/0! | 0 | 0
___ | __ | __ | _ | [8 empty] | #DIV/0! | 0 | 0
___ | __ | __ | _ | [8 empty] | #DIV/0! | 0 | 0
___ | __ | __ | _ | [8 empty] | #DIV/0! | 0 | 0
___ | __ | __ | _ | [8 empty] | #DIV/0! | 0 | 0
___ | __ | __ | _ | [8 empty] | #DIV/0! | 0 | 0
___ | __ | __ | _ | [8 empty] | #DIV/0! | 0 | 0
___ | __ | __ | _ | [8 empty] | #DIV/0! | 0 | 0
___ | __ | __ | _ | [8 empty] | #DIV/0! | 0 | 0
___ | __ | __ | _ | [8 empty] | #DIV/0! | 0 | 0
___ | __ | __ | _ | [8 empty] | #DIV/0! | 0 | 0
___ | __ | __ | _ | [8 empty] | #DIV/0! | 0 | 0
___ | __ | __ | _ | [8 empty] | #DIV/0! | 0 | 0
___ | __ | __ | _ | [8 empty] | #DIV/0! | 0 | 0
___ | __ | __ | _ | [8 empty] | #DIV/0! | 0 | 0
___ | __ | __ | _ | [8 empty] | #DIV/0! | 0 | 0
___ | __ | __ | _ | [8 empty] | #DIV/0! | 0 | 0
___ | __ | __ | _ | [8 empty] | #DIV/0! | 0 | 0
___ | __ | __ | _ | [8 empty] | #DIV/0! | 0 | 0
___ | __ | __ | _ | [8 empty] | #DIV/0! | 0 | 0
___ | __ | __ | _ | [8 empty] | #DIV/0! | 0 | 0
___ | __ | __ | _ | [8 empty] | #DIV/0! | 0 | 0
___ | __ | __ | _ | [8 empty] | #DIV/0! | 0 | 0
___ | __ | __ | _ | [8 empty] | #DIV/0! | 0 | 0
___ | __ | __ | _ | [8 empty] | #DIV/0! | 0 | 0
___ | __ | __ | _ | [8 empty] | #DIV/0! | 0 | 0
___ | __ | __ | _ | [8 empty] | #DIV/0! | 0 | 0
___ | __ | __ | _ | [8 empty] | #DIV/0! | 0 | 0
___ | __ | __ | _ | [8 empty] | #DIV/0! | 0 | 0
___ | __ | __ | _ | [8 empty] | #DIV/0! | 0 | 0
___ | __ | __ | _ | [8 empty] | #DIV/0! | 0 | 0
___ | __ | __ | _ | [8 empty] | #DIV/0! | 0 | 0
___ | __ | __ | _ | [8 empty] | #DIV/0! | 0 | 0
___ | __ | __ | _ | [8 empty] | #DIV/0! | 0 | 0
___ | __ | __ | _ | [8 empty] | #DIV/0! | 0 | 0
___ | __ | __ | _ | [8 empty] | #DIV/0! | 0 | 0
___ | __ | __ | _ | [8 empty] | #DIV/0! | 0 | 0
___ | __ | __ | _ | [8 empty] | #DIV/0! | 0 | 0
___ | __ | __ | _ | [8 empty] | #DIV/0! | 0 | 0
___ | __ | __ | _ | [8 empty] | #DIV/0! | 0 | 0
___ | __ | __ | _ | [8 empty] | #DIV/0! | 0 | 0
___ | __ | __ | _ | [8 empty] | #DIV/0! | 0 | 0
___ | __ | __ | _ | [8 empty] | #DIV/0! | 0 | 0
___ | __ | __ | _ | [8 empty] | #DIV/0! | 0 | 0
___ | __ | __ | _ | [8 empty] | #DIV/0! | 0 | 0
___ | __ | __ | _ | [8 empty] | #DIV/0! | 0 | 0
___ | __ | __ | _ | [8 empty] | #DIV/0! | 0 | 0
___ | __ | __ | _ | [8 empty] | #DIV/0! | 0 | 0
___ | __ | __ | _ | [8 empty] | #DIV/0! | 0 | 0
___ | __ | __ | _ | [8 empty] | #DIV/0! | 0 | 0
___ | __ | __ | _ | [8 empty] | #DIV/0! | 0 | 0
___ | __ | __ | _ | [8 empty] | #DIV/0! | 0 | 0
___ | __ | __ | _ | [8 empty] | #DIV/0! | 0 | 0
___ | __ | __ | _ | [8 empty] | #DIV/0! | 0 | 0
___ | __ | __ | _ | [8 empty] | #DIV/0! | 0 | 0
___ | __ | __ | _ | [8 empty] | #DIV/0! | 0 | 0
___ | __ | __ | _ | [8 empty] | #DIV/0! | 0 | 0
___ | __ | __ | _ | [8 empty] | #DIV/0! | 0 | 0
___ | __ | __ | _ | [8 empty] | #DIV/0! | 0 | 0
___ | __ | __ | _ | [8 empty] | #DIV/0! | 0 | 0
___ | __ | __ | _ | [8 empty] | #DIV/0! | 0 | 0
___ | __ | __ | _ | [8 empty] | #DIV/0! | 0 | 0
___ | __ | __ | _ | [8 empty] | #DIV/0! | 0 | 0
___ | __ | __ | _ | [8 empty] | #DIV/0! | 0 | 0
___ | __ | __ | _ | [8 empty] | #DIV/0! | 0 | 0
___ | __ | __ | _ | [8 empty] | #DIV/0! | 0 | 0
___ | __ | __ | _ | [8 empty] | #DIV/0! | 0 | 0
___ | __ | __ | _ | [8 empty] | #DIV/0! | 0 | 0
___ | __ | __ | _ | [8 empty] | #DIV/0! | 0 | 0
___ | __ | __ | _ | [8 empty] | #DIV/0! | 0 | 0
___ | __ | __ | _ | [8 empty] | #DIV/0! | 0 | 0
___ | __ | __ | _ | [8 empty] | #DIV/0! | 0 | 0
___ | __ | __ | _ | [8 empty] | #DIV/0! | 0 | 0
___ | __ | __ | _ | [8 empty] | #DIV/0! | 0 | 0
___ | __ | __ | _ | [8 empty] | #DIV/0! | 0 | 0
___ | __ | __ | _ | [8 empty] | #DIV/0! | 0 | 0
___ | __ | __ | _ | [8 empty] | #DIV/0! | 0 | 0
___ | __ | __ | _ | [8 empty] | #DIV/0! | 0 | 0
___ | __ | __ | _ | [8 empty] | #DIV/0! | 0 | 0
___ | __ | __ | _ | [8 empty] | #DIV/0! | 0 | 0
___ | __ | __ | _ | [8 empty] | #DIV/0! | 0 | 0
___ | __ | __ | _ | [8 empty] | #DIV/0! | 0 | 0
___ | __ | __ | _ | [8 empty] | #DIV/0! | 0 | 0
___ | __ | __ | _ | [8 empty] | #DIV/0! | 0 | 0
___ | __ | __ | _ | [8 empty] | #DIV/0! | 0 | 0
___ | __ | __ | _ | [8 empty] | #DIV/0! | 0 | 0
___ | __ | __ | _ | [8 empty] | #DIV/0! | 0 | 0
___ | __ | __ | _ | [8 empty] | #DIV/0! | 0 | 0
___ | __ | __ | _ | [8 empty] | #DIV/0! | 0 | 0
___ | __ | __ | _ | [8 empty] | #DIV/0! | 0 | 0
___ | __ | __ | _ | [8 empty] | #DIV/0! | 0 | 0
___ | __ | __ | _ | [8 empty] | #DIV/0! | 0 | 0
___ | __ | __ | _ | [8 empty] | #DIV/0! | 0 | 0
___ | __ | __ | _ | [8 empty] | #DIV/0! | 0 | 0
___ | __ | __ | _ | [8 empty] | #DIV/0! | 0 | 0
___ | __ | __ | _ | [8 empty] | #DIV/0! | 0 | 0
___ | __ | __ | _ | [8 empty] | #DIV/0! | 0 | 0
___ | __ | __ | _ | [8 empty] | #DIV/0! | 0 | 0
___ | __ | __ | _ | [8 empty] | #DIV/0! | 0 | 0
___ | __ | __ | _ | [8 empty] | #DIV/0! | 0 | 0
___ | __ | __ | _ | [8 empty] | #DIV/0! | 0 | 0
___ | __ | __ | _ | [8 empty] | #DIV/0! | 0 | 0
___ | __ | __ | _ | [8 empty] | #DIV/0! | 0 | 0
___ | __ | __ | _ | [8 empty] | #DIV/0! | 0 | 0
___ | __ | __ | _ | [8 empty] | #DIV/0! | 0 | 0
___ | __ | __ | _ | [8 empty] | #DIV/0! | 0 | 0
___ | __ | __ | _ | [8 empty] | #DIV/0! | 0 | 0
___ | __ | __ | _ | [8 empty] | #DIV/0! | 0 | 0
___ | __ | __ | _ | [8 empty] | #DIV/0! | 0 | 0
___ | __ | __ | _ | [8 empty] | #DIV/0! | 0 | 0
___ | __ | __ | _ | [8 empty] | #DIV/0! | 0 | 0
___ | __ | __ | _ | [8 empty] | #DIV/0! | 0 | 0
___ | __ | __ | _ | [8 empty] | #DIV/0! | 0 | 0
___ | __ | __ | _ | [8 empty] | #DIV/0! | 0 | 0
___ | __ | __ | _ | [8 empty] | #DIV/0! | 0 | 0
___ | __ | __ | _ | [8 empty] | #DIV/0! | 0 | 0
___ | __ | __ | _ | [8 empty] | #DIV/0! | 0 | 0
___ | __ | __ | _ | [8 empty] | #DIV/0! | 0 | 0
___ | __ | __ | _ | [8 empty] | #DIV/0! | 0 | 0
___ | __ | __ | _ | [8 empty] | #DIV/0! | 0 | 0
___ | __ | __ | _ | [8 empty] | #DIV/0! | 0 | 0
___ | __ | __ | _ | [8 empty] | #DIV/0! | 0 | 0
___ | __ | __ | _ | [8 empty] | #DIV/0! | 0 | 0
___ | __ | __ | _ | [8 empty] | #DIV/0! | 0 | 0
___ | __ | __ | _ | [8 empty] | #DIV/0! | 0 | 0
___ | __ | __ | _ | [8 empty] | #DIV/0! | 0 | 0
___ | __ | __ | _ | [8 empty] | #DIV/0! | 0 | 0
___ | __ | __ | _ | [8 empty] | #DIV/0! | 0 | 0
___ | __ | __ | _ | [8 empty] | #DIV/0! | 0 | 0
___ | __ | __ | _ | [8 empty] | #DIV/0! | 0 | 0
___ | __ | __ | _ | [8 empty] | #DIV/0! | 0 | 0
___ | __ | __ | _ | [8 empty] | #DIV/0! | 0 | 0
___ | __ | __ | _ | [8 empty] | #DIV/0! | 0 | 0
___ | __ | __ | _ | [8 empty] | #DIV/0! | 0 | 0
___ | __ | __ | _ | [8 empty] | #DIV/0! | 0 | 0
___ | __ | __ | _ | [8 empty] | #DIV/0! | 0 | 0
___ | __ | __ | _ | [8 empty] | #DIV/0! | 0 | 0
___ | __ | __ | _ | [8 empty] | #DIV/0! | 0 | 0
___ | __ | __ | _ | [8 empty] | #DIV/0! | 0 | 0
___ | __ | __ | _ | [8 empty] | #DIV/0! | 0 | 0
___ | __ | __ | _ | [8 empty] | #DIV/0! | 0 | 0
___ | __ | __ | _ | [8 empty] | #DIV/0! | 0 | 0
___ | __ | __ | _ | [8 empty] | #DIV/0! | 0 | 0
___ | __ | __ | _ | [8 empty] | #DIV/0! | 0 | 0
___ | __ | __ | _ | [8 empty] | #DIV/0! | 0 | 0
___ | __ | __ | _ | [8 empty] | #DIV/0! | 0 | 0
___ | __ | __ | _ | [8 empty] | #DIV/0! | 0 | 0
___ | __ | __ | _ | [8 empty] | #DIV/0! | 0 | 0
___ | __ | __ | _ | [8 empty] | #DIV/0! | 0 | 0
___ | __ | __ | _ | [8 empty] | #DIV/0! | 0 | 0
___ | __ | __ | _ | [8 empty] | #DIV/0! | 0 | 0
___ | __ | __ | _ | [8 empty] | #DIV/0! | 0 | 0
___ | __ | __ | _ | [8 empty] | #DIV/0! | 0 | 0
___ | __ | __ | _ | [8 empty] | #DIV/0! | 0 | 0
___ | __ | __ | _ | [8 empty] | #DIV/0! | 0 | 0
___ | __ | __ | _ | [8 empty] | #DIV/0! | 0 | 0
___ | __ | __ | _ | [8 empty] | #DIV/0! | 0 | 0
___ | __ | __ | _ | [8 empty] | #DIV/0! | 0 | 0
___ | __ | __ | _ | [8 empty] | #DIV/0! | 0 | 0
___ | __ | __ | _ | [8 empty] | #DIV/0! | 0 | 0
___ | __ | __ | _ | [8 empty] | #DIV/0! | 0 | 0
___ | __ | __ | _ | [8 empty] | #DIV/0! | 0 | 0
___ | __ | __ | _ | [8 empty] | #DIV/0! | 0 | 0
___ | __ | __ | _ | [8 empty] | #DIV/0! | 0 | 0
___ | __ | __ | _ | [8 empty] | #DIV/0! | 0 | 0
___ | __ | __ | _ | [8 empty] | #DIV/0! | 0 | 0
___ | __ | __ | _ | [8 empty] | #DIV/0! | 0 | 0
___ | __ | __ | _ | [8 empty] | #DIV/0! | 0 | 0
___ | __ | __ | _ | [8 empty] | #DIV/0! | 0 | 0
___ | __ | __ | _ | [8 empty] | #DIV/0! | 0 | 0
___ | __ | __ | _ | [8 empty] | #DIV/0! | 0 | 0
___ | __ | __ | _ | [8 empty] | #DIV/0! | 0 | 0
___ | __ | __ | _ | [8 empty] | #DIV/0! | 0 | 0
___ | __ | __ | _ | [8 empty] | #DIV/0! | 0 | 0
___ | __ | __ | _ | [8 empty] | #DIV/0! | 0 | 0
___ | __ | __ | _ | [8 empty] | #DIV/0! | 0 | 0
___ | __ | __ | _ | [8 empty] | #DIV/0! | 0 | 0
___ | __ | __ | _ | [8 empty] | #DIV/0! | 0 | 0
___ | __ | __ | _ | [8 empty] | #DIV/0! | 0 | 0
___ | __ | __ | _ | [8 empty] | #DIV/0! | 0 | 0
___ | __ | __ | _ | [8 empty] | #DIV/0! | 0 | 0
___ | __ | __ | _ | [8 empty] | #DIV/0! | 0 | 0
___ | __ | __ | _ | [8 empty] | #DIV/0! | 0 | 0
___ | __ | __ | _ | [8 empty] | #DIV/0! | 0 | 0
___ | __ | __ | _ | [8 empty] | #DIV/0! | 0 | 0
___ | __ | __ | _ | [8 empty] | #DIV/0! | 0 | 0
___ | __ | __ | _ | [8 empty] | #DIV/0! | 0 | 0
___ | __ | __ | _ | [8 empty] | #DIV/0! | 0 | 0
___ | __ | __ | _ | [8 empty] | #DIV/0! | 0 | 0
___ | __ | __ | _ | [8 empty] | #DIV/0! | 0 | 0
___ | __ | __ | _ | [8 empty] | #DIV/0! | 0 | 0
___ | __ | __ | _ | [8 empty] | #DIV/0! | 0 | 0
___ | __ | __ | _ | [8 empty] | #DIV/0! | 0 | 0
___ | __ | __ | _ | [8 empty] | #DIV/0! | 0 | 0
___ | __ | __ | _ | [8 empty] | #DIV/0! | 0 | 0
___ | __ | __ | _ | [8 empty] | #DIV/0! | 0 | 0
___ | __ | __ | _ | [8 empty] | #DIV/0! | 0 | 0
___ | __ | __ | _ | [8 empty] | #DIV/0! | 0 | 0
___ | __ | __ | _ | [8 empty] | #DIV/0! | 0 | 0
___ | __ | __ | _ | [8 empty] | #DIV/0! | 0 | 0
___ | __ | __ | _ | [8 empty] | #DIV/0! | 0 | 0
___ | __ | __ | _ | [8 empty] | #DIV/0! | 0 | 0
___ | __ | __ | _ | [8 empty] | #DIV/0! | 0 | 0
___ | __ | __ | _ | [8 empty] | #DIV/0! | 0 | 0
___ | __ | __ | _ | [8 empty] | #DIV/0! | 0 | 0
___ | __ | __ | _ | [8 empty] | #DIV/0! | 0 | 0
___ | __ | __ | _ | [8 empty] | #DIV/0! | 0 | 0
___ | __ | __ | _ | [8 empty] | #DIV/0! | 0 | 0
___ | __ | __ | _ | [8 empty] | #DIV/0! | 0 | 0
___ | __ | __ | _ | [8 empty] | #DIV/0! | 0 | 0
___ | __ | __ | _ | [8 empty] | #DIV/0! | 0 | 0
___ | __ | __ | _ | [8 empty] | #DIV/0! | 0 | 0
___ | __ | __ | _ | [8 empty] | #DIV/0! | 0 | 0
___ | __ | __ | _ | [8 empty] | #DIV/0! | 0 | 0
___ | __ | __ | _ | [8 empty] | #DIV/0! | 0 | 0
___ | __ | __ | _ | [8 empty] | #DIV/0! | 0 | 0
___ | __ | __ | _ | [8 empty] | #DIV/0! | 0 | 0
___ | __ | __ | _ | [8 empty] | #DIV/0! | 0 | 0
___ | __ | __ | _ | [8 empty] | #DIV/0! | 0 | 0
___ | __ | __ | _ | [8 empty] | #DIV/0! | 0 | 0
___ | __ | __ | _ | [8 empty] | #DIV/0! | 0 | 0
___ | __ | __ | _ | [8 empty] | #DIV/0! | 0 | 0
___ | __ | __ | _ | [8 empty] | #DIV/0! | 0 | 0
___ | __ | __ | _ | [8 empty] | #DIV/0! | 0 | 0
___ | __ | __ | _ | [8 empty] | #DIV/0! | 0 | 0
___ | __ | __ | _ | [8 empty] | #DIV/0! | 0 | 0
___ | __ | __ | _ | [8 empty] | #DIV/0! | 0 | 0
___ | __ | __ | _ | [8 empty] | #DIV/0! | 0 | 0
___ | __ | __ | _ | [8 empty] | #DIV/0! | 0 | 0
___ | __ | __ | _ | [8 empty] | #DIV/0! | 0 | 0
___ | __ | __ | _ | [8 empty] | #DIV/0! | 0 | 0
___ | __ | __ | _ | [8 empty] | #DIV/0! | 0 | 0
___ | __ | __ | _ | [8 empty] | #DIV/0! | 0 | 0
___ | __ | __ | _ | [8 empty] | #DIV/0! | 0 | 0
___ | __ | __ | _ | [8 empty] | #DIV/0! | 0 | 0
___ | __ | __ | _ | [8 empty] | #DIV/0! | 0 | 0
___ | __ | __ | _ | [8 empty] | #DIV/0! | 0 | 0
___ | __ | __ | _ | [8 empty] | #DIV/0! | 0 | 0
___ | __ | __ | _ | [8 empty] | #DIV/0! | 0 | 0
___ | __ | __ | _ | [8 empty] | #DIV/0! | 0 | 0
___ | __ | __ | _ | [8 empty] | #DIV/0! | 0 | 0
___ | __ | __ | _ | [8 empty] | #DIV/0! | 0 | 0
___ | __ | __ | _ | [8 empty] | #DIV/0! | 0 | 0
___ | __ | __ | _ | [8 empty] | #DIV/0! | 0 | 0
___ | __ | __ | _ | [8 empty] | #DIV/0! | 0 | 0
___ | __ | __ | _ | [8 empty] | #DIV/0! | 0 | 0
___ | __ | __ | _ | [8 empty] | #DIV/0! | 0 | 0
___ | __ | __ | _ | [8 empty] | #DIV/0! | 0 | 0
___ | __ | __ | _ | [8 empty] | #DIV/0! | 0 | 0
___ | __ | __ | _ | [8 empty] | #DIV/0! | 0 | 0
___ | __ | __ | _ | [8 empty] | #DIV/0! | 0 | 0
___ | __ | __ | _ | [8 empty] | #DIV/0! | 0 | 0
___ | __ | __ | _ | [8 empty] | #DIV/0! | 0 | 0
___ | __ | __ | _ | [8 empty] | #DIV/0! | 0 | 0
___ | __ | __ | _ | [8 empty] | #DIV/0! | 0 | 0
___ | __ | __ | _ | [8 empty] | #DIV/0! | 0 | 0
___ | __ | __ | _ | [8 empty] | #DIV/0! | 0 | 0
___ | __ | __ | _ | [8 empty] | #DIV/0! | 0 | 0
___ | __ | __ | _ | [8 empty] | #DIV/0! | 0 | 0
___ | __ | __ | _ | [8 empty] | #DIV/0! | 0 | 0
___ | __ | __ | _ | [8 empty] | #DIV/0! | 0 | 0
___ | __ | __ | _ | [8 empty] | #DIV/0! | 0 | 0
___ | __ | __ | _ | [8 empty] | #DIV/0! | 0 | 0
___ | __ | __ | _ | [8 empty] | #DIV/0! | 0 | 0
___ | __ | __ | _ | [8 empty] | #DIV/0! | 0 | 0
___ | __ | __ | _ | [8 empty] | #DIV/0! | 0 | 0
___ | __ | __ | _ | [8 empty] | #DIV/0! | 0 | 0
___ | __ | __ | _ | [8 empty] | #DIV/0! | 0 | 0
___ | __ | __ | _ | [8 empty] | #DIV/0! | 0 | 0
___ | __ | __ | _ | [8 empty] | #DIV/0! | 0 | 0
___ | __ | __ | _ | [8 empty] | #DIV/0! | 0 | 0
___ | __ | __ | _ | [8 empty] | #DIV/0! | 0 | 0
___ | __ | __ | _ | [8 empty] | #DIV/0! | 0 | 0
___ | __ | __ | _ | [8 empty] | #DIV/0! | 0 | 0
___ | __ | __ | _ | [8 empty] | #DIV/0! | 0 | 0
___ | __ | __ | _ | [8 empty] | #DIV/0! | 0 | 0
___ | __ | __ | _ | [8 empty] | #DIV/0! | 0 | 0
___ | __ | __ | _ | [8 empty] | #DIV/0! | 0 | 0
___ | __ | __ | _ | [8 empty] | #DIV/0! | 0 | 0
___ | __ | __ | _ | [8 empty] | #DIV/0! | 0 | 0
___ | __ | __ | _ | [8 empty] | #DIV/0! | 0 | 0
___ | __ | __ | _ | [8 empty] | #DIV/0! | 0 | 0
___ | __ | __ | _ | [8 empty] | #DIV/0! | 0 | 0
___ | __ | __ | _ | [8 empty] | #DIV/0! | 0 | 0
___ | __ | __ | _ | [8 empty] | #DIV/0! | 0 | 0
___ | __ | __ | _ | [8 empty] | #DIV/0! | 0 | 0
___ | __ | __ | _ | [8 empty] | #DIV/0! | 0 | 0
___ | __ | __ | _ | [8 empty] | #DIV/0! | 0 | 0
___ | __ | __ | _ | [8 empty] | #DIV/0! | 0 | 0
___ | __ | __ | _ | [8 empty] | #DIV/0! | 0 | 0
___ | __ | __ | _ | [8 empty] | #DIV/0! | 0 | 0
___ | __ | __ | _ | [8 empty] | #DIV/0! | 0 | 0
___ | __ | __ | _ | [8 empty] | #DIV/0! | 0 | 0
___ | __ | __ | _ | [8 empty] | #DIV/0! | 0 | 0
___ | __ | __ | _ | [8 empty] | #DIV/0! | 0 | 0
___ | __ | __ | _ | [8 empty] | #DIV/0! | 0 | 0
___ | __ | __ | _ | [8 empty] | #DIV/0! | 0 | 0
___ | __ | __ | _ | [8 empty] | #DIV/0! | 0 | 0
___ | __ | __ | _ | [8 empty] | #DIV/0! | 0 | 0
___ | __ | __ | _ | [8 empty] | #DIV/0! | 0 | 0
___ | __ | __ | _ | [8 empty] | #DIV/0! | 0 | 0
___ | __ | __ | _ | [8 empty] | #DIV/0! | 0 | 0
___ | __ | __ | _ | [8 empty] | #DIV/0! | 0 | 0
___ | __ | __ | _ | [8 empty] | #DIV/0! | 0 | 0
___ | __ | __ | _ | [8 empty] | #DIV/0! | 0 | 0
___ | __ | __ | _ | [8 empty] | #DIV/0! | 0 | 0
___ | __ | __ | _ | [8 empty] | #DIV/0! | 0 | 0
___ | __ | __ | _ | [8 empty] | #DIV/0! | 0 | 0
___ | __ | __ | _ | [8 empty] | #DIV/0! | 0 | 0
___ | __ | __ | _ | [8 empty] | #DIV/0! | 0 | 0
___ | __ | __ | _ | [8 empty] | #DIV/0! | 0 | 0
___ | __ | __ | _ | [8 empty] | #DIV/0! | 0 | 0
___ | __ | __ | _ | [8 empty] | #DIV/0! | 0 | 0
___ | __ | __ | _ | [8 empty] | #DIV/0! | 0 | 0
___ | __ | __ | _ | [8 empty] | #DIV/0! | 0 | 0
___ | __ | __ | _ | [8 empty] | #DIV/0! | 0 | 0
___ | __ | __ | _ | [8 empty] | #DIV/0! | 0 | 0
___ | __ | __ | _ | [8 empty] | #DIV/0! | 0 | 0
___ | __ | __ | _ | [8 empty] | #DIV/0! | 0 | 0
___ | __ | __ | _ | [8 empty] | #DIV/0! | 0 | 0
___ | __ | __ | _ | [8 empty] | #DIV/0! | 0 | 0
___ | __ | __ | _ | [8 empty] | #DIV/0! | 0 | 0
___ | __ | __ | _ | [8 empty] | #DIV/0! | 0 | 0
___ | __ | __ | _ | [8 empty] | #DIV/0! | 0 | 0
___ | __ | __ | _ | [8 empty] | #DIV/0! | 0 | 0
___ | __ | __ | _ | [8 empty] | #DIV/0! | 0 | 0
___ | __ | __ | _ | [8 empty] | #DIV/0! | 0 | 0
___ | __ | __ | _ | [8 empty] | #DIV/0! | 0 | 0
___ | __ | __ | _ | [8 empty] | #DIV/0! | 0 | 0
___ | __ | __ | _ | [8 empty] | #DIV/0! | 0 | 0
___ | __ | __ | _ | [8 empty] | #DIV/0! | 0 | 0
___ | __ | __ | _ | [8 empty] | #DIV/0! | 0 | 0
___ | __ | __ | _ | [8 empty] | #DIV/0! | 0 | 0
___ | __ | __ | _ | [8 empty] | #DIV/0! | 0 | 0
___ | __ | __ | _ | [8 empty] | #DIV/0! | 0 | 0
___ | __ | __ | _ | [8 empty] | #DIV/0! | 0 | 0
___ | __ | __ | _ | [8 empty] | #DIV/0! | 0 | 0
___ | __ | __ | _ | [8 empty] | #DIV/0! | 0 | 0
___ | __ | __ | _ | [8 empty] | #DIV/0! | 0 | 0
___ | __ | __ | _ | [8 empty] | #DIV/0! | 0 | 0
___ | __ | __ | _ | [8 empty] | #DIV/0! | 0 | 0
___ | __ | __ | _ | [8 empty] | #DIV/0! | 0 | 0
___ | __ | __ | _ | [8 empty] | #DIV/0! | 0 | 0
___ | __ | __ | _ | [8 empty] | #DIV/0! | 0 | 0
___ | __ | __ | _ | [8 empty] | #DIV/0! | 0 | 0
___ | __ | __ | _ | [8 empty] | #DIV/0! | 0 | 0
___ | __ | __ | _ | [8 empty] | #DIV/0! | 0 | 0
___ | __ | __ | _ | [8 empty] | #DIV/0! | 0 | 0
___ | __ | __ | _ | [8 empty] | #DIV/0! | 0 | 0
___ | __ | __ | _ | [8 empty] | #DIV/0! | 0 | 0
___ | __ | __ | _ | [8 empty] | #DIV/0! | 0 | 0
___ | __ | __ | _ | [8 empty] | #DIV/0! | 0 | 0
___ | __ | __ | _ | [8 empty] | #DIV/0! | 0 | 0
___ | __ | __ | _ | [8 empty] | #DIV/0! | 0 | 0
___ | __ | __ | _ | [8 empty] | #DIV/0! | 0 | 0
___ | __ | __ | _ | [8 empty] | #DIV/0! | 0 | 0
___ | __ | __ | _ | [8 empty] | #DIV/0! | 0 | 0
___ | __ | __ | _ | [8 empty] | #DIV/0! | 0 | 0
___ | __ | __ | _ | [8 empty] | #DIV/0! | 0 | 0
___ | __ | __ | _ | [8 empty] | #DIV/0! | 0 | 0
___ | __ | __ | _ | [8 empty] | #DIV/0! | 0 | 0
___ | __ | __ | _ | [8 empty] | #DIV/0! | 0 | 0
___ | __ | __ | _ | [8 empty] | #DIV/0! | 0 | 0
___ | __ | __ | _ | [8 empty] | #DIV/0! | 0 | 0
___ | __ | __ | _ | [8 empty] | #DIV/0! | 0 | 0
___ | __ | __ | _ | [8 empty] | #DIV/0! | 0 | 0
___ | __ | __ | _ | [8 empty] | #DIV/0! | 0 | 0
___ | __ | __ | _ | [8 empty] | #DIV/0! | 0 | 0
___ | __ | __ | _ | [8 empty] | #DIV/0! | 0 | 0
___ | __ | __ | _ | [8 empty] | #DIV/0! | 0 | 0
___ | __ | __ | _ | [8 empty] | #DIV/0! | 0 | 0
___ | __ | __ | _ | [8 empty] | #DIV/0! | 0 | 0
___ | __ | __ | _ | [8 empty] | #DIV/0! | 0 | 0
___ | __ | __ | _ | [8 empty] | #DIV/0! | 0 | 0
___ | __ | __ | _ | [8 empty] | #DIV/0! | 0 | 0
___ | __ | __ | _ | [8 empty] | #DIV/0! | 0 | 0
___ | __ | __ | _ | [8 empty] | #DIV/0! | 0 | 0
___ | __ | __ | _ | [8 empty] | #DIV/0! | 0 | 0
___ | __ | __ | _ | [8 empty] | #DIV/0! | 0 | 0
___ | __ | __ | _ | [8 empty] | #DIV/0! | 0 | 0
___ | __ | __ | _ | [8 empty] | #DIV/0! | 0 | 0
___ | __ | __ | _ | [8 empty] | #DIV/0! | 0 | 0
___ | __ | __ | _ | [8 empty] | #DIV/0! | 0 | 0
___ | __ | __ | _ | [8 empty] | #DIV/0! | 0 | 0
___ | __ | __ | _ | [8 empty] | #DIV/0! | 0 | 0
___ | __ | __ | _ | [8 empty] | #DIV/0! | 0 | 0
___ | __ | __ | _ | [8 empty] | #DIV/0! | 0 | 0
___ | __ | __ | _ | [8 empty] | #DIV/0! | 0 | 0
___ | __ | __ | _ | [8 empty] | #DIV/0! | 0 | 0
___ | __ | __ | _ | [8 empty] | #DIV/0! | 0 | 0
___ | __ | __ | _ | [8 empty] | #DIV/0! | 0 | 0
___ | __ | __ | _ | [8 empty] | #DIV/0! | 0 | 0
___ | __ | __ | _ | [8 empty] | #DIV/0! | 0 | 0
___ | __ | __ | _ | [8 empty] | #DIV/0! | 0 | 0
___ | __ | __ | _ | [8 empty] | #DIV/0! | 0 | 0
___ | __ | __ | _ | [8 empty] | #DIV/0! | 0 | 0
___ | __ | __ | _ | [8 empty] | #DIV/0! | 0 | 0
___ | __ | __ | _ | [8 empty] | #DIV/0! | 0 | 0
___ | __ | __ | _ | [8 empty] | #DIV/0! | 0 | 0
___ | __ | __ | _ | [8 empty] | #DIV/0! | 0 | 0
___ | __ | __ | _ | [8 empty] | #DIV/0! | 0 | 0
___ | __ | __ | _ | [8 empty] | #DIV/0! | 0 | 0
___ | __ | __ | _ | [8 empty] | #DIV/0! | 0 | 0
___ | __ | __ | _ | [8 empty] | #DIV/0! | 0 | 0
___ | __ | __ | _ | [8 empty] | #DIV/0! | 0 | 0
___ | __ | __ | _ | [8 empty] | #DIV/0! | 0 | 0
___ | __ | __ | _ | [8 empty] | #DIV/0! | 0 | 0
___ | __ | __ | _ | [8 empty] | #DIV/0! | 0 | 0
___ | __ | __ | _ | [8 empty] | #DIV/0! | 0 | 0
___ | __ | __ | _ | [8 empty] | #DIV/0! | 0 | 0
___ | __ | __ | _ | [8 empty] | #DIV/0! | 0 | 0
___ | __ | __ | _ | [8 empty] | #DIV/0! | 0 | 0
___ | __ | __ | _ | [8 empty] | #DIV/0! | 0 | 0
___ | __ | __ | _ | [8 empty] | #DIV/0! | 0 | 0
___ | __ | __ | _ | [8 empty] | #DIV/0! | 0 | 0
___ | __ | __ | _ | [8 empty] | #DIV/0! | 0 | 0
___ | __ | __ | _ | [8 empty] | #DIV/0! | 0 | 0
___ | __ | __ | _ | [8 empty] | #DIV/0! | 0 | 0
___ | __ | __ | _ | [8 empty] | #DIV/0! | 0 | 0
___ | __ | __ | _ | [8 empty] | #DIV/0! | 0 | 0
___ | __ | __ | _ | [8 empty] | #DIV/0! | 0 | 0
___ | __ | __ | _ | [8 empty] | #DIV/0! | 0 | 0
___ | __ | __ | _ | [8 empty] | #DIV/0! | 0 | 0
___ | __ | __ | _ | [8 empty] | #DIV/0! | 0 | 0
___ | __ | __ | _ | [8 empty] | #DIV/0! | 0 | 0
___ | __ | __ | _ | [8 empty] | #DIV/0! | 0 | 0
___ | __ | __ | _ | [8 empty] | #DIV/0! | 0 | 0
___ | __ | __ | _ | [8 empty] | #DIV/0! | 0 | 0
___ | __ | __ | _ | [8 empty] | #DIV/0! | 0 | 0
___ | __ | __ | _ | [8 empty] | #DIV/0! | 0 | 0
___ | __ | __ | _ | [8 empty] | #DIV/0! | 0 | 0
___ | __ | __ | _ | [8 empty] | #DIV/0! | 0 | 0
___ | __ | __ | _ | [8 empty] | #DIV/0! | 0 | 0
___ | __ | __ | _ | [8 empty] | #DIV/0! | 0 | 0
___ | __ | __ | _ | [8 empty] | #DIV/0! | 0 | 0
___ | __ | __ | _ | [8 empty] | #DIV/0! | 0 | 0
___ | __ | __ | _ | [8 empty] | #DIV/0! | 0 | 0
___ | __ | __ | _ | [8 empty] | #DIV/0! | 0 | 0
___ | __ | __ | _ | [8 empty] | #DIV/0! | 0 | 0
___ | __ | __ | _ | [8 empty] | #DIV/0! | 0 | 0
___ | __ | __ | _ | [8 empty] | #DIV/0! | 0 | 0
___ | __ | __ | _ | [8 empty] | #DIV/0! | 0 | 0
___ | __ | __ | _ | [8 empty] | #DIV/0! | 0 | 0
___ | __ | __ | _ | [8 empty] | #DIV/0! | 0 | 0
___ | __ | __ | _ | [8 empty] | #DIV/0! | 0 | 0
___ | __ | __ | _ | [8 empty] | #DIV/0! | 0 | 0
___ | __ | __ | _ | [8 empty] | #DIV/0! | 0 | 0
___ | __ | __ | _ | [8 empty] | #DIV/0! | 0 | 0
___ | __ | __ | _ | [8 empty] | #DIV/0! | 0 | 0
___ | __ | __ | _ | [8 empty] | #DIV/0! | 0 | 0
___ | __ | __ | _ | [8 empty] | #DIV/0! | 0 | 0
___ | __ | __ | _ | [8 empty] | #DIV/0! | 0 | 0
___ | __ | __ | _ | [8 empty] | #DIV/0! | 0 | 0
___ | __ | __ | _ | [8 empty] | #DIV/0! | 0 | 0
___ | __ | __ | _ | [8 empty] | #DIV/0! | 0 | 0
___ | __ | __ | _ | [8 empty] | #DIV/0! | 0 | 0
___ | __ | __ | _ | [8 empty] | #DIV/0! | 0 | 0
___ | __ | __ | _ | [8 empty] | #DIV/0! | 0 | 0
___ | __ | __ | _ | [8 empty] | #DIV/0! | 0 | 0
___ | __ | __ | _ | [8 empty] | #DIV/0! | 0 | 0
___ | __ | __ | _ | [8 empty] | #DIV/0! | 0 | 0
___ | __ | __ | _ | [8 empty] | #DIV/0! | 0 | 0
___ | __ | __ | _ | [8 empty] | #DIV/0! | 0 | 0
___ | __ | __ | _ | [8 empty] | #DIV/0! | 0 | 0
___ | __ | __ | _ | [8 empty] | #DIV/0! | 0 | 0
___ | __ | __ | _ | [8 empty] | #DIV/0! | 0 | 0
___ | __ | __ | _ | [8 empty] | #DIV/0! | 0 | 0
___ | __ | __ | _ | [8 empty] | #DIV/0! | 0 | 0
___ | __ | __ | _ | [8 empty] | #DIV/0! | 0 | 0
___ | __ | __ | _ | [8 empty] | #DIV/0! | 0 | 0
___ | __ | __ | _ | [8 empty] | #DIV/0! | 0 | 0
___ | __ | __ | _ | [8 empty] | #DIV/0! | 0 | 0
___ | __ | __ | _ | [8 empty] | #DIV/0! | 0 | 0
___ | __ | __ | _ | [8 empty] | #DIV/0! | 0 | 0
___ | __ | __ | _ | [8 empty] | #DIV/0! | 0 | 0
___ | __ | __ | _ | [8 empty] | #DIV/0! | 0 | 0
___ | __ | __ | _ | [8 empty] | #DIV/0! | 0 | 0
___ | __ | __ | _ | [8 empty] | #DIV/0! | 0 | 0
___ | __ | __ | _ | [8 empty] | #DIV/0! | 0 | 0
___ | __ | __ | _ | [8 empty] | #DIV/0! | 0 | 0
___ | __ | __ | _ | [8 empty] | #DIV/0! | 0 | 0
___ | __ | __ | _ | [8 empty] | #DIV/0! | 0 | 0
___ | __ | __ | _ | [8 empty] | #DIV/0! | 0 | 0
___ | __ | __ | _ | [8 empty] | #DIV/0! | 0 | 0
___ | __ | __ | _ | [8 empty] | #DIV/0! | 0 | 0
___ | __ | __ | _ | [8 empty] | #DIV/0! | 0 | 0
___ | __ | __ | _ | [8 empty] | #DIV/0! | 0 | 0
___ | __ | __ | _ | [8 empty] | #DIV/0! | 0 | 0
___ | __ | __ | _ | [8 empty] | #DIV/0! | 0 | 0
___ | __ | __ | _ | [8 empty] | #DIV/0! | 0 | 0
___ | __ | __ | _ | [8 empty] | #DIV/0! | 0 | 0
___ | __ | __ | _ | [8 empty] | #DIV/0! | 0 | 0
___ | __ | __ | _ | [8 empty] | #DIV/0! | 0 | 0
___ | __ | __ | _ | [8 empty] | #DIV/0! | 0 | 0
___ | __ | __ | _ | [8 empty] | #DIV/0! | 0 | 0
___ | __ | __ | _ | [8 empty] | #DIV/0! | 0 | 0
___ | __ | __ | _ | [8 empty] | #DIV/0! | 0 | 0
___ | __ | __ | _ | [8 empty] | #DIV/0! | 0 | 0
___ | __ | __ | _ | [8 empty] | #DIV/0! | 0 | 0
___ | __ | __ | _ | [8 empty] | #DIV/0! | 0 | 0
___ | __ | __ | _ | [8 empty] | #DIV/0! | 0 | 0
___ | __ | __ | _ | [8 empty] | #DIV/0! | 0 | 0
___ | __ | __ | _ | [8 empty] | #DIV/0! | 0 | 0
___ | __ | __ | _ | [8 empty] | #DIV/0! | 0 | 0
___ | __ | __ | _ | [8 empty] | #DIV/0! | 0 | 0
___ | __ | __ | _ | [8 empty] | #DIV/0! | 0 | 0
___ | __ | __ | _ | [8 empty] | #DIV/0! | 0 | 0
___ | __ | __ | _ | [8 empty] | #DIV/0! | 0 | 0
___ | __ | __ | _ | [8 empty] | #DIV/0! | 0 | 0
___ | __ | __ | _ | [8 empty] | #DIV/0! | 0 | 0
___ | __ | __ | _ | [8 empty] | #DIV/0! | 0 | 0
___ | __ | __ | _ | [8 empty] | #DIV/0! | 0 | 0
___ | __ | __ | _ | [8 empty] | #DIV/0! | 0 | 0
___ | __ | __ | _ | [8 empty] | #DIV/0! | 0 | 0
___ | __ | __ | _ | [8 empty] | #DIV/0! | 0 | 0
___ | __ | __ | _ | [8 empty] | #DIV/0! | 0 | 0
___ | __ | __ | _ | [8 empty] | #DIV/0! | 0 | 0
___ | __ | __ | _ | [8 empty] | #DIV/0! | 0 | 0
___ | __ | __ | _ | [8 empty] | #DIV/0! | 0 | 0
___ | __ | __ | _ | [8 empty] | #DIV/0! | 0 | 0
___ | __ | __ | _ | [8 empty] | #DIV/0! | 0 | 0
___ | __ | __ | _ | [8 empty] | #DIV/0! | 0 | 0
___ | __ | __ | _ | [8 empty] | #DIV/0! | 0 | 0
___ | __ | __ | _ | [8 empty] | #DIV/0! | 0 | 0
___ | __ | __ | _ | [8 empty] | #DIV/0! | 0 | 0
___ | __ | __ | _ | [8 empty] | #DIV/0! | 0 | 0
___ | __ | __ | _ | [8 empty] | #DIV/0! | 0 | 0
___ | __ | __ | _ | [8 empty] | #DIV/0! | 0 | 0
___ | __ | __ | _ | [8 empty] | #DIV/0! | 0 | 0
___ | __ | __ | _ | [8 empty] | #DIV/0! | 0 | 0
___ | __ | __ | _ | [8 empty] | #DIV/0! | 0 | 0
___ | __ | __ | _ | [8 empty] | #DIV/0! | 0 | 0
___ | __ | __ | _ | [8 empty] | #DIV/0! | 0 | 0
___ | __ | __ | _ | [8 empty] | #DIV/0! | 0 | 0
___ | __ | __ | _ | [8 empty] | #DIV/0! | 0 | 0
___ | __ | __ | _ | [8 empty] | #DIV/0! | 0 | 0
___ | __ | __ | _ | [8 empty] | #DIV/0! | 0 | 0
___ | __ | __ | _ | [8 empty] | #DIV/0! | 0 | 0
___ | __ | __ | _ | [8 empty] | #DIV/0! | 0 | 0
___ | __ | __ | _ | [8 empty] | #DIV/0! | 0 | 0
___ | __ | __ | _ | [8 empty] | #DIV/0! | 0 | 0
___ | __ | __ | _ | [8 empty] | #DIV/0! | 0 | 0
___ | __ | __ | _ | [8 empty] | #DIV/0! | 0 | 0
___ | __ | __ | _ | [8 empty] | #DIV/0! | 0 | 0
___ | __ | __ | _ | [8 empty] | #DIV/0! | 0 | 0
___ | __ | __ | _ | [8 empty] | #DIV/0! | 0 | 0
___ | __ | __ | _ | [8 empty] | #DIV/0! | 0 | 0
___ | __ | __ | _ | [8 empty] | #DIV/0! | 0 | 0
___ | __ | __ | _ | [8 empty] | #DIV/0! | 0 | 0
___ | __ | __ | _ | [8 empty] | #DIV/0! | 0 | 0
___ | __ | __ | _ | [8 empty] | #DIV/0! | 0 | 0
___ | __ | __ | _ | [8 empty] | #DIV/0! | 0 | 0
___ | __ | __ | _ | [8 empty] | #DIV/0! | 0 | 0
___ | __ | __ | _ | [8 empty] | #DIV/0! | 0 | 0
___ | __ | __ | _ | [8 empty] | #DIV/0! | 0 | 0
___ | __ | __ | _ | [8 empty] | #DIV/0! | 0 | 0
___ | __ | __ | _ | [8 empty] | #DIV/0! | 0 | 0
___ | __ | __ | _ | [8 empty] | #DIV/0! | 0 | 0
___ | __ | __ | _ | [8 empty] | #DIV/0! | 0 | 0
___ | __ | __ | _ | [8 empty] | #DIV/0! | 0 | 0
___ | __ | __ | _ | [8 empty] | #DIV/0! | 0 | 0
___ | __ | __ | _ | [8 empty] | #DIV/0! | 0 | 0
___ | __ | __ | _ | [8 empty] | #DIV/0! | 0 | 0
___ | __ | __ | _ | [8 empty] | #DIV/0! | 0 | 0
___ | __ | __ | _ | [8 empty] | #DIV/0! | 0 | 0
___ | __ | __ | _ | [8 empty] | #DIV/0! | 0 | 0
___ | __ | __ | _ | [8 empty] | #DIV/0! | 0 | 0
___ | __ | __ | _ | [8 empty] | #DIV/0! | 0 | 0
___ | __ | __ | _ | [8 empty] | #DIV/0! | 0 | 0
___ | __ | __ | _ | [8 empty] | #DIV/0! | 0 | 0
___ | __ | __ | _ | [8 empty] | #DIV/0! | 0 | 0
___ | __ | __ | _ | [8 empty] | #DIV/0! | 0 | 0
___ | __ | __ | _ | [8 empty] | #DIV/0! | 0 | 0
___ | __ | __ | _ | [8 empty] | #DIV/0! | 0 | 0
___ | __ | __ | _ | [8 empty] | #DIV/0! | 0 | 0
___ | __ | __ | _ | [8 empty] | #DIV/0! | 0 | 0
___ | __ | __ | _ | [8 empty] | #DIV/0! | 0 | 0
___ | __ | __ | _ | [8 empty] | #DIV/0! | 0 | 0
___ | __ | __ | _ | [8 empty] | #DIV/0! | 0 | 0
___ | __ | __ | _ | [8 empty] | #DIV/0! | 0 | 0
___ | __ | __ | _ | [8 empty] | #DIV/0! | 0 | 0
___ | __ | __ | _ | [8 empty] | #DIV/0! | 0 | 0
___ | __ | __ | _ | [8 empty] | #DIV/0! | 0 | 0
___ | __ | __ | _ | [8 empty] | #DIV/0! | 0 | 0
___ | __ | __ | _ | [8 empty] | #DIV/0! | 0 | 0
___ | __ | __ | _ | [8 empty] | #DIV/0! | 0 | 0
___ | __ | __ | _ | [8 empty] | #DIV/0! | 0 | 0
___ | __ | __ | _ | [8 empty] | #DIV/0! | 0 | 0
___ | __ | __ | _ | [8 empty] | #DIV/0! | 0 | 0
___ | __ | __ | _ | [8 empty] | #DIV/0! | 0 | 0
___ | __ | __ | _ | [8 empty] | #DIV/0! | 0 | 0
___ | __ | __ | _ | [8 empty] | #DIV/0! | 0 | 0
___ | __ | __ | _ | [8 empty] | #DIV/0! | 0 | 0
___ | __ | __ | _ | [8 empty] | #DIV/0! | 0 | 0
___ | __ | __ | _ | [8 empty] | #DIV/0! | 0 | 0
___ | __ | __ | _ | [8 empty] | #DIV/0! | 0 | 0
___ | __ | __ | _ | [8 empty] | #DIV/0! | 0 | 0
___ | __ | __ | _ | [8 empty] | #DIV/0! | 0 | 0
___ | __ | __ | _ | [8 empty] | #DIV/0! | 0 | 0
___ | __ | __ | _ | [8 empty] | #DIV/0! | 0 | 0
___ | __ | __ | _ | [8 empty] | #DIV/0! | 0 | 0
___ | __ | __ | _ | [8 empty] | #DIV/0! | 0 | 0
___ | __ | __ | _ | [8 empty] | #DIV/0! | 0 | 0
___ | __ | __ | _ | [8 empty] | #DIV/0! | 0 | 0
___ | __ | __ | _ | [8 empty] | #DIV/0! | 0 | 0
___ | __ | __ | _ | [8 empty] | #DIV/0! | 0 | 0
___ | __ | __ | _ | [8 empty] | #DIV/0! | 0 | 0
___ | __ | __ | _ | [8 empty] | #DIV/0! | 0 | 0
___ | __ | __ | _ | [8 empty] | #DIV/0! | 0 | 0
___ | __ | __ | _ | [8 empty] | #DIV/0! | 0 | 0
___ | __ | __ | _ | [8 empty] | #DIV/0! | 0 | 0
___ | __ | __ | _ | [8 empty] | #DIV/0! | 0 | 0
___ | __ | __ | _ | [8 empty] | #DIV/0! | 0 | 0
___ | __ | __ | _ | [8 empty] | #DIV/0! | 0 | 0
___ | __ | __ | _ | [8 empty] | #DIV/0! | 0 | 0
___ | __ | __ | _ | [8 empty] | #DIV/0! | 0 | 0
___ | __ | __ | _ | [8 empty] | #DIV/0! | 0 | 0
___ | __ | __ | _ | [8 empty] | #DIV/0! | 0 | 0
___ | __ | __ | _ | [8 empty] | #DIV/0! | 0 | 0
___ | __ | __ | _ | [8 empty] | #DIV/0! | 0 | 0
___ | __ | __ | _ | [8 empty] | #DIV/0! | 0 | 0
___ | __ | __ | _ | [8 empty] | #DIV/0! | 0 | 0
___ | __ | __ | _ | [8 empty] | #DIV/0! | 0 | 0
___ | __ | __ | _ | [8 empty] | #DIV/0! | 0 | 0
___ | __ | __ | _ | [8 empty] | #DIV/0! | 0 | 0
___ | __ | __ | _ | [8 empty] | #DIV/0! | 0 | 0
___ | __ | __ | _ | [8 empty] | #DIV/0! | 0 | 0
___ | __ | __ | _ | [8 empty] | #DIV/0! | 0 | 0
___ | __ | __ | _ | [8 empty] | #DIV/0! | 0 | 0
___ | __ | __ | _ | [8 empty] | #DIV/0! | 0 | 0
___ | __ | __ | _ | [8 empty] | #DIV/0! | 0 | 0
___ | __ | __ | _ | [8 empty] | #DIV/0! | 0 | 0
___ | __ | __ | _ | [8 empty] | #DIV/0! | 0 | 0
___ | __ | __ | _ | [8 empty] | #DIV/0! | 0 | 0
___ | __ | __ | _ | [8 empty] | #DIV/0! | 0 | 0
___ | __ | __ | _ | [8 empty] | #DIV/0! | 0 | 0
___ | __ | __ | _ | [8 empty] | #DIV/0! | 0 | 0
___ | __ | __ | _ | [8 empty] | #DIV/0! | 0 | 0
___ | __ | __ | _ | [8 empty] | #DIV/0! | 0 | 0
___ | __ | __ | _ | [8 empty] | #DIV/0! | 0 | 0
___ | __ | __ | _ | [8 empty] | #DIV/0! | 0 | 0
___ | __ | __ | _ | [8 empty] | #DIV/0! | 0 | 0
___ | __ | __ | _ | [8 empty] | #DIV/0! | 0 | 0
___ | __ | __ | _ | [8 empty] | #DIV/0! | 0 | 0
___ | __ | __ | _ | [8 empty] | #DIV/0! | 0 | 0
___ | __ | __ | _ | [8 empty] | #DIV/0! | 0 | 0
___ | __ | __ | _ | [8 empty] | #DIV/0! | 0 | 0
___ | __ | __ | _ | [8 empty] | #DIV/0! | 0 | 0
___ | __ | __ | _ | [8 empty] | #DIV/0! | 0 | 0
___ | __ | __ | _ | [8 empty] | #DIV/0! | 0 | 0
___ | __ | __ | _ | [8 empty] | #DIV/0! | 0 | 0
___ | __ | __ | _ | [8 empty] | #DIV/0! | 0 | 0
___ | __ | __ | _ | [8 empty] | #DIV/0! | 0 | 0
___ | __ | __ | _ | [8 empty] | #DIV/0! | 0 | 0
___ | __ | __ | _ | [8 empty] | #DIV/0! | 0 | 0
___ | __ | __ | _ | [8 empty] | #DIV/0! | 0 | 0
___ | __ | __ | _ | [8 empty] | #DIV/0! | 0 | 0
___ | __ | __ | _ | [8 empty] | #DIV/0! | 0 | 0
___ | __ | __ | _ | [8 empty] | #DIV/0! | 0 | 0
___ | __ | __ | _ | [8 empty] | #DIV/0! | 0 | 0
___ | __ | __ | _ | [8 empty] | #DIV/0! | 0 | 0
___ | __ | __ | _ | [8 empty] | #DIV/0! | 0 | 0
___ | __ | __ | _ | [8 empty] | #DIV/0! | 0 | 0
___ | __ | __ | _ | [8 empty] | #DIV/0! | 0 | 0
___ | __ | __ | _ | [8 empty] | #DIV/0! | 0 | 0
___ | __ | __ | _ | [8 empty] | #DIV/0! | 0 | 0
___ | __ | __ | _ | [8 empty] | #DIV/0! | 0 | 0
___ | __ | __ | _ | [8 empty] | #DIV/0! | 0 | 0
___ | __ | __ | _ | [8 empty] | #DIV/0! | 0 | 0
___ | __ | __ | _ | [8 empty] | #DIV/0! | 0 | 0
___ | __ | __ | _ | [8 empty] | #DIV/0! | 0 | 0
___ | __ | __ | _ | [8 empty] | #DIV/0! | 0 | 0
___ | __ | __ | _ | [8 empty] | #DIV/0! | 0 | 0
___ | __ | __ | _ | [8 empty] | #DIV/0! | 0 | 0
___ | __ | __ | _ | [8 empty] | #DIV/0! | 0 | 0
___ | __ | __ | _ | [8 empty] | #DIV/0! | 0 | 0
___ | __ | __ | _ | [8 empty] | #DIV/0! | 0 | 0
___ | __ | __ | _ | [8 empty] | #DIV/0! | 0 | 0
___ | __ | __ | _ | [8 empty] | #DIV/0! | 0 | 0
___ | __ | __ | _ | [8 empty] | #DIV/0! | 0 | 0
___ | __ | __ | _ | [8 empty] | #DIV/0! | 0 | 0
___ | __ | __ | _ | [8 empty] | #DIV/0! | 0 | 0
___ | __ | __ | _ | [8 empty] | #DIV/0! | 0 | 0
___ | __ | __ | _ | [8 empty] | #DIV/0! | 0 | 0
___ | __ | __ | _ | [8 empty] | #DIV/0! | 0 | 0
___ | __ | __ | _ | [8 empty] | #DIV/0! | 0 | 0
___ | __ | __ | _ | [8 empty] | #DIV/0! | 0 | 0
___ | __ | __ | _ | [8 empty] | #DIV/0! | 0 | 0
___ | __ | __ | _ | [8 empty] | #DIV/0! | 0 | 0
___ | __ | __ | _ | [8 empty] | #DIV/0! | 0 | 0
___ | __ | __ | _ | [8 empty] | #DIV/0! | 0 | 0
___ | __ | __ | _ | [8 empty] | #DIV/0! | 0 | 0
___ | __ | __ | _ | [8 empty] | #DIV/0! | 0 | 0
___ | __ | __ | _ | [8 empty] | #DIV/0! | 0 | 0
___ | __ | __ | _ | [8 empty] | #DIV/0! | 0 | 0
___ | __ | __ | _ | [8 empty] | #DIV/0! | 0 | 0
___ | __ | __ | _ | [8 empty] | #DIV/0! | 0 | 0
___ | __ | __ | _ | [8 empty] | #DIV/0! | 0 | 0
___ | __ | __ | _ | [8 empty] | #DIV/0! | 0 | 0
___ | __ | __ | _ | [8 empty] | #DIV/0! | 0 | 0
___ | __ | __ | _ | [8 empty] | #DIV/0! | 0 | 0
___ | __ | __ | _ | [8 empty] | #DIV/0! | 0 | 0
___ | __ | __ | _ | [8 empty] | #DIV/0! | 0 | 0
___ | __ | __ | _ | [8 empty] | #DIV/0! | 0 | 0
___ | __ | __ | _ | [8 empty] | #DIV/0! | 0 | 0
___ | __ | __ | _ | [8 empty] | #DIV/0! | 0 | 0
___ | __ | __ | _ | [8 empty] | #DIV/0! | 0 | 0
___ | __ | __ | _ | [8 empty] | #DIV/0! | 0 | 0
___ | __ | __ | _ | [8 empty] | #DIV/0! | 0 | 0
___ | __ | __ | _ | [8 empty] | #DIV/0! | 0 | 0
___ | __ | __ | _ | [8 empty] | #DIV/0! | 0 | 0
___ | __ | __ | _ | [8 empty] | #DIV/0! | 0 | 0
___ | __ | __ | _ | [8 empty] | #DIV/0! | 0 | 0
___ | __ | __ | _ | [8 empty] | #DIV/0! | 0 | 0
___ | __ | __ | _ | [8 empty] | #DIV/0! | 0 | 0
___ | __ | __ | _ | [8 empty] | #DIV/0! | 0 | 0
___ | __ | __ | _ | [8 empty] | #DIV/0! | 0 | 0
___ | __ | __ | _ | [8 empty] | #DIV/0! | 0 | 0
___ | __ | __ | _ | [8 empty] | #DIV/0! | 0 | 0
___ | __ | __ | _ | [8 empty] | #DIV/0! | 0 | 0
___ | __ | __ | _ | [8 empty] | #DIV/0! | 0 | 0
___ | __ | __ | _ | [8 empty] | #DIV/0! | 0 | 0
___ | __ | __ | _ | [8 empty] | #DIV/0! | 0 | 0
___ | __ | __ | _ | [8 empty] | #DIV/0! | 0 | 0
___ | __ | __ | _ | [8 empty] | #DIV/0! | 0 | 0
___ | __ | __ | _ | [8 empty] | #DIV/0! | 0 | 0
___ | __ | __ | _ | [8 empty] | #DIV/0! | 0 | 0
___ | __ | __ | _ | [8 empty] | #DIV/0! | 0 | 0
___ | __ | __ | _ | [8 empty] | #DIV/0! | 0 | 0
___ | __ | __ | _ | [8 empty] | #DIV/0! | 0 | 0
___ | __ | __ | _ | [8 empty] | #DIV/0! | 0 | 0
___ | __ | __ | _ | [8 empty] | #DIV/0! | 0 | 0
___ | __ | __ | _ | [8 empty] | #DIV/0! | 0 | 0
___ | __ | __ | _ | [8 empty] | #DIV/0! | 0 | 0
___ | __ | __ | _ | [8 empty] | #DIV/0! | 0 | 0
___ | __ | __ | _ | [8 empty] | #DIV/0! | 0 | 0
___ | __ | __ | _ | [8 empty] | #DIV/0! | 0 | 0
___ | __ | __ | _ | [8 empty] | #DIV/0! | 0 | 0
___ | __ | __ | _ | [8 empty] | #DIV/0! | 0 | 0
___ | __ | __ | _ | [8 empty] | #DIV/0! | 0 | 0
___ | __ | __ | _ | [8 empty] | #DIV/0! | 0 | 0
___ | __ | __ | _ | [8 empty] | #DIV/0! | 0 | 0
___ | __ | __ | _ | [8 empty] | #DIV/0! | 0 | 0
___ | __ | __ | _ | [8 empty] | #DIV/0! | 0 | 0
___ | __ | __ | _ | [8 empty] | #DIV/0! | 0 | 0
___ | __ | __ | _ | [8 empty] | #DIV/0! | 0 | 0
___ | __ | __ | _ | [8 empty] | #DIV/0! | 0 | 0
___ | __ | __ | _ | [8 empty] | #DIV/0! | 0 | 0
___ | __ | __ | _ | [8 empty] | #DIV/0! | 0 | 0
___ | __ | __ | _ | [8 empty] | #DIV/0! | 0 | 0
___ | __ | __ | _ | [8 empty] | #DIV/0! | 0 | 0
___ | __ | __ | _ | [8 empty] | #DIV/0! | 0 | 0
___ | __ | __ | _ | [8 empty] | #DIV/0! | 0 | 0
___ | __ | __ | _ | [8 empty] | #DIV/0! | 0 | 0
___ | __ | __ | _ | [8 empty] | #DIV/0! | 0 | 0
___ | __ | __ | _ | [8 empty] | #DIV/0! | 0 | 0
___ | __ | __ | _ | [8 empty] | #DIV/0! | 0 | 0
___ | __ | __ | _ | [8 empty] | #DIV/0! | 0 | 0
___ | __ | __ | _ | [8 empty] | #DIV/0! | 0 | 0
___ | __ | __ | _ | [8 empty] | #DIV/0! | 0 | 0
___ | __ | __ | _ | [8 empty] | #DIV/0! | 0 | 0
___ | __ | __ | _ | [8 empty] | #DIV/0! | 0 | 0
___ | __ | __ | _ | [8 empty] | #DIV/0! | 0 | 0
___ | __ | __ | _ | [8 empty] | #DIV/0! | 0 | 0
___ | __ | __ | _ | [8 empty] | #DIV/0! | 0 | 0
___ | __ | __ | _ | [8 empty] | #DIV/0! | 0 | 0
___ | __ | __ | _ | [8 empty] | #DIV/0! | 0 | 0
___ | __ | __ | _ | [8 empty] | #DIV/0! | 0 | 0
___ | __ | __ | _ | [8 empty] | #DIV/0! | 0 | 0
___ | __ | __ | _ | [8 empty] | #DIV/0! | 0 | 0
___ | __ | __ | _ | [8 empty] | #DIV/0! | 0 | 0
___ | __ | __ | _ | [8 empty] | #DIV/0! | 0 | 0
___ | __ | __ | _ | [8 empty] | #DIV/0! | 0 | 0
___ | __ | __ | _ | [8 empty] | #DIV/0! | 0 | 0
___ | __ | __ | _ | [8 empty] | #DIV/0! | 0 | 0
___ | __ | __ | _ | [8 empty] | #DIV/0! | 0 | 0
___ | __ | __ | _ | [8 empty] | #DIV/0! | 0 | 0
___ | __ | __ | _ | [8 empty] | #DIV/0! | 0 | 0
___ | __ | __ | _ | [8 empty] | #DIV/0! | 0 | 0
___ | __ | __ | _ | [8 empty] | #DIV/0! | 0 | 0
___ | __ | __ | _ | [8 empty] | #DIV/0! | 0 | 0
___ | __ | __ | _ | [8 empty] | #DIV/0! | 0 | 0
___ | __ | __ | _ | [8 empty] | #DIV/0! | 0 | 0
___ | __ | __ | _ | [8 empty] | #DIV/0! | 0 | 0
___ | __ | __ | _ | [8 empty] | #DIV/0! | 0 | 0
___ | __ | __ | _ | [8 empty] | #DIV/0! | 0 | 0
___ | __ | __ | _ | [8 empty] | #DIV/0! | 0 | 0
___ | __ | __ | _ | [8 empty] | #DIV/0! | 0 | 0
___ | __ | __ | _ | [8 empty] | #DIV/0! | 0 | 0
___ | __ | __ | _ | [8 empty] | #DIV/0! | 0 | 0
___ | __ | __ | _ | [8 empty] | #DIV/0! | 0 | 0
___ | __ | __ | _ | [8 empty] | #DIV/0! | 0 | 0
___ | __ | __ | _ | [8 empty] | #DIV/0! | 0 | 0
___ | __ | __ | _ | [8 empty] | #DIV/0! | 0 | 0
___ | __ | __ | _ | [8 empty] | #DIV/0! | 0 | 0
___ | __ | __ | _ | [8 empty] | #DIV/0! | 0 | 0
___ | __ | __ | _ | [8 empty] | #DIV/0! | 0 | 0
___ | __ | __ | _ | [8 empty] | #DIV/0! | 0 | 0
___ | __ | __ | _ | [8 empty] | #DIV/0! | 0 | 0
___ | __ | __ | _ | [8 empty] | #DIV/0! | 0 | 0
___ | __ | __ | _ | [8 empty] | #DIV/0! | 0 | 0
___ | __ | __ | _ | [8 empty] | #DIV/0! | 0 | 0
___ | __ | __ | _ | [8 empty] | #DIV/0! | 0 | 0
___ | __ | __ | _ | [8 empty] | #DIV/0! | 0 | 0
___ | __ | __ | _ | [8 empty] | #DIV/0! | 0 | 0
___ | __ | __ | _ | [8 empty] | #DIV/0! | 0 | 0
___ | __ | __ | _ | [8 empty] | #DIV/0! | 0 | 0
___ | __ | __ | _ | [8 empty] | #DIV/0! | 0 | 0
___ | __ | __ | _ | [8 empty] | #DIV/0! | 0 | 0
___ | __ | __ | _ | [8 empty] | #DIV/0! | 0 | 0
___ | __ | __ | _ | [8 empty] | #DIV/0! | 0 | 0
___ | __ | __ | _ | [8 empty] | #DIV/0! | 0 | 0
___ | __ | __ | _ | [8 empty] | #DIV/0! | 0 | 0
___ | __ | __ | _ | [8 empty] | #DIV/0! | 0 | 0
___ | __ | __ | _ | [8 empty] | #DIV/0! | 0 | 0
___ | __ | __ | _ | [8 empty] | #DIV/0! | 0 | 0
___ | __ | __ | _ | [8 empty] | #DIV/0! | 0 | 0
___ | __ | __ | _ | [8 empty] | #DIV/0! | 0 | 0
___ | __ | __ | _ | [8 empty] | #DIV/0! | 0 | 0
___ | __ | __ | _ | [8 empty] | #DIV/0! | 0 | 0
___ | __ | __ | _ | [8 empty] | #DIV/0! | 0 | 0
___ | __ | __ | _ | [8 empty] | #DIV/0! | 0 | 0
___ | __ | __ | _ | [8 empty] | #DIV/0! | 0 | 0
___ | __ | __ | _ | [8 empty] | #DIV/0! | 0 | 0
___ | __ | __ | _ | [8 empty] | #DIV/0! | 0 | 0
___ | __ | __ | _ | [8 empty] | #DIV/0! | 0 | 0
___ | __ | __ | _ | [8 empty] | #DIV/0! | 0 | 0
___ | __ | __ | _ | [8 empty] | #DIV/0! | 0 | 0
___ | __ | __ | _ | [8 empty] | #DIV/0! | 0 | 0
___ | __ | __ | _ | [8 empty] | #DIV/0! | 0 | 0
___ | __ | __ | _ | [8 empty] | #DIV/0! | 0 | 0
___ | __ | __ | _ | [8 empty] | #DIV/0! | 0 | 0
___ | __ | __ | _ | [8 empty] | #DIV/0! | 0 | 0
___ | __ | __ | _ | [8 empty] | #DIV/0! | 0 | 0
___ | __ | __ | _ | [8 empty] | #DIV/0! | 0 | 0
___ | __ | __ | _ | [8 empty] | #DIV/0! | 0 | 0
___ | __ | __ | _ | [8 empty] | #DIV/0! | 0 | 0
___ | __ | __ | _ | [8 empty] | #DIV/0! | 0 | 0
___ | __ | __ | _ | [8 empty] | #DIV/0! | 0 | 0
___ | __ | __ | _ | [8 empty] | #DIV/0! | 0 | 0
___ | __ | __ | _ | [8 empty] | #DIV/0! | 0 | 0
___ | __ | __ | _ | [8 empty] | #DIV/0! | 0 | 0
___ | __ | __ | _ | [8 empty] | #DIV/0! | 0 | 0
___ | __ | __ | _ | [8 empty] | #DIV/0! | 0 | 0
___ | __ | __ | _ | [8 empty] | #DIV/0! | 0 | 0
___ | __ | __ | _ | [8 empty] | #DIV/0! | 0 | 0
___ | __ | __ | _ | [8 empty] | #DIV/0! | 0 | 0
___ | __ | __ | _ | [8 empty] | #DIV/0! | 0 | 0
___ | __ | __ | _ | [8 empty] | #DIV/0! | 0 | 0
___ | __ | __ | _ | [8 empty] | #DIV/0! | 0 | 0
___ | __ | __ | _ | [8 empty] | #DIV/0! | 0 | 0
___ | __ | __ | _ | [8 empty] | #DIV/0! | 0 | 0
___ | __ | __ | _ | [8 empty] | #DIV/0! | 0 | 0
___ | __ | __ | _ | [8 empty] | #DIV/0! | 0 | 0
___ | __ | __ | _ | [8 empty] | #DIV/0! | 0 | 0
___ | __ | __ | _ | [8 empty] | #DIV/0! | 0 | 0
___ | __ | __ | _ | [8 empty] | #DIV/0! | 0 | 0
___ | __ | __ | _ | [8 empty] | #DIV/0! | 0 | 0
___ | __ | __ | _ | [8 empty] | #DIV/0! | 0 | 0
___ | __ | __ | _ | [8 empty] | #DIV/0! | 0 | 0
___ | __ | __ | _ | [8 empty] | #DIV/0! | 0 | 0
___ | __ | __ | _ | [8 empty] | #DIV/0! | 0 | 0
___ | __ | __ | _ | [8 empty] | #DIV/0! | 0 | 0
___ | __ | __ | _ | [8 empty] | #DIV/0! | 0 | 0
___ | __ | __ | _ | [8 empty] | #DIV/0! | 0 | 0
___ | __ | __ | _ | [8 empty] | #DIV/0! | 0 | 0
___ | __ | __ | _ | [8 empty] | #DIV/0! | 0 | 0
___ | __ | __ | _ | [8 empty] | #DIV/0! | 0 | 0
___ | __ | __ | _ | [8 empty] | #DIV/0! | 0 | 0
___ | __ | __ | _ | [8 empty] | #DIV/0! | 0 | 0
___ | __ | __ | _ | [8 empty] | #DIV/0! | 0 | 0
___ | __ | __ | _ | [8 empty] | #DIV/0! | 0 | 0
___ | __ | __ | _ | [8 empty] | #DIV/0! | 0 | 0
___ | __ | __ | _ | [8 empty] | #DIV/0! | 0 | 0
___ | __ | __ | _ | [8 empty] | #DIV/0! | 0 | 0
___ | __ | __ | _ | [8 empty] | #DIV/0! | 0 | 0
___ | __ | __ | _ | [8 empty] | #DIV/0! | 0 | 0
___ | __ | __ | _ | [8 empty] | #DIV/0! | 0 | 0
___ | __ | __ | _ | [8 empty] | #DIV/0! | 0 | 0
___ | __ | __ | _ | [8 empty] | #DIV/0! | 0 | 0
___ | __ | __ | _ | [8 empty] | #DIV/0! | 0 | 0
___ | __ | __ | _ | [8 empty] | #DIV/0! | 0 | 0
___ | __ | __ | _ | [8 empty] | #DIV/0! | 0 | 0
___ | __ | __ | _ | [8 empty] | #DIV/0! | 0 | 0
___ | __ | __ | _ | [8 empty] | #DIV/0! | 0 | 0
___ | __ | __ | _ | [8 empty] | #DIV/0! | 0 | 0
___ | __ | __ | _ | [8 empty] | #DIV/0! | 0 | 0
___ | __ | __ | _ | [8 empty] | #DIV/0! | 0 | 0
___ | __ | __ | _ | [8 empty] | #DIV/0! | 0 | 0
___ | __ | __ | _ | [8 empty] | #DIV/0! | 0 | 0
___ | __ | __ | _ | [8 empty] | #DIV/0! | 0 | 0
___ | __ | __ | _ | [8 empty] | #DIV/0! | 0 | 0
___ | __ | __ | _ | [8 empty] | #DIV/0! | 0 | 0
___ | __ | __ | _ | [8 empty] | #DIV/0! | 0 | 0
___ | __ | __ | _ | [8 empty] | #DIV/0! | 0 | 0
___ | __ | __ | _ | [8 empty] | #DIV/0! | 0 | 0
___ | __ | __ | _ | [8 empty] | #DIV/0! | 0 | 0
___ | __ | __ | _ | [8 empty] | #DIV/0! | 0 | 0
___ | __ | __ | _ | [8 empty] | #DIV/0! | 0 | 0
___ | __ | __ | _ | [8 empty] | #DIV/0! | 0 | 0
___ | __ | __ | _ | [8 empty] | #DIV/0! | 0 | 0
___ | __ | __ | _ | [8 empty] | #DIV/0! | 0 | 0
___ | __ | __ | _ | [8 empty] | #DIV/0! | 0 | 0
___ | __ | __ | _ | [8 empty] | #DIV/0! | 0 | 0
___ | __ | __ | _ | [8 empty] | #DIV/0! | 0 | 0
___ | __ | __ | _ | [8 empty] | #DIV/0! | 0 | 0
___ | __ | __ | _ | [8 empty] | #DIV/0! | 0 | 0
___ | __ | __ | _ | [8 empty] | #DIV/0! | 0 | 0
___ | __ | __ | _ | [8 empty] | #DIV/0! | 0 | 0
___ | __ | __ | _ | [8 empty] | #DIV/0! | 0 | 0
___ | __ | __ | _ | [8 empty] | #DIV/0! | 0 | 0
___ | __ | __ | _ | [8 empty] | #DIV/0! | 0 | 0
___ | __ | __ | _ | [8 empty] | #DIV/0! | 0 | 0
___ | __ | __ | _ | [8 empty] | #DIV/0! | 0 | 0
___ | __ | __ | _ | [8 empty] | #DIV/0! | 0 | 0
___ | __ | __ | _ | [8 empty] | #DIV/0! | 0 | 0
___ | __ | __ | _ | [8 empty] | #DIV/0! | 0 | 0
___ | __ | __ | _ | [8 empty] | #DIV/0! | 0 | 0
___ | __ | __ | _ | [8 empty] | #DIV/0! | 0 | 0
___ | __ | __ | _ | [8 empty] | #DIV/0! | 0 | 0
___ | __ | __ | _ | [8 empty] | #DIV/0! | 0 | 0
___ | __ | __ | _ | [8 empty] | #DIV/0! | 0 | 0
___ | __ | __ | _ | [8 empty] | #DIV/0! | 0 | 0
___ | __ | __ | _ | [8 empty] | #DIV/0! | 0 | 0
___ | __ | __ | _ | [8 empty] | #DIV/0! | 0 | 0
___ | __ | __ | _ | [8 empty] | #DIV/0! | 0 | 0
___ | __ | __ | _ | [8 empty] | #DIV/0! | 0 | 0
___ | __ | __ | _ | [8 empty] | #DIV/0! | 0 | 0
___ | __ | __ | _ | [8 empty] | #DIV/0! | 0 | 0
___ | __ | __ | _ | [8 empty] | #DIV/0! | 0 | 0
___ | __ | __ | _ | [8 empty] | #DIV/0! | 0 | 0
___ | __ | __ | _ | [8 empty] | #DIV/0! | 0 | 0
___ | __ | __ | _ | [8 empty] | #DIV/0! | 0 | 0
___ | __ | __ | _ | [8 empty] | #DIV/0! | 0 | 0
___ | __ | __ | _ | [8 empty] | #DIV/0! | 0 | 0
___ | __ | __ | _ | [8 empty] | #DIV/0! | 0 | 0
___ | __ | __ | _ | [8 empty] | #DIV/0! | 0 | 0
___ | __ | __ | _ | [8 empty] | #DIV/0! | 0 | 0
___ | __ | __ | _ | [8 empty] | #DIV/0! | 0 | 0
___ | __ | __ | _ | [8 empty] | #DIV/0! | 0 | 0
___ | __ | __ | _ | [8 empty] | #DIV/0! | 0 | 0
___ | __ | __ | _ | [8 empty] | #DIV/0! | 0 | 0
___ | __ | __ | _ | [8 empty] | #DIV/0! | 0 | 0
___ | __ | __ | _ | [8 empty] | #DIV/0! | 0 | 0
___ | __ | __ | _ | [8 empty] | #DIV/0! | 0 | 0
___ | __ | __ | _ | [8 empty] | #DIV/0! | 0 | 0
___ | __ | __ | _ | [8 empty] | #DIV/0! | 0 | 0
___ | __ | __ | _ | [8 empty] | #DIV/0! | 0 | 0
___ | __ | __ | _ | [8 empty] | #DIV/0! | 0 | 0
___ | __ | __ | _ | [8 empty] | #DIV/0! | 0 | 0
___ | __ | __ | _ | [8 empty] | #DIV/0! | 0 | 0
___ | __ | __ | _ | [8 empty] | #DIV/0! | 0 | 0
___ | __ | __ | _ | [8 empty] | #DIV/0! | 0 | 0
___ | __ | __ | _ | [8 empty] | #DIV/0! | 0 | 0
___ | __ | __ | _ | [8 empty] | #DIV/0! | 0 | 0
___ | __ | __ | _ | [8 empty] | #DIV/0! | 0 | 0
___ | __ | __ | _ | [8 empty] | #DIV/0! | 0 | 0
___ | __ | __ | _ | [8 empty] | #DIV/0! | 0 | 0
___ | __ | __ | _ | [8 empty] | #DIV/0! | 0 | 0
___ | __ | __ | _ | [8 empty] | #DIV/0! | 0 | 0
___ | __ | __ | _ | [8 empty] | #DIV/0! | 0 | 0
___ | __ | __ | _ | [8 empty] | #DIV/0! | 0 | 0
___ | __ | __ | _ | [8 empty] | #DIV/0! | 0 | 0
___ | __ | __ | _ | [8 empty] | #DIV/0! | 0 | 0
___ | __ | __ | _ | [8 empty] | #DIV/0! | 0 | 0
___ | __ | __ | _ | [8 empty] | #DIV/0! | 0 | 0
___ | __ | __ | _ | [8 empty] | #DIV/0! | 0 | 0
___ | __ | __ | _ | [8 empty] | #DIV/0! | 0 | 0
___ | __ | __ | _ | [8 empty] | #DIV/0! | 0 | 0
___ | __ | __ | _ | [8 empty] | #DIV/0! | 0 | 0
___ | __ | __ | _ | [8 empty] | #DIV/0! | 0 | 0
___ | __ | __ | _ | [8 empty] | #DIV/0! | 0 | 0
___ | __ | __ | _ | [8 empty] | #DIV/0! | 0 | 0
___ | __ | __ | _ | [8 empty] | #DIV/0! | 0 | 0
___ | __ | __ | _ | [8 empty] | #DIV/0! | 0 | 0
___ | __ | __ | _ | [8 empty] | #DIV/0! | 0 | 0
___ | __ | __ | _ | [8 empty] | #DIV/0! | 0 | 0
___ | __ | __ | _ | [8 empty] | #DIV/0! | 0 | 0
___ | __ | __ | _ | [8 empty] | #DIV/0! | 0 | 0
___ | __ | __ | _ | [8 empty] | #DIV/0! | 0 | 0
___ | __ | __ | _ | [8 empty] | #DIV/0! | 0 | 0
___ | __ | __ | _ | [8 empty] | #DIV/0! | 0 | 0
___ | __ | __ | _ | [8 empty] | #DIV/0! | 0 | 0
___ | __ | __ | _ | [8 empty] | #DIV/0! | 0 | 0
___ | __ | __ | _ | [8 empty] | #DIV/0! | 0 | 0
___ | __ | __ | _ | [8 empty] | #DIV/0! | 0 | 0
___ | __ | __ | _ | [8 empty] | #DIV/0! | 0 | 0
___ | __ | __ | _ | [8 empty] | #DIV/0! | 0 | 0
___ | __ | __ | _ | [8 empty] | #DIV/0! | 0 | 0
___ | __ | __ | _ | [8 empty] | #DIV/0! | 0 | 0
___ | __ | __ | _ | [8 empty] | #DIV/0! | 0 | 0
___ | __ | __ | _ | [8 empty] | #DIV/0! | 0 | 0
___ | __ | __ | _ | [8 empty] | #DIV/0! | 0 | 0
___ | __ | __ | _ | [8 empty] | #DIV/0! | 0 | 0
___ | __ | __ | _ | [8 empty] | #DIV/0! | 0 | 0
___ | __ | __ | _ | [8 empty] | #DIV/0! | 0 | 0
___ | __ | __ | _ | [8 empty] | #DIV/0! | 0 | 0
___ | __ | __ | _ | [8 empty] | #DIV/0! | 0 | 0
___ | __ | __ | _ | [8 empty] | #DIV/0! | 0 | 0
___ | __ | __ | _ | [8 empty] | #DIV/0! | 0 | 0
___ | __ | __ | _ | [8 empty] | #DIV/0! | 0 | 0
___ | __ | __ | _ | [8 empty] | #DIV/0! | 0 | 0
___ | __ | __ | _ | [8 empty] | #DIV/0! | 0 | 0
___ | __ | __ | _ | [8 empty] | #DIV/0! | 0 | 0
___ | __ | __ | _ | [8 empty] | #DIV/0! | 0 | 0
___ | __ | __ | _ | [8 empty] | #DIV/0! | 0 | 0
___ | __ | __ | _ | [8 empty] | #DIV/0! | 0 | 0
___ | __ | __ | _ | [8 empty] | #DIV/0! | 0 | 0
___ | __ | __ | _ | [8 empty] | #DIV/0! | 0 | 0
___ | __ | __ | _ | [8 empty] | #DIV/0! | 0 | 0
___ | __ | __ | _ | [8 empty] | #DIV/0! | 0 | 0
___ | __ | __ | _ | [8 empty] | #DIV/0! | 0 | 0
___ | __ | __ | _ | [8 empty] | #DIV/0! | 0 | 0
___ | __ | __ | _ | [8 empty] | #DIV/0! | 0 | 0
___ | __ | __ | _ | [8 empty] | #DIV/0! | 0 | 0
___ | __ | __ | _ | [8 empty] | #DIV/0! | 0 | 0
___ | __ | __ | _ | [8 empty] | #DIV/0! | 0 | 0
___ | __ | __ | _ | [8 empty] | #DIV/0! | 0 | 0
___ | __ | __ | _ | [8 empty] | #DIV/0! | 0 | 0
___ | __ | __ | _ | [8 empty] | #DIV/0! | 0 | 0
___ | __ | __ | _ | [8 empty] | #DIV/0! | 0 | 0
___ | __ | __ | _ | [8 empty] | #DIV/0! | 0 | 0
___ | __ | __ | _ | [8 empty] | #DIV/0! | 0 | 0
___ | __ | __ | _ | [8 empty] | #DIV/0! | 0 | 0
___ | __ | __ | _ | [8 empty] | #DIV/0! | 0 | 0
___ | __ | __ | _ | [8 empty] | #DIV/0! | 0 | 0
___ | __ | __ | _ | [8 empty] | #DIV/0! | 0 | 0
___ | __ | __ | _ | [8 empty] | #DIV/0! | 0 | 0
___ | __ | __ | _ | [8 empty] | #DIV/0! | 0 | 0
___ | __ | __ | _ | [8 empty] | #DIV/0! | 0 | 0
___ | __ | __ | _ | [8 empty] | #DIV/0! | 0 | 0
___ | __ | __ | _ | [8 empty] | #DIV/0! | 0 | 0
___ | __ | __ | _ | [8 empty] | #DIV/0! | 0 | 0
___ | __ | __ | _ | [8 empty] | #DIV/0! | 0 | 0
___ | __ | __ | _ | [8 empty] | #DIV/0! | 0 | 0
___ | __ | __ | _ | [8 empty] | #DIV/0! | 0 | 0
___ | __ | __ | _ | [8 empty] | #DIV/0! | 0 | 0
___ | __ | __ | _ | [8 empty] | #DIV/0! | 0 | 0
___ | __ | __ | _ | [8 empty] | #DIV/0! | 0 | 0
___ | __ | __ | _ | [8 empty] | #DIV/0! | 0 | 0
___ | __ | __ | _ | [8 empty] | #DIV/0! | 0 | 0
___ | __ | __ | _ | [8 empty] | #DIV/0! | 0 | 0
___ | __ | __ | _ | [8 empty] | #DIV/0! | 0 | 0
___ | __ | __ | _ | [8 empty] | #DIV/0! | 0 | 0
___ | __ | __ | _ | [8 empty] | #DIV/0! | 0 | 0
___ | __ | __ | _ | [8 empty] | #DIV/0! | 0 | 0
___ | __ | __ | _ | [8 empty] | #DIV/0! | 0 | 0
___ | __ | __ | _ | [8 empty] | #DIV/0! | 0 | 0
___ | __ | __ | _ | [8 empty] | #DIV/0! | 0 | 0
___ | __ | __ | _ | [8 empty] | #DIV/0! | 0 | 0
___ | __ | __ | _ | [8 empty] | #DIV/0! | 0 | 0
___ | __ | __ | _ | [8 empty] | #DIV/0! | 0 | 0
___ | __ | __ | _ | [8 empty] | #DIV/0! | 0 | 0
___ | __ | __ | _ | [8 empty] | #DIV/0! | 0 | 0
___ | __ | __ | _ | [8 empty] | #DIV/0! | 0 | 0
___ | __ | __ | _ | [8 empty] | #DIV/0! | 0 | 0
___ | __ | __ | _ | [8 empty] | #DIV/0! | 0 | 0
___ | __ | __ | _ | [8 empty] | #DIV/0! | 0 | 0
___ | __ | __ | _ | [8 empty] | #DIV/0! | 0 | 0
___ | __ | __ | _ | [8 empty] | #DIV/0! | 0 | 0
___ | __ | __ | _ | [8 empty] | #DIV/0! | 0 | 0
___ | __ | __ | _ | [8 empty] | #DIV/0! | 0 | 0
___ | __ | __ | _ | [8 empty] | #DIV/0! | 0 | 0
___ | __ | __ | _ | [8 empty] | #DIV/0! | 0 | 0
___ | __ | __ | _ | [8 empty] | #DIV/0! | 0 | 0
___ | __ | __ | _ | [8 empty] | #DIV/0! | 0 | 0
___ | __ | __ | _ | [8 empty] | #DIV/0! | 0 | 0
___ | __ | __ | _ | [8 empty] | #DIV/0! | 0 | 0
___ | __ | __ | _ | [8 empty] | #DIV/0! | 0 | 0
___ | __ | __ | _ | [8 empty] | #DIV/0! | 0 | 0
___ | __ | __ | _ | [8 empty] | #DIV/0! | 0 | 0
___ | __ | __ | _ | [8 empty] | #DIV/0! | 0 | 0
___ | __ | __ | _ | [8 empty] | #DIV/0! | 0 | 0
___ | __ | __ | _ | [8 empty] | #DIV/0! | 0 | 0
___ | __ | __ | _ | [8 empty] | #DIV/0! | 0 | 0
___ | __ | __ | _ | [8 empty] | #DIV/0! | 0 | 0
___ | __ | __ | _ | [8 empty] | #DIV/0! | 0 | 0
___ | __ | __ | _ | [8 empty] | #DIV/0! | 0 | 0
___ | __ | __ | _ | [8 empty] | #DIV/0! | 0 | 0
___ | __ | __ | _ | [8 empty] | #DIV/0! | 0 | 0
___ | __ | __ | _ | [8 empty] | #DIV/0! | 0 | 0
___ | __ | __ | _ | [8 empty] | #DIV/0! | 0 | 0
___ | __ | __ | _ | [8 empty] | #DIV/0! | 0 | 0
___ | __ | __ | _ | [8 empty] | #DIV/0! | 0 | 0
___ | __ | __ | _ | [8 empty] | #DIV/0! | 0 | 0
___ | __ | __ | _ | [8 empty] | #DIV/0! | 0 | 0
___ | __ | __ | _ | [8 empty] | #DIV/0! | 0 | 0
___ | __ | __ | _ | [8 empty] | #DIV/0! | 0 | 0
___ | __ | __ | _ | [8 empty] | #DIV/0! | 0 | 0
___ | __ | __ | _ | [8 empty] | #DIV/0! | 0 | 0
___ | __ | __ | _ | [8 empty] | #DIV/0! | 0 | 0
___ | __ | __ | _ | [8 empty] | #DIV/0! | 0 | 0
___ | __ | __ | _ | [8 empty] | #DIV/0! | 0 | 0
___ | __ | __ | _ | [8 empty] | #DIV/0! | 0 | 0
___ | __ | __ | _ | [8 empty] | #DIV/0! | 0 | 0
___ | __ | __ | _ | [8 empty] | #DIV/0! | 0 | 0
___ | __ | __ | _ | [8 empty] | #DIV/0! | 0 | 0
___ | __ | __ | _ | [8 empty] | #DIV/0! | 0 | 0
___ | __ | __ | _ | [8 empty] | #DIV/0! | 0 | 0
___ | __ | __ | _ | [8 empty] | #DIV/0! | 0 | 0
___ | __ | __ | _ | [8 empty] | #DIV/0! | 0 | 0
___ | __ | __ | _ | [8 empty] | #DIV/0! | 0 | 0
___ | __ | __ | _ | [8 empty] | #DIV/0! | 0 | 0
___ | __ | __ | _ | [8 empty] | #DIV/0! | 0 | 0
___ | __ | __ | _ | [8 empty] | #DIV/0! | 0 | 0
___ | __ | __ | _ | [8 empty] | #DIV/0! | 0 | 0
___ | __ | __ | _ | [8 empty] | #DIV/0! | 0 | 0
___ | __ | __ | _ | [8 empty] | #DIV/0! | 0 | 0
___ | __ | __ | _ | [8 empty] | #DIV/0! | 0 | 0
___ | __ | __ | _ | [8 empty] | #DIV/0! | 0 | 0
___ | __ | __ | _ | [8 empty] | #DIV/0! | 0 | 0
___ | __ | __ | _ | [8 empty] | #DIV/0! | 0 | 0
___ | __ | __ | _ | [8 empty] | #DIV/0! | 0 | 0
___ | __ | __ | _ | [8 empty] | #DIV/0! | 0 | 0
___ | __ | __ | _ | [8 empty] | #DIV/0! | 0 | 0
___ | __ | __ | _ | [8 empty] | #DIV/0! | 0 | 0
___ | __ | __ | _ | [8 empty] | #DIV/0! | 0 | 0
___ | __ | __ | _ | [8 empty] | #DIV/0! | 0 | 0
___ | __ | __ | _ | [8 empty] | #DIV/0! | 0 | 0
___ | __ | __ | _ | [8 empty] | #DIV/0! | 0 | 0
___ | __ | __ | _ | [8 empty] | #DIV/0! | 0 | 0
___ | __ | __ | _ | [8 empty] | #DIV/0! | 0 | 0
___ | __ | __ | _ | [8 empty] | #DIV/0! | 0 | 0
___ | __ | __ | _ | [8 empty] | #DIV/0! | 0 | 0
___ | __ | __ | _ | [8 empty] | #DIV/0! | 0 | 0
___ | __ | __ | _ | [8 empty] | #DIV/0! | 0 | 0
___ | __ | __ | _ | [8 empty] | #DIV/0! | 0 | 0
___ | __ | __ | _ | [8 empty] | #DIV/0! | 0 | 0
___ | __ | __ | _ | [8 empty] | #DIV/0! | 0 | 0
___ | __ | __ | _ | [8 empty] | #DIV/0! | 0 | 0
___ | __ | __ | _ | [8 empty] | #DIV/0! | 0 | 0
___ | __ | __ | _ | [8 empty] | #DIV/0! | 0 | 0
___ | __ | __ | _ | [8 empty] | #DIV/0! | 0 | 0
___ | __ | __ | _ | [8 empty] | #DIV/0! | 0 | 0
___ | __ | __ | _ | [8 empty] | #DIV/0! | 0 | 0
___ | __ | __ | _ | [8 empty] | #DIV/0! | 0 | 0
___ | __ | __ | _ | [8 empty] | #DIV/0! | 0 | 0
___ | __ | __ | _ | [8 empty] | #DIV/0! | 0 | 0
___ | __ | __ | _ | [8 empty] | #DIV/0! | 0 | 0
___ | __ | __ | _ | [8 empty] | #DIV/0! | 0 | 0
___ | __ | __ | _ | [8 empty] | #DIV/0! | 0 | 0
___ | __ | __ | _ | [8 empty] | #DIV/0! | 0 | 0
___ | __ | __ | _ | [8 empty] | #DIV/0! | 0 | 0
___ | __ | __ | _ | [8 empty] | #DIV/0! | 0 | 0
___ | __ | __ | _ | [8 empty] | #DIV/0! | 0 | 0
___ | __ | __ | _ | [8 empty] | #DIV/0! | 0 | 0
___ | __ | __ | _ | [8 empty] | #DIV/0! | 0 | 0
___ | __ | __ | _ | [8 empty] | #DIV/0! | 0 | 0
___ | __ | __ | _ | [8 empty] | #DIV/0! | 0 | 0
___ | __ | __ | _ | [8 empty] | #DIV/0! | 0 | 0
___ | __ | __ | _ | [8 empty] | #DIV/0! | 0 | 0
___ | __ | __ | _ | [8 empty] | #DIV/0! | 0 | 0
___ | __ | __ | _ | [8 empty] | #DIV/0! | 0 | 0
___ | __ | __ | _ | [8 empty] | #DIV/0! | 0 | 0
___ | __ | __ | _ | [8 empty] | #DIV/0! | 0 | 0
___ | __ | __ | _ | [8 empty] | #DIV/0! | 0 | 0
___ | __ | __ | _ | [8 empty] | #DIV/0! | 0 | 0
___ | __ | __ | _ | [8 empty] | #DIV/0! | 0 | 0
___ | __ | __ | _ | [8 empty] | #DIV/0! | 0 | 0
___ | __ | __ | _ | [8 empty] | #DIV/0! | 0 | 0
___ | __ | __ | _ | [8 empty] | #DIV/0! | 0 | 0
___ | __ | __ | _ | [8 empty] | #DIV/0! | 0 | 0
___ | __ | __ | _ | [8 empty] | #DIV/0! | 0 | 0
___ | __ | __ | _ | [8 empty] | #DIV/0! | 0 | 0
___ | __ | __ | _ | [8 empty] | #DIV/0! | 0 | 0
___ | __ | __ | _ | [8 empty] | #DIV/0! | 0 | 0
___ | __ | __ | _ | [8 empty] | #DIV/0! | 0 | 0
___ | __ | __ | _ | [8 empty] | #DIV/0! | 0 | 0
___ | __ | __ | _ | [8 empty] | #DIV/0! | 0 | 0
___ | __ | __ | _ | [8 empty] | #DIV/0! | 0 | 0
___ | __ | __ | _ | [8 empty] | #DIV/0! | 0 | 0
___ | __ | __ | _ | [8 empty] | #DIV/0! | 0 | 0
___ | __ | __ | _ | [8 empty] | #DIV/0! | 0 | 0
___ | __ | __ | _ | [8 empty] | #DIV/0! | 0 | 0
___ | __ | __ | _ | [8 empty] | #DIV/0! | 0 | 0
___ | __ | __ | _ | [8 empty] | #DIV/0! | 0 | 0
___ | __ | __ | _ | [8 empty] | #DIV/0! | 0 | 0
___ | __ | __ | _ | [8 empty] | #DIV/0! | 0 | 0
___ | __ | __ | _ | [8 empty] | #DIV/0! | 0 | 0
___ | __ | __ | _ | [8 empty] | #DIV/0! | 0 | 0
___ | __ | __ | _ | [8 empty] | #DIV/0! | 0 | 0
___ | __ | __ | _ | [8 empty] | #DIV/0! | 0 | 0
___ | __ | __ | _ | [8 empty] | #DIV/0! | 0 | 0
___ | __ | __ | _ | [8 empty] | #DIV/0! | 0 | 0
___ | __ | __ | _ | [8 empty] | #DIV/0! | 0 | 0
___ | __ | __ | _ | [8 empty] | #DIV/0! | 0 | 0
___ | __ | __ | _ | [8 empty] | #DIV/0! | 0 | 0
___ | __ | __ | _ | [8 empty] | #DIV/0! | 0 | 0
___ | __ | __ | _ | [8 empty] | #DIV/0! | 0 | 0
___ | __ | __ | _ | [8 empty] | #DIV/0! | 0 | 0
___ | __ | __ | _ | [8 empty] | #DIV/0! | 0 | 0
___ | __ | __ | _ | [8 empty] | #DIV/0! | 0 | 0
___ | __ | __ | _ | [8 empty] | #DIV/0! | 0 | 0
___ | __ | __ | _ | [8 empty] | #DIV/0! | 0 | 0
___ | __ | __ | _ | [8 empty] | #DIV/0! | 0 | 0
___ | __ | __ | _ | [8 empty] | #DIV/0! | 0 | 0
___ | __ | __ | _ | [8 empty] | #DIV/0! | 0 | 0
___ | __ | __ | _ | [8 empty] | #DIV/0! | 0 | 0
___ | __ | __ | _ | [8 empty] | #DIV/0! | 0 | 0
___ | __ | __ | _ | [8 empty] | #DIV/0! | 0 | 0
___ | __ | __ | _ | [8 empty] | #DIV/0! | 0 | 0
___ | __ | __ | _ | [8 empty] | #DIV/0! | 0 | 0
___ | __ | __ | _ | [8 empty] | #DIV/0! | 0 | 0
___ | __ | __ | _ | [8 empty] | #DIV/0! | 0 | 0
___ | __ | __ | _ | [8 empty] | #DIV/0! | 0 | 0
___ | __ | __ | _ | [8 empty] | #DIV/0! | 0 | 0
___ | __ | __ | _ | [8 empty] | #DIV/0! | 0 | 0
___ | __ | __ | _ | [8 empty] | #DIV/0! | 0 | 0
___ | __ | __ | _ | [8 empty] | #DIV/0! | 0 | 0
___ | __ | __ | _ | [8 empty] | #DIV/0! | 0 | 0
___ | __ | __ | _ | [8 empty] | #DIV/0! | 0 | 0
___ | __ | __ | _ | [8 empty] | #DIV/0! | 0 | 0
___ | __ | __ | _ | [8 empty] | #DIV/0! | 0 | 0
___ | __ | __ | _ | [8 empty] | #DIV/0! | 0 | 0
___ | __ | __ | _ | [8 empty] | #DIV/0! | 0 | 0
___ | __ | __ | _ | [8 empty] | #DIV/0! | 0 | 0
___ | __ | __ | _ | [8 empty] | #DIV/0! | 0 | 0
___ | __ | __ | _ | [8 empty] | #DIV/0! | 0 | 0
___ | __ | __ | _ | [8 empty] | #DIV/0! | 0 | 0
___ | __ | __ | _ | [8 empty] | #DIV/0! | 0 | 0
___ | __ | __ | _ | [8 empty] | #DIV/0! | 0 | 0
___ | __ | __ | _ | [8 empty] | #DIV/0! | 0 | 0
___ | __ | __ | _ | [8 empty] | #DIV/0! | 0 | 0
___ | __ | __ | _ | [8 empty] | #DIV/0! | 0 | 0
___ | __ | __ | _ | [8 empty] | #DIV/0! | 0 | 0
___ | __ | __ | _ | [8 empty] | #DIV/0! | 0 | 0
___ | __ | __ | _ | [8 empty] | #DIV/0! | 0 | 0
___ | __ | __ | _ | [8 empty] | #DIV/0! | 0 | 0
___ | __ | __ | _ | [8 empty] | #DIV/0! | 0 | 0
___ | __ | __ | _ | [8 empty] | #DIV/0! | 0 | 0
___ | __ | __ | _ | [8 empty] | #DIV/0! | 0 | 0
___ | __ | __ | _ | [8 empty] | #DIV/0! | 0 | 0
___ | __ | __ | _ | [8 empty] | #DIV/0! | 0 | 0
___ | __ | __ | _ | [8 empty] | #DIV/0! | 0 | 0
___ | __ | __ | _ | [8 empty] | #DIV/0! | 0 | 0
___ | __ | __ | _ | [8 empty] | #DIV/0! | 0 | 0
___ | __ | __ | _ | [8 empty] | #DIV/0! | 0 | 0
___ | __ | __ | _ | [8 empty] | #DIV/0! | 0 | 0
___ | __ | __ | _ | [8 empty] | #DIV/0! | 0 | 0
___ | __ | __ | _ | [8 empty] | #DIV/0! | 0 | 0
___ | __ | __ | _ | [8 empty] | #DIV/0! | 0 | 0
___ | __ | __ | _ | [8 empty] | #DIV/0! | 0 | 0
___ | __ | __ | _ | [8 empty] | #DIV/0! | 0 | 0
___ | __ | __ | _ | [8 empty] | #DIV/0! | 0 | 0
___ | __ | __ | _ | [8 empty] | #DIV/0! | 0 | 0
___ | __ | __ | _ | [8 empty] | #DIV/0! | 0 | 0
___ | __ | __ | _ | [8 empty] | #DIV/0! | 0 | 0
___ | __ | __ | _ | [8 empty] | #DIV/0! | 0 | 0
___ | __ | __ | _ | [8 empty] | #DIV/0! | 0 | 0
___ | __ | __ | _ | [8 empty] | #DIV/0! | 0 | 0
___ | __ | __ | _ | [8 empty] | #DIV/0! | 0 | 0
___ | __ | __ | _ | [8 empty] | #DIV/0! | 0 | 0
___ | __ | __ | _ | [8 empty] | #DIV/0! | 0 | 0
___ | __ | __ | _ | [8 empty] | #DIV/0! | 0 | 0
___ | __ | __ | _ | [8 empty] | #DIV/0! | 0 | 0
___ | __ | __ | _ | [8 empty] | #DIV/0! | 0 | 0
___ | __ | __ | _ | [8 empty] | #DIV/0! | 0 | 0
___ | __ | __ | _ | [8 empty] | #DIV/0! | 0 | 0
___ | __ | __ | _ | [8 empty] | #DIV/0! | 0 | 0
___ | __ | __ | _ | [8 empty] | #DIV/0! | 0 | 0
___ | __ | __ | _ | [8 empty] | #DIV/0! | 0 | 0
___ | __ | __ | _ | [8 empty] | #DIV/0! | 0 | 0
___ | __ | __ | _ | [8 empty] | #DIV/0! | 0 | 0
___ | __ | __ | _ | [8 empty] | #DIV/0! | 0 | 0
___ | __ | __ | _ | [8 empty] | #DIV/0! | 0 | 0
___ | __ | __ | _ | [8 empty] | #DIV/0! | 0 | 0
___ | __ | __ | _ | [8 empty] | #DIV/0! | 0 | 0
___ | __ | __ | _ | [8 empty] | #DIV/0! | 0 | 0
___ | __ | __ | _ | [8 empty] | #DIV/0! | 0 | 0
___ | __ | __ | _ | [8 empty] | #DIV/0! | 0 | 0
___ | __ | __ | _ | [8 empty] | #DIV/0! | 0 | 0
___ | __ | __ | _ | [8 empty] | #DIV/0! | 0 | 0
___ | __ | __ | _ | [8 empty] | #DIV/0! | 0 | 0
___ | __ | __ | _ | [8 empty] | #DIV/0! | 0 | 0
___ | __ | __ | _ | [8 empty] | #DIV/0! | 0 | 0
___ | __ | __ | _ | [8 empty] | #DIV/0! | 0 | 0
___ | __ | __ | _ | [8 empty] | #DIV/0! | 0 | 0
___ | __ | __ | _ | [8 empty] | #DIV/0! | 0 | 0
___ | __ | __ | _ | [8 empty] | #DIV/0! | 0 | 0
___ | __ | __ | _ | [8 empty] | #DIV/0! | 0 | 0
___ | __ | __ | _ | [8 empty] | #DIV/0! | 0 | 0
___ | __ | __ | _ | [8 empty] | #DIV/0! | 0 | 0
___ | __ | __ | _ | [8 empty] | #DIV/0! | 0 | 0
___ | __ | __ | _ | [8 empty] | #DIV/0! | 0 | 0
___ | __ | __ | _ | [8 empty] | #DIV/0! | 0 | 0
___ | __ | __ | _ | [8 empty] | #DIV/0! | 0 | 0
___ | __ | __ | _ | [8 empty] | #DIV/0! | 0 | 0
___ | __ | __ | _ | [8 empty] | #DIV/0! | 0 | 0
___ | __ | __ | _ | [8 empty] | #DIV/0! | 0 | 0
___ | __ | __ | _ | [8 empty] | #DIV/0! | 0 | 0
___ | __ | __ | _ | [8 empty] | #DIV/0! | 0 | 0
___ | __ | __ | _ | [8 empty] | #DIV/0! | 0 | 0
___ | __ | __ | _ | [8 empty] | #DIV/0! | 0 | 0
___ | __ | __ | _ | [8 empty] | #DIV/0! | 0 | 0
___ | __ | __ | _ | [8 empty] | #DIV/0! | 0 | 0
___ | __ | __ | _ | [8 empty] | #DIV/0! | 0 | 0
___ | __ | __ | _ | [8 empty] | #DIV/0! | 0 | 0
___ | __ | __ | _ | [8 empty] | #DIV/0! | 0 | 0
___ | __ | __ | _ | [8 empty] | #DIV/0! | 0 | 0
___ | __ | __ | _ | [8 empty] | #DIV/0! | 0 | 0
___ | __ | __ | _ | [8 empty] | #DIV/0! | 0 | 0
___ | __ | __ | _ | [8 empty] | #DIV/0! | 0 | 0
___ | __ | __ | _ | [8 empty] | #DIV/0! | 0 | 0
___ | __ | __ | _ | [8 empty] | #DIV/0! | 0 | 0
___ | __ | __ | _ | [8 empty] | #DIV/0! | 0 | 0
___ | __ | __ | _ | [8 empty] | #DIV/0! | 0 | 0
___ | __ | __ | _ | [8 empty] | #DIV/0! | 0 | 0
___ | __ | __ | _ | [8 empty] | #DIV/0! | 0 | 0
___ | __ | __ | _ | [8 empty] | #DIV/0! | 0 | 0
___ | __ | __ | _ | [8 empty] | #DIV/0! | 0 | 0
___ | __ | __ | _ | [8 empty] | #DIV/0! | 0 | 0
___ | __ | __ | _ | [8 empty] | #DIV/0! | 0 | 0
___ | __ | __ | _ | [8 empty] | #DIV/0! | 0 | 0
___ | __ | __ | _ | [8 empty] | #DIV/0! | 0 | 0
___ | __ | __ | _ | [8 empty] | #DIV/0! | 0 | 0
___ | __ | __ | _ | [8 empty] | #DIV/0! | 0 | 0
___ | __ | __ | _ | [8 empty] | #DIV/0! | 0 | 0
___ | __ | __ | _ | [8 empty] | #DIV/0! | 0 | 0
___ | __ | __ | _ | [8 empty] | #DIV/0! | 0 | 0
___ | __ | __ | _ | [8 empty] | #DIV/0! | 0 | 0
___ | __ | __ | _ | [8 empty] | #DIV/0! | 0 | 0
___ | __ | __ | _ | [8 empty] | #DIV/0! | 0 | 0
___ | __ | __ | _ | [8 empty] | #DIV/0! | 0 | 0
___ | __ | __ | _ | [8 empty] | #DIV/0! | 0 | 0
___ | __ | __ | _ | [8 empty] | #DIV/0! | 0 | 0
___ | __ | __ | _ | [8 empty] | #DIV/0! | 0 | 0
___ | __ | __ | _ | [8 empty] | #DIV/0! | 0 | 0
___ | __ | __ | _ | [8 empty] | #DIV/0! | 0 | 0
___ | __ | __ | _ | [8 empty] | #DIV/0! | 0 | 0
___ | __ | __ | _ | [8 empty] | #DIV/0! | 0 | 0
___ | __ | __ | _ | [8 empty] | #DIV/0! | 0 | 0
___ | __ | __ | _ | [8 empty] | #DIV/0! | 0 | 0
___ | __ | __ | _ | [8 empty] | #DIV/0! | 0 | 0
___ | __ | __ | _ | [8 empty] | #DIV/0! | 0 | 0
___ | __ | __ | _ | [8 empty] | #DIV/0! | 0 | 0
___ | __ | __ | _ | [8 empty] | #DIV/0! | 0 | 0
___ | __ | __ | _ | [8 empty] | #DIV/0! | 0 | 0
___ | __ | __ | _ | [8 empty] | #DIV/0! | 0 | 0
___ | __ | __ | _ | [8 empty] | #DIV/0! | 0 | 0
___ | __ | __ | _ | [8 empty] | #DIV/0! | 0 | 0
___ | __ | __ | _ | [8 empty] | #DIV/0! | 0 | 0
___ | __ | __ | _ | [8 empty] | #DIV/0! | 0 | 0
___ | __ | __ | _ | [8 empty] | #DIV/0! | 0 | 0
___ | __ | __ | _ | [8 empty] | #DIV/0! | 0 | 0
___ | __ | __ | _ | [8 empty] | #DIV/0! | 0 | 0
___ | __ | __ | _ | [8 empty] | #DIV/0! | 0 | 0
___ | __ | __ | _ | [8 empty] | #DIV/0! | 0 | 0
___ | __ | __ | _ | [8 empty] | #DIV/0! | 0 | 0
___ | __ | __ | _ | [8 empty] | #DIV/0! | 0 | 0
___ | __ | __ | _ | [8 empty] | #DIV/0! | 0 | 0
___ | __ | __ | _ | [8 empty] | #DIV/0! | 0 | 0
___ | __ | __ | _ | [8 empty] | #DIV/0! | 0 | 0
___ | __ | __ | _ | [8 empty] | #DIV/0! | 0 | 0
___ | __ | __ | _ | [8 empty] | #DIV/0! | 0 | 0
___ | __ | __ | _ | [8 empty] | #DIV/0! | 0 | 0
___ | __ | __ | _ | [8 empty] | #DIV/0! | 0 | 0
___ | __ | __ | _ | [8 empty] | #DIV/0! | 0 | 0
___ | __ | __ | _ | [8 empty] | #DIV/0! | 0 | 0
___ | __ | __ | _ | [8 empty] | #DIV/0! | 0 | 0
___ | __ | __ | _ | [8 empty] | #DIV/0! | 0 | 0
___ | __ | __ | _ | [8 empty] | #DIV/0! | 0 | 0
___ | __ | __ | _ | [8 empty] | #DIV/0! | 0 | 0
___ | __ | __ | _ | [8 empty] | #DIV/0! | 0 | 0
___ | __ | __ | _ | [8 empty] | #DIV/0! | 0 | 0
___ | __ | __ | _ | [8 empty] | #DIV/0! | 0 | 0
___ | __ | __ | _ | [8 empty] | #DIV/0! | 0 | 0
___ | __ | __ | _ | [8 empty] | #DIV/0! | 0 | 0
___ | __ | __ | _ | [8 empty] | #DIV/0! | 0 | 0
___ | __ | __ | _ | [8 empty] | #DIV/0! | 0 | 0
___ | __ | __ | _ | [8 empty] | #DIV/0! | 0 | 0
___ | __ | __ | _ | [8 empty] | #DIV/0! | 0 | 0
___ | __ | __ | _ | [8 empty] | #DIV/0! | 0 | 0
___ | __ | __ | _ | [8 empty] | #DIV/0! | 0 | 0
___ | __ | __ | _ | [8 empty] | #DIV/0! | 0 | 0
___ | __ | __ | _ | [8 empty] | #DIV/0! | 0 | 0
___ | __ | __ | _ | [8 empty] | #DIV/0! | 0 | 0
___ | __ | __ | _ | [8 empty] | #DIV/0! | 0 | 0
___ | __ | __ | _ | [8 empty] | #DIV/0! | 0 | 0
___ | __ | __ | _ | [8 empty] | #DIV/0! | 0 | 0
___ | __ | __ | _ | [8 empty] | #DIV/0! | 0 | 0
___ | __ | __ | _ | [8 empty] | #DIV/0! | 0 | 0
___ | __ | __ | _ | [8 empty] | #DIV/0! | 0 | 0
___ | __ | __ | _ | [8 empty] | #DIV/0! | 0 | 0
___ | __ | __ | _ | [8 empty] | #DIV/0! | 0 | 0
___ | __ | __ | _ | [8 empty] | #DIV/0! | 0 | 0
___ | __ | __ | _ | [8 empty] | #DIV/0! | 0 | 0
___ | __ | __ | _ | [8 empty] | #DIV/0! | 0 | 0
___ | __ | __ | _ | [8 empty] | #DIV/0! | 0 | 0
___ | __ | __ | _ | [8 empty] | #DIV/0! | 0 | 0
___ | __ | __ | _ | [8 empty] | #DIV/0! | 0 | 0
___ | __ | __ | _ | [8 empty] | #DIV/0! | 0 | 0
___ | __ | __ | _ | [8 empty] | #DIV/0! | 0 | 0
___ | __ | __ | _ | [8 empty] | #DIV/0! | 0 | 0
___ | __ | __ | _ | [8 empty] | #DIV/0! | 0 | 0
___ | __ | __ | _ | [8 empty] | #DIV/0! | 0 | 0
___ | __ | __ | _ | [8 empty] | #DIV/0! | 0 | 0
___ | __ | __ | _ | [8 empty] | #DIV/0! | 0 | 0
___ | __ | __ | _ | [8 empty] | #DIV/0! | 0 | 0
___ | __ | __ | _ | [8 empty] | #DIV/0! | 0 | 0
___ | __ | __ | _ | [8 empty] | #DIV/0! | 0 | 0
___ | __ | __ | _ | [8 empty] | #DIV/0! | 0 | 0
___ | __ | __ | _ | [8 empty] | #DIV/0! | 0 | 0
___ | __ | __ | _ | [8 empty] | #DIV/0! | 0 | 0
___ | __ | __ | _ | [8 empty] | #DIV/0! | 0 | 0
___ | __ | __ | _ | [8 empty] | #DIV/0! | 0 | 0
___ | __ | __ | _ | [8 empty] | #DIV/0! | 0 | 0
___ | __ | __ | _ | [8 empty] | #DIV/0! | 0 | 0
___ | __ | __ | _ | [8 empty] | #DIV/0! | 0 | 0
___ | __ | __ | _ | [8 empty] | #DIV/0! | 0 | 0
___ | __ | __ | _ | [8 empty] | #DIV/0! | 0 | 0
___ | __ | __ | _ | [8 empty] | #DIV/0! | 0 | 0
___ | __ | __ | _ | [8 empty] | #DIV/0! | 0 | 0
___ | __ | __ | _ | [8 empty] | #DIV/0! | 0 | 0
___ | __ | __ | _ | [8 empty] | #DIV/0! | 0 | 0
___ | __ | __ | _ | [8 empty] | #DIV/0! | 0 | 0
___ | __ | __ | _ | [8 empty] | #DIV/0! | 0 | 0
___ | __ | __ | _ | [8 empty] | #DIV/0! | 0 | 0
___ | __ | __ | _ | [8 empty] | #DIV/0! | 0 | 0
___ | __ | __ | _ | [8 empty] | #DIV/0! | 0 | 0
___ | __ | __ | _ | [8 empty] | #DIV/0! | 0 | 0
___ | __ | __ | _ | [8 empty] | #DIV/0! | 0 | 0
___ | __ | __ | _ | [8 empty] | #DIV/0! | 0 | 0
___ | __ | __ | _ | [8 empty] | #DIV/0! | 0 | 0
___ | __ | __ | _ | [8 empty] | #DIV/0! | 0 | 0
___ | __ | __ | _ | [8 empty] | #DIV/0! | 0 | 0
___ | __ | __ | _ | [8 empty] | #DIV/0! | 0 | 0
___ | __ | __ | _ | [8 empty] | #DIV/0! | 0 | 0
___ | __ | __ | _ | [8 empty] | #DIV/0! | 0 | 0
___ | __ | __ | _ | [8 empty] | #DIV/0! | 0 | 0
___ | __ | __ | _ | [8 empty] | #DIV/0! | 0 | 0
___ | __ | __ | _ | [8 empty] | #DIV/0! | 0 | 0
___ | __ | __ | _ | [8 empty] | #DIV/0! | 0 | 0
___ | __ | __ | _ | [8 empty] | #DIV/0! | 0 | 0
___ | __ | __ | _ | [8 empty] | #DIV/0! | 0 | 0
___ | __ | __ | _ | [8 empty] | #DIV/0! | 0 | 0
___ | __ | __ | _ | [8 empty] | #DIV/0! | 0 | 0
___ | __ | __ | _ | [8 empty] | #DIV/0! | 0 | 0
___ | __ | __ | _ | [8 empty] | #DIV/0! | 0 | 0
___ | __ | __ | _ | [8 empty] | #DIV/0! | 0 | 0
___ | __ | __ | _ | [8 empty] | #DIV/0! | 0 | 0
___ | __ | __ | _ | [8 empty] | #DIV/0! | 0 | 0
___ | __ | __ | _ | [8 empty] | #DIV/0! | 0 | 0
___ | __ | __ | _ | [8 empty] | #DIV/0! | 0 | 0
___ | __ | __ | _ | [8 empty] | #DIV/0! | 0 | 0
___ | __ | __ | _ | [8 empty] | #DIV/0! | 0 | 0
___ | __ | __ | _ | [8 empty] | #DIV/0! | 0 | 0
___ | __ | __ | _ | [8 empty] | #DIV/0! | 0 | 0
___ | __ | __ | _ | [8 empty] | #DIV/0! | 0 | 0
___ | __ | __ | _ | [8 empty] | #DIV/0! | 0 | 0
___ | __ | __ | _ | [8 empty] | #DIV/0! | 0 | 0
___ | __ | __ | _ | [8 empty] | #DIV/0! | 0 | 0
___ | __ | __ | _ | [8 empty] | #DIV/0! | 0 | 0
___ | __ | __ | _ | [8 empty] | #DIV/0! | 0 | 0
___ | __ | __ | _ | [8 empty] | #DIV/0! | 0 | 0
___ | __ | __ | _ | [8 empty] | #DIV/0! | 0 | 0
___ | __ | __ | _ | [8 empty] | #DIV/0! | 0 | 0
___ | __ | __ | _ | [8 empty] | #DIV/0! | 0 | 0
___ | __ | __ | _ | [8 empty] | #DIV/0! | 0 | 0
___ | __ | __ | _ | [8 empty] | #DIV/0! | 0 | 0
___ | __ | __ | _ | [8 empty] | #DIV/0! | 0 | 0
___ | __ | __ | _ | [8 empty] | #DIV/0! | 0 | 0
___ | __ | __ | _ | [8 empty] | #DIV/0! | 0 | 0
___ | __ | __ | _ | [8 empty] | #DIV/0! | 0 | 0
___ | __ | __ | _ | [8 empty] | #DIV/0! | 0 | 0
___ | __ | __ | _ | [8 empty] | #DIV/0! | 0 | 0
___ | __ | __ | _ | [8 empty] | #DIV/0! | 0 | 0
___ | __ | __ | _ | [8 empty] | #DIV/0! | 0 | 0
___ | __ | __ | _ | [8 empty] | #DIV/0! | 0 | 0
___ | __ | __ | _ | [8 empty] | #DIV/0! | 0 | 0
___ | __ | __ | _ | [8 empty] | #DIV/0! | 0 | 0
___ | __ | __ | _ | [8 empty] | #DIV/0! | 0 | 0
___ | __ | __ | _ | [8 empty] | #DIV/0! | 0 | 0
___ | __ | __ | _ | [8 empty] | #DIV/0! | 0 | 0
___ | __ | __ | _ | [8 empty] | #DIV/0! | 0 | 0
___ | __ | __ | _ | [8 empty] | #DIV/0! | 0 | 0
___ | __ | __ | _ | [8 empty] | #DIV/0! | 0 | 0
___ | __ | __ | _ | [8 empty] | #DIV/0! | 0 | 0
___ | __ | __ | _ | [8 empty] | #DIV/0! | 0 | 0
___ | __ | __ | _ | [8 empty] | #DIV/0! | 0 | 0
___ | __ | __ | _ | [8 empty] | #DIV/0! | 0 | 0
___ | __ | __ | _ | [8 empty] | #DIV/0! | 0 | 0
___ | __ | __ | _ | [8 empty] | #DIV/0! | 0 | 0
___ | __ | __ | _ | [8 empty] | #DIV/0! | 0 | 0
___ | __ | __ | _ | [8 empty] | #DIV/0! | 0 | 0
___ | __ | __ | _ | [8 empty] | #DIV/0! | 0 | 0
___ | __ | __ | _ | [8 empty] | #DIV/0! | 0 | 0
___ | __ | __ | _ | [8 empty] | #DIV/0! | 0 | 0
___ | __ | __ | _ | [8 empty] | #DIV/0! | 0 | 0
___ | __ | __ | _ | [8 empty] | #DIV/0! | 0 | 0
___ | __ | __ | _ | [8 empty] | #DIV/0! | 0 | 0
___ | __ | __ | _ | [8 empty] | #DIV/0! | 0 | 0
___ | __ | __ | _ | [8 empty] | #DIV/0! | 0 | 0
___ | __ | __ | _ | [8 empty] | #DIV/0! | 0 | 0
___ | __ | __ | _ | [8 empty] | #DIV/0! | 0 | 0
___ | __ | __ | _ | [8 empty] | #DIV/0! | 0 | 0
___ | __ | __ | _ | [8 empty] | #DIV/0! | 0 | 0
___ | __ | __ | _ | [8 empty] | #DIV/0! | 0 | 0
___ | __ | __ | _ | [8 empty] | #DIV/0! | 0 | 0
___ | __ | __ | _ | [8 empty] | #DIV/0! | 0 | 0
___ | __ | __ | _ | [8 empty] | #DIV/0! | 0 | 0
___ | __ | __ | _ | [8 empty] | #DIV/0! | 0 | 0
___ | __ | __ | _ | [8 empty] | #DIV/0! | 0 | 0
___ | __ | __ | _ | [8 empty] | #DIV/0! | 0 | 0
___ | __ | __ | _ | [8 empty] | #DIV/0! | 0 | 0
___ | __ | __ | _ | [8 empty] | #DIV/0! | 0 | 0
___ | __ | __ | _ | [8 empty] | #DIV/0! | 0 | 0
___ | __ | __ | _ | [8 empty] | #DIV/0! | 0 | 0
___ | __ | __ | _ | [8 empty] | #DIV/0! | 0 | 0
___ | __ | __ | _ | [8 empty] | #DIV/0! | 0 | 0
___ | __ | __ | _ | [8 empty] | #DIV/0! | 0 | 0
___ | __ | __ | _ | [8 empty] | #DIV/0! | 0 | 0
___ | __ | __ | _ | [8 empty] | #DIV/0! | 0 | 0
___ | __ | __ | _ | [8 empty] | #DIV/0! | 0 | 0
___ | __ | __ | _ | [8 empty] | #DIV/0! | 0 | 0
___ | __ | __ | _ | [8 empty] | #DIV/0! | 0 | 0
___ | __ | __ | _ | [8 empty] | #DIV/0! | 0 | 0
___ | __ | __ | _ | [8 empty] | #DIV/0! | 0 | 0
___ | __ | __ | _ | [8 empty] | #DIV/0! | 0 | 0
___ | __ | __ | _ | [8 empty] | #DIV/0! | 0 | 0
___ | __ | __ | _ | [8 empty] | #DIV/0! | 0 | 0
___ | __ | __ | _ | [8 empty] | #DIV/0! | 0 | 0
___ | __ | __ | _ | [8 empty] | #DIV/0! | 0 | 0
___ | __ | __ | _ | [8 empty] | #DIV/0! | 0 | 0
___ | __ | __ | _ | [8 empty] | #DIV/0! | 0 | 0
___ | __ | __ | _ | [8 empty] | #DIV/0! | 0 | 0
___ | __ | __ | _ | [8 empty] | #DIV/0! | 0 | 0
___ | __ | __ | _ | [8 empty] | #DIV/0! | 0 | 0
___ | __ | __ | _ | [8 empty] | #DIV/0! | 0 | 0
___ | __ | __ | _ | [8 empty] | #DIV/0! | 0 | 0
___ | __ | __ | _ | [8 empty] | #DIV/0! | 0 | 0
___ | __ | __ | _ | [8 empty] | #DIV/0! | 0 | 0
___ | __ | __ | _ | [8 empty] | #DIV/0! | 0 | 0
___ | __ | __ | _ | [8 empty] | #DIV/0! | 0 | 0
___ | __ | __ | _ | [8 empty] | #DIV/0! | 0 | 0
___ | __ | __ | _ | [8 empty] | #DIV/0! | 0 | 0
___ | __ | __ | _ | [8 empty] | #DIV/0! | 0 | 0
___ | __ | __ | _ | [8 empty] | #DIV/0! | 0 | 0
___ | __ | __ | _ | [8 empty] | #DIV/0! | 0 | 0
___ | __ | __ | _ | [8 empty] | #DIV/0! | 0 | 0
___ | __ | __ | _ | [8 empty] | #DIV/0! | 0 | 0
___ | __ | __ | _ | [8 empty] | #DIV/0! | 0 | 0
___ | __ | __ | _ | [8 empty] | #DIV/0! | 0 | 0
___ | __ | __ | _ | [8 empty] | #DIV/0! | 0 | 0
___ | __ | __ | _ | [8 empty] | #DIV/0! | 0 | 0
___ | __ | __ | _ | [8 empty] | #DIV/0! | 0 | 0
___ | __ | __ | _ | [8 empty] | #DIV/0! | 0 | 0
___ | __ | __ | _ | [8 empty] | #DIV/0! | 0 | 0
___ | __ | __ | _ | [8 empty] | #DIV/0! | 0 | 0
___ | __ | __ | _ | [8 empty] | #DIV/0! | 0 | 0
___ | __ | __ | _ | [8 empty] | #DIV/0! | 0 | 0
___ | __ | __ | _ | [8 empty] | #DIV/0! | 0 | 0
___ | __ | __ | _ | [8 empty] | #DIV/0! | 0 | 0
___ | __ | __ | _ | [8 empty] | #DIV/0! | 0 | 0
___ | __ | __ | _ | [8 empty] | #DIV/0! | 0 | 0
___ | __ | __ | _ | [8 empty] | #DIV/0! | 0 | 0
___ | __ | __ | _ | [8 empty] | #DIV/0! | 0 | 0
___ | __ | __ | _ | [8 empty] | #DIV/0! | 0 | 0
___ | __ | __ | _ | [8 empty] | #DIV/0! | 0 | 0
___ | __ | __ | _ | [8 empty] | #DIV/0! | 0 | 0
___ | __ | __ | _ | [8 empty] | #DIV/0! | 0 | 0
___ | __ | __ | _ | [8 empty] | #DIV/0! | 0 | 0
___ | __ | __ | _ | [8 empty] | #DIV/0! | 0 | 0
___ | __ | __ | _ | [8 empty] | #DIV/0! | 0 | 0
___ | __ | __ | _ | [8 empty] | #DIV/0! | 0 | 0
___ | __ | __ | _ | [8 empty] | #DIV/0! | 0 | 0
___ | __ | __ | _ | [8 empty] | #DIV/0! | 0 | 0
___ | __ | __ | _ | [8 empty] | #DIV/0! | 0 | 0
___ | __ | __ | _ | [8 empty] | #DIV/0! | 0 | 0
___ | __ | __ | _ | [8 empty] | #DIV/0! | 0 | 0
___ | __ | __ | _ | [8 empty] | #DIV/0! | 0 | 0
___ | __ | __ | _ | [8 empty] | #DIV/0! | 0 | 0
___ | __ | __ | _ | [8 empty] | #DIV/0! | 0 | 0
___ | __ | __ | _ | [8 empty] | #DIV/0! | 0 | 0
___ | __ | __ | _ | [8 empty] | #DIV/0! | 0 | 0
___ | __ | __ | _ | [8 empty] | #DIV/0! | 0 | 0
___ | __ | __ | _ | [8 empty] | #DIV/0! | 0 | 0
___ | __ | __ | _ | [8 empty] | #DIV/0! | 0 | 0
___ | __ | __ | _ | [8 empty] | #DIV/0! | 0 | 0
___ | __ | __ | _ | [8 empty] | #DIV/0! | 0 | 0
___ | __ | __ | _ | [8 empty] | #DIV/0! | 0 | 0
___ | __ | __ | _ | [8 empty] | #DIV/0! | 0 | 0
___ | __ | __ | _ | [8 empty] | #DIV/0! | 0 | 0
___ | __ | __ | _ | [8 empty] | #DIV/0! | 0 | 0
___ | __ | __ | _ | [8 empty] | #DIV/0! | 0 | 0
___ | __ | __ | _ | [8 empty] | #DIV/0! | 0 | 0
___ | __ | __ | _ | [8 empty] | #DIV/0! | 0 | 0
___ | __ | __ | _ | [8 empty] | #DIV/0! | 0 | 0
___ | __ | __ | _ | [8 empty] | #DIV/0! | 0 | 0
___ | __ | __ | _ | [8 empty] | #DIV/0! | 0 | 0
___ | __ | __ | _ | [8 empty] | #DIV/0! | 0 | 0
___ | __ | __ | _ | [8 empty] | #DIV/0! | 0 | 0
___ | __ | __ | _ | [8 empty] | #DIV/0! | 0 | 0
___ | __ | __ | _ | [8 empty] | #DIV/0! | 0 | 0
___ | __ | __ | _ | [8 empty] | #DIV/0! | 0 | 0
___ | __ | __ | _ | [8 empty] | #DIV/0! | 0 | 0
___ | __ | __ | _ | [8 empty] | #DIV/0! | 0 | 0
___ | __ | __ | _ | [8 empty] | #DIV/0! | 0 | 0
___ | __ | __ | _ | [8 empty] | #DIV/0! | 0 | 0
___ | __ | __ | _ | [8 empty] | #DIV/0! | 0 | 0
___ | __ | __ | _ | [8 empty] | #DIV/0! | 0 | 0
___ | __ | __ | _ | [8 empty] | #DIV/0! | 0 | 0
___ | __ | __ | _ | [8 empty] | #DIV/0! | 0 | 0
___ | __ | __ | _ | [8 empty] | #DIV/0! | 0 | 0
___ | __ | __ | _ | [8 empty] | #DIV/0! | 0 | 0
___ | __ | __ | _ | [8 empty] | #DIV/0! | 0 | 0
___ | __ | __ | _ | [8 empty] | #DIV/0! | 0 | 0
___ | __ | __ | _ | [8 empty] | #DIV/0! | 0 | 0
___ | __ | __ | _ | [8 empty] | #DIV/0! | 0 | 0
___ | __ | __ | _ | [8 empty] | #DIV/0! | 0 | 0
___ | __ | __ | _ | [8 empty] | #DIV/0! | 0 | 0
___ | __ | __ | _ | [8 empty] | #DIV/0! | 0 | 0
___ | __ | __ | _ | [8 empty] | #DIV/0! | 0 | 0
___ | __ | __ | _ | [8 empty] | #DIV/0! | 0 | 0
___ | __ | __ | _ | [8 empty] | #DIV/0! | 0 | 0
___ | __ | __ | _ | [8 empty] | #DIV/0! | 0 | 0
___ | __ | __ | _ | [8 empty] | #DIV/0! | 0 | 0
___ | __ | __ | _ | [8 empty] | #DIV/0! | 0 | 0
___ | __ | __ | _ | [8 empty] | #DIV/0! | 0 | 0
___ | __ | __ | _ | [8 empty] | #DIV/0! | 0 | 0
___ | __ | __ | _ | [8 empty] | #DIV/0! | 0 | 0
___ | __ | __ | _ | [8 empty] | #DIV/0! | 0 | 0
___ | __ | __ | _ | [8 empty] | #DIV/0! | 0 | 0
___ | __ | __ | _ | [8 empty] | #DIV/0! | 0 | 0
___ | __ | __ | _ | [8 empty] | #DIV/0! | 0 | 0
___ | __ | __ | _ | [8 empty] | #DIV/0! | 0 | 0
___ | __ | __ | _ | [8 empty] | #DIV/0! | 0 | 0
___ | __ | __ | _ | [8 empty] | #DIV/0! | 0 | 0
___ | __ | __ | _ | [8 empty] | #DIV/0! | 0 | 0
___ | __ | __ | _ | [8 empty] | #DIV/0! | 0 | 0
___ | __ | __ | _ | [8 empty] | #DIV/0! | 0 | 0
___ | __ | __ | _ | [8 empty] | #DIV/0! | 0 | 0
___ | __ | __ | _ | [8 empty] | #DIV/0! | 0 | 0
___ | __ | __ | _ | [8 empty] | #DIV/0! | 0 | 0
___ | __ | __ | _ | [8 empty] | #DIV/0! | 0 | 0
___ | __ | __ | _ | [8 empty] | #DIV/0! | 0 | 0
___ | __ | __ | _ | [8 empty] | #DIV/0! | 0 | 0
___ | __ | __ | _ | [8 empty] | #DIV/0! | 0 | 0
___ | __ | __ | _ | [8 empty] | #DIV/0! | 0 | 0
___ | __ | __ | _ | [8 empty] | #DIV/0! | 0 | 0
___ | __ | __ | _ | [8 empty] | #DIV/0! | 0 | 0
___ | __ | __ | _ | [8 empty] | #DIV/0! | 0 | 0
___ | __ | __ | _ | [8 empty] | #DIV/0! | 0 | 0
___ | __ | __ | _ | [8 empty] | #DIV/0! | 0 | 0
___ | __ | __ | _ | [8 empty] | #DIV/0! | 0 | 0
___ | __ | __ | _ | [8 empty] | #DIV/0! | 0 | 0
___ | __ | __ | _ | [8 empty] | #DIV/0! | 0 | 0
___ | __ | __ | _ | [8 empty] | #DIV/0! | 0 | 0
___ | __ | __ | _ | [8 empty] | #DIV/0! | 0 | 0
___ | __ | __ | _ | [8 empty] | #DIV/0! | 0 | 0
___ | __ | __ | _ | [8 empty] | #DIV/0! | 0 | 0
___ | __ | __ | _ | [8 empty] | #DIV/0! | 0 | 0
___ | __ | __ | _ | [8 empty] | #DIV/0! | 0 | 0
___ | __ | __ | _ | [8 empty] | #DIV/0! | 0 | 0
___ | __ | __ | _ | [8 empty] | #DIV/0! | 0 | 0
___ | __ | __ | _ | [8 empty] | #DIV/0! | 0 | 0
___ | __ | __ | _ | [8 empty] | #DIV/0! | 0 | 0
___ | __ | __ | _ | [8 empty] | #DIV/0! | 0 | 0
___ | __ | __ | _ | [8 empty] | #DIV/0! | 0 | 0
___ | __ | __ | _ | [8 empty] | #DIV/0! | 0 | 0
___ | __ | __ | _ | [8 empty] | #DIV/0! | 0 | 0
___ | __ | __ | _ | [8 empty] | #DIV/0! | 0 | 0
___ | __ | __ | _ | [8 empty] | #DIV/0! | 0 | 0
___ | __ | __ | _ | [8 empty] | #DIV/0! | 0 | 0
___ | __ | __ | _ | [8 empty] | #DIV/0! | 0 | 0
___ | __ | __ | _ | [8 empty] | #DIV/0! | 0 | 0
___ | __ | __ | _ | [8 empty] | #DIV/0! | 0 | 0
___ | __ | __ | _ | [8 empty] | #DIV/0! | 0 | 0
___ | __ | __ | _ | [8 empty] | #DIV/0! | 0 | 0
___ | __ | __ | _ | [8 empty] | #DIV/0! | 0 | 0
___ | __ | __ | _ | [8 empty] | #DIV/0! | 0 | 0
___ | __ | __ | _ | [8 empty] | #DIV/0! | 0 | 0
___ | __ | __ | _ | [8 empty] | #DIV/0! | 0 | 0
___ | __ | __ | _ | [8 empty] | #DIV/0! | 0 | 0
___ | __ | __ | _ | [8 empty] | #DIV/0! | 0 | 0
___ | __ | __ | _ | [8 empty] | #DIV/0! | 0 | 0
___ | __ | __ | _ | [8 empty] | #DIV/0! | 0 | 0
___ | __ | __ | _ | [8 empty] | #DIV/0! | 0 | 0
___ | __ | __ | _ | [8 empty] | #DIV/0! | 0 | 0
___ | __ | __ | _ | [8 empty] | #DIV/0! | 0 | 0
___ | __ | __ | _ | [8 empty] | #DIV/0! | 0 | 0
___ | __ | __ | _ | [8 empty] | #DIV/0! | 0 | 0
___ | __ | __ | _ | [8 empty] | #DIV/0! | 0 | 0
___ | __ | __ | _ | [8 empty] | #DIV/0! | 0 | 0
___ | __ | __ | _ | [8 empty] | #DIV/0! | 0 | 0
___ | __ | __ | _ | [8 empty] | #DIV/0! | 0 | 0
___ | __ | __ | _ | [8 empty] | #DIV/0! | 0 | 0
___ | __ | __ | _ | [8 empty] | #DIV/0! | 0 | 0
___ | __ | __ | _ | [8 empty] | #DIV/0! | 0 | 0
___ | __ | __ | _ | [8 empty] | #DIV/0! | 0 | 0
___ | __ | __ | _ | [8 empty] | #DIV/0! | 0 | 0
___ | __ | __ | _ | [8 empty] | #DIV/0! | 0 | 0
___ | __ | __ | _ | [8 empty] | #DIV/0! | 0 | 0
___ | __ | __ | _ | [8 empty] | #DIV/0! | 0 | 0
___ | __ | __ | _ | [8 empty] | #DIV/0! | 0 | 0
___ | __ | __ | _ | [8 empty] | #DIV/0! | 0 | 0
___ | __ | __ | _ | [8 empty] | #DIV/0! | 0 | 0
___ | __ | __ | _ | [8 empty] | #DIV/0! | 0 | 0
___ | __ | __ | _ | [8 empty] | #DIV/0! | 0 | 0
___ | __ | __ | _ | [8 empty] | #DIV/0! | 0 | 0
___ | __ | __ | _ | [8 empty] | #DIV/0! | 0 | 0
___ | __ | __ | _ | [8 empty] | #DIV/0! | 0 | 0
___ | __ | __ | _ | [8 empty] | #DIV/0! | 0 | 0
___ | __ | __ | _ | [8 empty] | #DIV/0! | 0 | 0
___ | __ | __ | _ | [8 empty] | #DIV/0! | 0 | 0
___ | __ | __ | _ | [8 empty] | #DIV/0! | 0 | 0
___ | __ | __ | _ | [8 empty] | #DIV/0! | 0 | 0
___ | __ | __ | _ | [8 empty] | #DIV/0! | 0 | 0
___ | __ | __ | _ | [8 empty] | #DIV/0! | 0 | 0
___ | __ | __ | _ | [8 empty] | #DIV/0! | 0 | 0
___ | __ | __ | _ | [8 empty] | #DIV/0! | 0 | 0
___ | __ | __ | _ | [8 empty] | #DIV/0! | 0 | 0
___ | __ | __ | _ | [8 empty] | #DIV/0! | 0 | 0
___ | __ | __ | _ | [8 empty] | #DIV/0! | 0 | 0
___ | __ | __ | _ | [8 empty] | #DIV/0! | 0 | 0
___ | __ | __ | _ | [8 empty] | #DIV/0! | 0 | 0
___ | __ | __ | _ | [8 empty] | #DIV/0! | 0 | 0
___ | __ | __ | _ | [8 empty] | #DIV/0! | 0 | 0
___ | __ | __ | _ | [8 empty] | #DIV/0! | 0 | 0
___ | __ | __ | _ | [8 empty] | #DIV/0! | 0 | 0
___ | __ | __ | _ | [8 empty] | #DIV/0! | 0 | 0
___ | __ | __ | _ | [8 empty] | #DIV/0! | 0 | 0
___ | __ | __ | _ | [8 empty] | #DIV/0! | 0 | 0
___ | __ | __ | _ | [8 empty] | #DIV/0! | 0 | 0
___ | __ | __ | _ | [8 empty] | #DIV/0! | 0 | 0
___ | __ | __ | _ | [8 empty] | #DIV/0! | 0 | 0
___ | __ | __ | _ | [8 empty] | #DIV/0! | 0 | 0
___ | __ | __ | _ | [8 empty] | #DIV/0! | 0 | 0
___ | __ | __ | _ | [8 empty] | #DIV/0! | 0 | 0
___ | __ | __ | _ | [8 empty] | #DIV/0! | 0 | 0
___ | __ | __ | _ | [8 empty] | #DIV/0! | 0 | 0
___ | __ | __ | _ | [8 empty] | #DIV/0! | 0 | 0
___ | __ | __ | _ | [8 empty] | #DIV/0! | 0 | 0
___ | __ | __ | _ | [8 empty] | #DIV/0! | 0 | 0
___ | __ | __ | _ | [8 empty] | #DIV/0! | 0 | 0
___ | __ | __ | _ | [8 empty] | #DIV/0! | 0 | 0
___ | __ | __ | _ | [8 empty] | #DIV/0! | 0 | 0
___ | __ | __ | _ | [8 empty] | #DIV/0! | 0 | 0
___ | __ | __ | _ | [8 empty] | #DIV/0! | 0 | 0
___ | __ | __ | _ | [8 empty] | #DIV/0! | 0 | 0
___ | __ | __ | _ | [8 empty] | #DIV/0! | 0 | 0
___ | __ | __ | _ | [8 empty] | #DIV/0! | 0 | 0
___ | __ | __ | _ | [8 empty] | #DIV/0! | 0 | 0
___ | __ | __ | _ | [8 empty] | #DIV/0! | 0 | 0
___ | __ | __ | _ | [8 empty] | #DIV/0! | 0 | 0
___ | __ | __ | _ | [8 empty] | #DIV/0! | 0 | 0
___ | __ | __ | _ | [8 empty] | #DIV/0! | 0 | 0
___ | __ | __ | _ | [8 empty] | #DIV/0! | 0 | 0
___ | __ | __ | _ | [8 empty] | #DIV/0! | 0 | 0
___ | __ | __ | _ | [8 empty] | #DIV/0! | 0 | 0
___ | __ | __ | _ | [8 empty] | #DIV/0! | 0 | 0
___ | __ | __ | _ | [8 empty] | #DIV/0! | 0 | 0
___ | __ | __ | _ | [8 empty] | #DIV/0! | 0 | 0
___ | __ | __ | _ | [8 empty] | #DIV/0! | 0 | 0
___ | __ | __ | _ | [8 empty] | #DIV/0! | 0 | 0
___ | __ | __ | _ | [8 empty] | #DIV/0! | 0 | 0
___ | __ | __ | _ | [8 empty] | #DIV/0! | 0 | 0
___ | __ | __ | _ | [8 empty] | #DIV/0! | 0 | 0
___ | __ | __ | _ | [8 empty] | #DIV/0! | 0 | 0
___ | __ | __ | _ | [8 empty] | #DIV/0! | 0 | 0
___ | __ | __ | _ | [8 empty] | #DIV/0! | 0 | 0
___ | __ | __ | _ | [8 empty] | #DIV/0! | 0 | 0
___ | __ | __ | _ | [8 empty] | #DIV/0! | 0 | 0
___ | __ | __ | _ | [8 empty] | #DIV/0! | 0 | 0
___ | __ | __ | _ | [8 empty] | #DIV/0! | 0 | 0
___ | __ | __ | _ | [8 empty] | #DIV/0! | 0 | 0
___ | __ | __ | _ | [8 empty] | #DIV/0! | 0 | 0
___ | __ | __ | _ | [8 empty] | #DIV/0! | 0 | 0
___ | __ | __ | _ | [8 empty] | #DIV/0! | 0 | 0
___ | __ | __ | _ | [8 empty] | #DIV/0! | 0 | 0
___ | __ | __ | _ | [8 empty] | #DIV/0! | 0 | 0
___ | __ | __ | _ | [8 empty] | #DIV/0! | 0 | 0
___ | __ | __ | _ | [8 empty] | #DIV/0! | 0 | 0
___ | __ | __ | _ | [8 empty] | #DIV/0! | 0 | 0
___ | __ | __ | _ | [8 empty] | #DIV/0! | 0 | 0
___ | __ | __ | _ | [8 empty] | #DIV/0! | 0 | 0
___ | __ | __ | _ | [8 empty] | #DIV/0! | 0 | 0
___ | __ | __ | _ | [8 empty] | #DIV/0! | 0 | 0
___ | __ | __ | _ | [8 empty] | #DIV/0! | 0 | 0
___ | __ | __ | _ | [8 empty] | #DIV/0! | 0 | 0
___ | __ | __ | _ | [8 empty] | #DIV/0! | 0 | 0
___ | __ | __ | _ | [8 empty] | #DIV/0! | 0 | 0
___ | __ | __ | _ | [8 empty] | #DIV/0! | 0 | 0
___ | __ | __ | _ | [8 empty] | #DIV/0! | 0 | 0
___ | __ | __ | _ | [8 empty] | #DIV/0! | 0 | 0
___ | __ | __ | _ | [8 empty] | #DIV/0! | 0 | 0
___ | __ | __ | _ | [8 empty] | #DIV/0! | 0 | 0
___ | __ | __ | _ | [8 empty] | #DIV/0! | 0 | 0
___ | __ | __ | _ | [8 empty] | #DIV/0! | 0 | 0
___ | __ | __ | _ | [8 empty] | #DIV/0! | 0 | 0
___ | __ | __ | _ | [8 empty] | #DIV/0! | 0 | 0
___ | __ | __ | _ | [8 empty] | #DIV/0! | 0 | 0
___ | __ | __ | _ | [8 empty] | #DIV/0! | 0 | 0
___ | __ | __ | _ | [8 empty] | #DIV/0! | 0 | 0
___ | __ | __ | _ | [8 empty] | #DIV/0! | 0 | 0
___ | __ | __ | _ | [8 empty] | #DIV/0! | 0 | 0
___ | __ | __ | _ | [8 empty] | #DIV/0! | 0 | 0
___ | __ | __ | _ | [8 empty] | #DIV/0! | 0 | 0
___ | __ | __ | _ | [8 empty] | #DIV/0! | 0 | 0
___ | __ | __ | _ | [8 empty] | #DIV/0! | 0 | 0
___ | __ | __ | _ | [8 empty] | #DIV/0! | 0 | 0
___ | __ | __ | _ | [8 empty] | #DIV/0! | 0 | 0
___ | __ | __ | _ | [8 empty] | #DIV/0! | 0 | 0
___ | __ | __ | _ | [8 empty] | #DIV/0! | 0 | 0
___ | __ | __ | _ | [8 empty] | #DIV/0! | 0 | 0
___ | __ | __ | _ | [8 empty] | #DIV/0! | 0 | 0
___ | __ | __ | _ | [8 empty] | #DIV/0! | 0 | 0
___ | __ | __ | _ | [8 empty] | #DIV/0! | 0 | 0
___ | __ | __ | _ | [8 empty] | #DIV/0! | 0 | 0
___ | __ | __ | _ | [8 empty] | #DIV/0! | 0 | 0
___ | __ | __ | _ | [8 empty] | #DIV/0! | 0 | 0
___ | __ | __ | _ | [8 empty] | #DIV/0! | 0 | 0
___ | __ | __ | _ | [8 empty] | #DIV/0! | 0 | 0
___ | __ | __ | _ | [8 empty] | #DIV/0! | 0 | 0
___ | __ | __ | _ | [8 empty] | #DIV/0! | 0 | 0
___ | __ | __ | _ | [8 empty] | #DIV/0! | 0 | 0
___ | __ | __ | _ | [8 empty] | #DIV/0! | 0 | 0
___ | __ | __ | _ | [8 empty] | #DIV/0! | 0 | 0
___ | __ | __ | _ | [8 empty] | #DIV/0! | 0 | 0
___ | __ | __ | _ | [8 empty] | #DIV/0! | 0 | 0
___ | __ | __ | _ | [8 empty] | #DIV/0! | 0 | 0
___ | __ | __ | _ | [8 empty] | #DIV/0! | 0 | 0
___ | __ | __ | _ | [8 empty] | #DIV/0! | 0 | 0
___ | __ | __ | _ | [8 empty] | #DIV/0! | 0 | 0
___ | __ | __ | _ | [8 empty] | #DIV/0! | 0 | 0
___ | __ | __ | _ | [8 empty] | #DIV/0! | 0 | 0
___ | __ | __ | _ | [8 empty] | #DIV/0! | 0 | 0
___ | __ | __ | _ | [8 empty] | #DIV/0! | 0 | 0
___ | __ | __ | _ | [8 empty] | #DIV/0! | 0 | 0
___ | __ | __ | _ | [8 empty] | #DIV/0! | 0 | 0
___ | __ | __ | _ | [8 empty] | #DIV/0! | 0 | 0
___ | __ | __ | _ | [8 empty] | #DIV/0! | 0 | 0
___ | __ | __ | _ | [8 empty] | #DIV/0! | 0 | 0
___ | __ | __ | _ | [8 empty] | #DIV/0! | 0 | 0
___ | __ | __ | _ | [8 empty] | #DIV/0! | 0 | 0
___ | __ | __ | _ | [8 empty] | #DIV/0! | 0 | 0
___ | __ | __ | _ | [8 empty] | #DIV/0! | 0 | 0
___ | __ | __ | _ | [8 empty] | #DIV/0! | 0 | 0
___ | __ | __ | _ | [8 empty] | #DIV/0! | 0 | 0
___ | __ | __ | _ | [8 empty] | #DIV/0! | 0 | 0
___ | __ | __ | _ | [8 empty] | #DIV/0! | 0 | 0
___ | __ | __ | _ | [8 empty] | #DIV/0! | 0 | 0
___ | __ | __ | _ | [8 empty] | #DIV/0! | 0 | 0
___ | __ | __ | _ | [8 empty] | #DIV/0! | 0 | 0
___ | __ | __ | _ | [8 empty] | #DIV/0! | 0 | 0
___ | __ | __ | _ | [8 empty] | #DIV/0! | 0 | 0
___ | __ | __ | _ | [8 empty] | #DIV/0! | 0 | 0
___ | __ | __ | _ | [8 empty] | #DIV/0! | 0 | 0
___ | __ | __ | _ | [8 empty] | #DIV/0! | 0 | 0
___ | __ | __ | _ | [8 empty] | #DIV/0! | 0 | 0
___ | __ | __ | _ | [8 empty] | #DIV/0! | 0 | 0
___ | __ | __ | _ | [8 empty] | #DIV/0! | 0 | 0
___ | __ | __ | _ | [8 empty] | #DIV/0! | 0 | 0
___ | __ | __ | _ | [8 empty] | #DIV/0! | 0 | 0
___ | __ | __ | _ | [8 empty] | #DIV/0! | 0 | 0
___ | __ | __ | _ | [8 empty] | #DIV/0! | 0 | 0
___ | __ | __ | _ | [8 empty] | #DIV/0! | 0 | 0
___ | __ | __ | _ | [8 empty] | #DIV/0! | 0 | 0
___ | __ | __ | _ | [8 empty] | #DIV/0! | 0 | 0
___ | __ | __ | _ | [8 empty] | #DIV/0! | 0 | 0
___ | __ | __ | _ | [8 empty] | #DIV/0! | 0 | 0
___ | __ | __ | _ | [8 empty] | #DIV/0! | 0 | 0
___ | __ | __ | _ | [8 empty] | #DIV/0! | 0 | 0
___ | __ | __ | _ | [8 empty] | #DIV/0! | 0 | 0
___ | __ | __ | _ | [8 empty] | #DIV/0! | 0 | 0
___ | __ | __ | _ | [8 empty] | #DIV/0! | 0 | 0
___ | __ | __ | _ | [8 empty] | #DIV/0! | 0 | 0
___ | __ | __ | _ | [8 empty] | #DIV/0! | 0 | 0
___ | __ | __ | _ | [8 empty] | #DIV/0! | 0 | 0
___ | __ | __ | _ | [8 empty] | #DIV/0! | 0 | 0
___ | __ | __ | _ | [8 empty] | #DIV/0! | 0 | 0
___ | __ | __ | _ | [8 empty] | #DIV/0! | 0 | 0
___ | __ | __ | _ | [8 empty] | #DIV/0! | 0 | 0
___ | __ | __ | _ | [8 empty] | #DIV/0! | 0 | 0
___ | __ | __ | _ | [8 empty] | #DIV/0! | 0 | 0
___ | __ | __ | _ | [8 empty] | #DIV/0! | 0 | 0
___ | __ | __ | _ | [8 empty] | #DIV/0! | 0 | 0
___ | __ | __ | _ | [8 empty] | #DIV/0! | 0 | 0
___ | __ | __ | _ | [8 empty] | #DIV/0! | 0 | 0
___ | __ | __ | _ | [8 empty] | #DIV/0! | 0 | 0
___ | __ | __ | _ | [8 empty] | #DIV/0! | 0 | 0
___ | __ | __ | _ | [8 empty] | #DIV/0! | 0 | 0
___ | __ | __ | _ | [8 empty] | #DIV/0! | 0 | 0
___ | __ | __ | _ | [8 empty] | #DIV/0! | 0 | 0
___ | __ | __ | _ | [8 empty] | #DIV/0! | 0 | 0
___ | __ | __ | _ | [8 empty] | #DIV/0! | 0 | 0
___ | __ | __ | _ | [8 empty] | #DIV/0! | 0 | 0
___ | __ | __ | _ | [8 empty] | #DIV/0! | 0 | 0
___ | __ | __ | _ | [8 empty] | #DIV/0! | 0 | 0
___ | __ | __ | _ | [8 empty] | #DIV/0! | 0 | 0
___ | __ | __ | _ | [8 empty] | #DIV/0! | 0 | 0
___ | __ | __ | _ | [8 empty] | #DIV/0! | 0 | 0
___ | __ | __ | _ | [8 empty] | #DIV/0! | 0 | 0
___ | __ | __ | _ | [8 empty] | #DIV/0! | 0 | 0
___ | __ | __ | _ | [8 empty] | #DIV/0! | 0 | 0
___ | __ | __ | _ | [8 empty] | #DIV/0! | 0 | 0
___ | __ | __ | _ | [8 empty] | #DIV/0! | 0 | 0
___ | __ | __ | _ | [8 empty] | #DIV/0! | 0 | 0
___ | __ | __ | _ | [8 empty] | #DIV/0! | 0 | 0
___ | __ | __ | _ | [8 empty] | #DIV/0! | 0 | 0
___ | __ | __ | _ | [8 empty] | #DIV/0! | 0 | 0
___ | __ | __ | _ | [8 empty] | #DIV/0! | 0 | 0
___ | __ | __ | _ | [8 empty] | #DIV/0! | 0 | 0
___ | __ | __ | _ | [8 empty] | #DIV/0! | 0 | 0
___ | __ | __ | _ | [8 empty] | #DIV/0! | 0 | 0
___ | __ | __ | _ | [8 empty] | #DIV/0! | 0 | 0
___ | __ | __ | _ | [8 empty] | #DIV/0! | 0 | 0
___ | __ | __ | _ | [8 empty] | #DIV/0! | 0 | 0
___ | __ | __ | _ | [8 empty] | #DIV/0! | 0 | 0
___ | __ | __ | _ | [8 empty] | #DIV/0! | 0 | 0
___ | __ | __ | _ | [8 empty] | #DIV/0! | 0 | 0
___ | __ | __ | _ | [8 empty] | #DIV/0! | 0 | 0
___ | __ | __ | _ | [8 empty] | #DIV/0! | 0 | 0
___ | __ | __ | _ | [8 empty] | #DIV/0! | 0 | 0
___ | __ | __ | _ | [8 empty] | #DIV/0! | 0 | 0
___ | __ | __ | _ | [8 empty] | #DIV/0! | 0 | 0
___ | __ | __ | _ | [8 empty] | #DIV/0! | 0 | 0
___ | __ | __ | _ | [8 empty] | #DIV/0! | 0 | 0
___ | __ | __ | _ | [8 empty] | #DIV/0! | 0 | 0
___ | __ | __ | _ | [8 empty] | #DIV/0! | 0 | 0
___ | __ | __ | _ | [8 empty] | #DIV/0! | 0 | 0
___ | __ | __ | _ | [8 empty] | #DIV/0! | 0 | 0
___ | __ | __ | _ | [8 empty] | #DIV/0! | 0 | 0
___ | __ | __ | _ | [8 empty] | #DIV/0! | 0 | 0
___ | __ | __ | _ | [8 empty] | #DIV/0! | 0 | 0
___ | __ | __ | _ | [8 empty] | #DIV/0! | 0 | 0
___ | __ | __ | _ | [8 empty] | #DIV/0! | 0 | 0
___ | __ | __ | _ | [8 empty] | #DIV/0! | 0 | 0
___ | __ | __ | _ | [8 empty] | #DIV/0! | 0 | 0
___ | __ | __ | _ | [8 empty] | #DIV/0! | 0 | 0
___ | __ | __ | _ | [8 empty] | #DIV/0! | 0 | 0
___ | __ | __ | _ | [8 empty] | #DIV/0! | 0 | 0
___ | __ | __ | _ | [8 empty] | #DIV/0! | 0 | 0
___ | __ | __ | _ | [8 empty] | #DIV/0! | 0 | 0
___ | __ | __ | _ | [8 empty] | #DIV/0! | 0 | 0
___ | __ | __ | _ | [8 empty] | #DIV/0! | 0 | 0
___ | __ | __ | _ | [8 empty] | #DIV/0! | 0 | 0
___ | __ | __ | _ | [8 empty] | #DIV/0! | 0 | 0
___ | __ | __ | _ | [8 empty] | #DIV/0! | 0 | 0
___ | __ | __ | _ | [8 empty] | #DIV/0! | 0 | 0
___ | __ | __ | _ | [8 empty] | #DIV/0! | 0 | 0
___ | __ | __ | _ | [8 empty] | #DIV/0! | 0 | 0
___ | __ | __ | _ | [8 empty] | #DIV/0! | 0 | 0
___ | __ | __ | _ | [8 empty] | #DIV/0! | 0 | 0
___ | __ | __ | _ | [8 empty] | #DIV/0! | 0 | 0
___ | __ | __ | _ | [8 empty] | #DIV/0! | 0 | 0
___ | __ | __ | _ | [8 empty] | #DIV/0! | 0 | 0
___ | __ | __ | _ | [8 empty] | #DIV/0! | 0 | 0
___ | __ | __ | _ | [8 empty] | #DIV/0! | 0 | 0
___ | __ | __ | _ | [8 empty] | #DIV/0! | 0 | 0
___ | __ | __ | _ | [8 empty] | #DIV/0! | 0 | 0
___ | __ | __ | _ | [8 empty] | #DIV/0! | 0 | 0
___ | __ | __ | _ | [8 empty] | #DIV/0! | 0 | 0
___ | __ | __ | _ | [8 empty] | #DIV/0! | 0 | 0
___ | __ | __ | _ | [8 empty] | #DIV/0! | 0 | 0
___ | __ | __ | _ | [8 empty] | #DIV/0! | 0 | 0
___ | __ | __ | _ | [8 empty] | #DIV/0! | 0 | 0
___ | __ | __ | _ | [8 empty] | #DIV/0! | 0 | 0
___ | __ | __ | _ | [8 empty] | #DIV/0! | 0 | 0
___ | __ | __ | _ | [8 empty] | #DIV/0! | 0 | 0
___ | __ | __ | _ | [8 empty] | #DIV/0! | 0 | 0
___ | __ | __ | _ | [8 empty] | #DIV/0! | 0 | 0
___ | __ | __ | _ | [8 empty] | #DIV/0! | 0 | 0
___ | __ | __ | _ | [8 empty] | #DIV/0! | 0 | 0
___ | __ | __ | _ | [8 empty] | #DIV/0! | 0 | 0
___ | __ | __ | _ | [8 empty] | #DIV/0! | 0 | 0
___ | __ | __ | _ | [8 empty] | #DIV/0! | 0 | 0
___ | __ | __ | _ | [8 empty] | #DIV/0! | 0 | 0
___ | __ | __ | _ | [8 empty] | #DIV/0! | 0 | 0
___ | __ | __ | _ | [8 empty] | #DIV/0! | 0 | 0
___ | __ | __ | _ | [8 empty] | #DIV/0! | 0 | 0
___ | __ | __ | _ | [8 empty] | #DIV/0! | 0 | 0
___ | __ | __ | _ | [8 empty] | #DIV/0! | 0 | 0
___ | __ | __ | _ | [8 empty] | #DIV/0! | 0 | 0
___ | __ | __ | _ | [8 empty] | #DIV/0! | 0 | 0
___ | __ | __ | _ | [8 empty] | #DIV/0! | 0 | 0
___ | __ | __ | _ | [8 empty] | #DIV/0! | 0 | 0
___ | __ | __ | _ | [8 empty] | #DIV/0! | 0 | 0
___ | __ | __ | _ | [8 empty] | #DIV/0! | 0 | 0
___ | __ | __ | _ | [8 empty] | #DIV/0! | 0 | 0
___ | __ | __ | _ | [8 empty] | #DIV/0! | 0 | 0
___ | __ | __ | _ | [8 empty] | #DIV/0! | 0 | 0
___ | __ | __ | _ | [8 empty] | #DIV/0! | 0 | 0
___ | __ | __ | _ | [8 empty] | #DIV/0! | 0 | 0
___ | __ | __ | _ | [8 empty] | #DIV/0! | 0 | 0
___ | __ | __ | _ | [8 empty] | #DIV/0! | 0 | 0
___ | __ | __ | _ | [8 empty] | #DIV/0! | 0 | 0
___ | __ | __ | _ | [8 empty] | #DIV/0! | 0 | 0
___ | __ | __ | _ | [8 empty] | #DIV/0! | 0 | 0
___ | __ | __ | _ | [8 empty] | #DIV/0! | 0 | 0
___ | __ | __ | _ | [8 empty] | #DIV/0! | 0 | 0
___ | __ | __ | _ | [8 empty] | #DIV/0! | 0 | 0
___ | __ | __ | _ | [8 empty] | #DIV/0! | 0 | 0
___ | __ | __ | _ | [8 empty] | #DIV/0! | 0 | 0
___ | __ | __ | _ | [8 empty] | #DIV/0! | 0 | 0
___ | __ | __ | _ | [8 empty] | #DIV/0! | 0 | 0
___ | __ | __ | _ | [8 empty] | #DIV/0! | 0 | 0
___ | __ | __ | _ | [8 empty] | #DIV/0! | 0 | 0
___ | __ | __ | _ | [8 empty] | #DIV/0! | 0 | 0
___ | __ | __ | _ | [8 empty] | #DIV/0! | 0 | 0
___ | __ | __ | _ | [8 empty] | #DIV/0! | 0 | 0
___ | __ | __ | _ | [8 empty] | #DIV/0! | 0 | 0
___ | __ | __ | _ | [8 empty] | #DIV/0! | 0 | 0
___ | __ | __ | _ | [8 empty] | #DIV/0! | 0 | 0
___ | __ | __ | _ | [8 empty] | #DIV/0! | 0 | 0
___ | __ | __ | _ | [8 empty] | #DIV/0! | 0 | 0
___ | __ | __ | _ | [8 empty] | #DIV/0! | 0 | 0
___ | __ | __ | _ | [8 empty] | #DIV/0! | 0 | 0
___ | __ | __ | _ | [8 empty] | #DIV/0! | 0 | 0
___ | __ | __ | _ | [8 empty] | #DIV/0! | 0 | 0
___ | __ | __ | _ | [8 empty] | #DIV/0! | 0 | 0
___ | __ | __ | _ | [8 empty] | #DIV/0! | 0 | 0
___ | __ | __ | _ | [8 empty] | #DIV/0! | 0 | 0
___ | __ | __ | _ | [8 empty] | #DIV/0! | 0 | 0
___ | __ | __ | _ | [8 empty] | #DIV/0! | 0 | 0
___ | __ | __ | _ | [8 empty] | #DIV/0! | 0 | 0
___ | __ | __ | _ | [8 empty] | #DIV/0! | 0 | 0
___ | __ | __ | _ | [8 empty] | #DIV/0! | 0 | 0
___ | __ | __ | _ | [8 empty] | #DIV/0! | 0 | 0
___ | __ | __ | _ | [8 empty] | #DIV/0! | 0 | 0
___ | __ | __ | _ | [8 empty] | #DIV/0! | 0 | 0
___ | __ | __ | _ | [8 empty] | #DIV/0! | 0 | 0
___ | __ | __ | _ | [8 empty] | #DIV/0! | 0 | 0
___ | __ | __ | _ | [8 empty] | #DIV/0! | 0 | 0
___ | __ | __ | _ | [8 empty] | #DIV/0! | 0 | 0
___ | __ | __ | _ | [8 empty] | #DIV/0! | 0 | 0
___ | __ | __ | _ | [8 empty] | #DIV/0! | 0 | 0
___ | __ | __ | _ | [8 empty] | #DIV/0! | 0 | 0
___ | __ | __ | _ | [8 empty] | #DIV/0! | 0 | 0
___ | __ | __ | _ | [8 empty] | #DIV/0! | 0 | 0
___ | __ | __ | _ | [8 empty] | #DIV/0! | 0 | 0
___ | __ | __ | _ | [8 empty] | #DIV/0! | 0 | 0
___ | __ | __ | _ | [8 empty] | #DIV/0! | 0 | 0
___ | __ | __ | _ | [8 empty] | #DIV/0! | 0 | 0
___ | __ | __ | _ | [8 empty] | #DIV/0! | 0 | 0
___ | __ | __ | _ | [8 empty] | #DIV/0! | 0 | 0
___ | __ | __ | _ | [8 empty] | #DIV/0! | 0 | 0
___ | __ | __ | _ | [8 empty] | #DIV/0! | 0 | 0
___ | __ | __ | _ | [8 empty] | #DIV/0! | 0 | 0
___ | __ | __ | _ | [8 empty] | #DIV/0! | 0 | 0
___ | __ | __ | _ | [8 empty] | #DIV/0! | 0 | 0
___ | __ | __ | _ | [8 empty] | #DIV/0! | 0 | 0
___ | __ | __ | _ | [8 empty] | #DIV/0! | 0 | 0
___ | __ | __ | _ | [8 empty] | #DIV/0! | 0 | 0
___ | __ | __ | _ | [8 empty] | #DIV/0! | 0 | 0
___ | __ | __ | _ | [8 empty] | #DIV/0! | 0 | 0
___ | __ | __ | _ | [8 empty] | #DIV/0! | 0 | 0
___ | __ | __ | _ | [8 empty] | #DIV/0! | 0 | 0
___ | __ | __ | _ | [8 empty] | #DIV/0! | 0 | 0
___ | __ | __ | _ | [8 empty] | #DIV/0! | 0 | 0
___ | __ | __ | _ | [8 empty] | #DIV/0! | 0 | 0
___ | __ | __ | _ | [8 empty] | #DIV/0! | 0 | 0
___ | __ | __ | _ | [8 empty] | #DIV/0! | 0 | 0
___ | __ | __ | _ | [8 empty] | #DIV/0! | 0 | 0
___ | __ | __ | _ | [8 empty] | #DIV/0! | 0 | 0
___ | __ | __ | _ | [8 empty] | #DIV/0! | 0 | 0
___ | __ | __ | _ | [8 empty] | #DIV/0! | 0 | 0
___ | __ | __ | _ | [8 empty] | #DIV/0! | 0 | 0
___ | __ | __ | _ | [8 empty] | #DIV/0! | 0 | 0
___ | __ | __ | _ | [8 empty] | #DIV/0! | 0 | 0
___ | __ | __ | _ | [8 empty] | #DIV/0! | 0 | 0
___ | __ | __ | _ | [8 empty] | #DIV/0! | 0 | 0
___ | __ | __ | _ | [8 empty] | #DIV/0! | 0 | 0
___ | __ | __ | _ | [8 empty] | #DIV/0! | 0 | 0
___ | __ | __ | _ | [8 empty] | #DIV/0! | 0 | 0
___ | __ | __ | _ | [8 empty] | #DIV/0! | 0 | 0
___ | __ | __ | _ | [8 empty] | #DIV/0! | 0 | 0
___ | __ | __ | _ | [8 empty] | #DIV/0! | 0 | 0
___ | __ | __ | _ | [8 empty] | #DIV/0! | 0 | 0
___ | __ | __ | _ | [8 empty] | #DIV/0! | 0 | 0
___ | __ | __ | _ | [8 empty] | #DIV/0! | 0 | 0
___ | __ | __ | _ | [8 empty] | #DIV/0! | 0 | 0
___ | __ | __ | _ | [8 empty] | #DIV/0! | 0 | 0
___ | __ | __ | _ | [8 empty] | #DIV/0! | 0 | 0
___ | __ | __ | _ | [8 empty] | #DIV/0! | 0 | 0
___ | __ | __ | _ | [8 empty] | #DIV/0! | 0 | 0
___ | __ | __ | _ | [8 empty] | #DIV/0! | 0 | 0
___ | __ | __ | _ | [8 empty] | #DIV/0! | 0 | 0
___ | __ | __ | _ | [8 empty] | #DIV/0! | 0 | 0
___ | __ | __ | _ | [8 empty] | #DIV/0! | 0 | 0
___ | __ | __ | _ | [8 empty] | #DIV/0! | 0 | 0
___ | __ | __ | _ | [8 empty] | #DIV/0! | 0 | 0
___ | __ | __ | _ | [8 empty] | #DIV/0! | 0 | 0
___ | __ | __ | _ | [8 empty] | #DIV/0! | 0 | 0
___ | __ | __ | _ | [8 empty] | #DIV/0! | 0 | 0
___ | __ | __ | _ | [8 empty] | #DIV/0! | 0 | 0
___ | __ | __ | _ | [8 empty] | #DIV/0! | 0 | 0
___ | __ | __ | _ | [8 empty] | #DIV/0! | 0 | 0
___ | __ | __ | _ | [8 empty] | #DIV/0! | 0 | 0
___ | __ | __ | _ | [8 empty] | #DIV/0! | 0 | 0
___ | __ | __ | _ | [8 empty] | #DIV/0! | 0 | 0
___ | __ | __ | _ | [8 empty] | #DIV/0! | 0 | 0
___ | __ | __ | _ | [8 empty] | #DIV/0! | 0 | 0
___ | __ | __ | _ | [8 empty] | #DIV/0! | 0 | 0
___ | __ | __ | _ | [8 empty] | #DIV/0! | 0 | 0
___ | __ | __ | _ | [8 empty] | #DIV/0! | 0 | 0
___ | __ | __ | _ | [8 empty] | #DIV/0! | 0 | 0
___ | __ | __ | _ | [8 empty] | #DIV/0! | 0 | 0
___ | __ | __ | _ | [8 empty] | #DIV/0! | 0 | 0
___ | __ | __ | _ | [8 empty] | #DIV/0! | 0 | 0
___ | __ | __ | _ | [8 empty] | #DIV/0! | 0 | 0
___ | __ | __ | _ | [8 empty] | #DIV/0! | 0 | 0
___ | __ | __ | _ | [8 empty] | #DIV/0! | 0 | 0
___ | __ | __ | _ | [8 empty] | #DIV/0! | 0 | 0
___ | __ | __ | _ | [8 empty] | #DIV/0! | 0 | 0
___ | __ | __ | _ | [8 empty] | #DIV/0! | 0 | 0
___ | __ | __ | _ | [8 empty] | #DIV/0! | 0 | 0
___ | __ | __ | _ | [8 empty] | #DIV/0! | 0 | 0
___ | __ | __ | _ | [8 empty] | #DIV/0! | 0 | 0
___ | __ | __ | _ | [8 empty] | #DIV/0! | 0 | 0
___ | __ | __ | _ | [8 empty] | #DIV/0! | 0 | 0
___ | __ | __ | _ | [8 empty] | #DIV/0! | 0 | 0
___ | __ | __ | _ | [8 empty] | #DIV/0! | 0 | 0
___ | __ | __ | _ | [8 empty] | #DIV/0! | 0 | 0
___ | __ | __ | _ | [8 empty] | #DIV/0! | 0 | 0
___ | __ | __ | _ | [8 empty] | #DIV/0! | 0 | 0
___ | __ | __ | _ | [8 empty] | #DIV/0! | 0 | 0
___ | __ | __ | _ | [8 empty] | #DIV/0! | 0 | 0
___ | __ | __ | _ | [8 empty] | #DIV/0! | 0 | 0
___ | __ | __ | _ | [8 empty] | #DIV/0! | 0 | 0
___ | __ | __ | _ | [8 empty] | #DIV/0! | 0 | 0
___ | __ | __ | _ | [8 empty] | #DIV/0! | 0 | 0
___ | __ | __ | _ | [8 empty] | #DIV/0! | 0 | 0
___ | __ | __ | _ | [8 empty] | #DIV/0! | 0 | 0
___ | __ | __ | _ | [8 empty] | #DIV/0! | 0 | 0
___ | __ | __ | _ | [8 empty] | #DIV/0! | 0 | 0
___ | __ | __ | _ | [8 empty] | #DIV/0! | 0 | 0
___ | __ | __ | _ | [8 empty] | #DIV/0! | 0 | 0
___ | __ | __ | _ | [8 empty] | #DIV/0! | 0 | 0
___ | __ | __ | _ | [8 empty] | #DIV/0! | 0 | 0
___ | __ | __ | _ | [8 empty] | #DIV/0! | 0 | 0
___ | __ | __ | _ | [8 empty] | #DIV/0! | 0 | 0
___ | __ | __ | _ | [8 empty] | #DIV/0! | 0 | 0
___ | __ | __ | _ | [8 empty] | #DIV/0! | 0 | 0
___ | __ | __ | _ | [8 empty] | #DIV/0! | 0 | 0
___ | __ | __ | _ | [8 empty] | #DIV/0! | 0 | 0
___ | __ | __ | _ | [8 empty] | #DIV/0! | 0 | 0
___ | __ | __ | _ | [8 empty] | #DIV/0! | 0 | 0
___ | __ | __ | _ | [8 empty] | #DIV/0! | 0 | 0
___ | __ | __ | _ | [8 empty] | #DIV/0! | 0 | 0
___ | __ | __ | _ | [8 empty] | #DIV/0! | 0 | 0
___ | __ | __ | _ | [8 empty] | #DIV/0! | 0 | 0
___ | __ | __ | _ | [8 empty] | #DIV/0! | 0 | 0
___ | __ | __ | _ | [8 empty] | #DIV/0! | 0 | 0
___ | __ | __ | _ | [8 empty] | #DIV/0! | 0 | 0
___ | __ | __ | _ | [8 empty] | #DIV/0! | 0 | 0
___ | __ | __ | _ | [8 empty] | #DIV/0! | 0 | 0
___ | __ | __ | _ | [8 empty] | #DIV/0! | 0 | 0
___ | __ | __ | _ | [8 empty] | #DIV/0! | 0 | 0
___ | __ | __ | _ | [8 empty] | #DIV/0! | 0 | 0
___ | __ | __ | _ | [8 empty] | #DIV/0! | 0 | 0
___ | __ | __ | _ | [8 empty] | #DIV/0! | 0 | 0
___ | __ | __ | _ | [8 empty] | #DIV/0! | 0 | 0
___ | __ | __ | _ | [8 empty] | #DIV/0! | 0 | 0
___ | __ | __ | _ | [8 empty] | #DIV/0! | 0 | 0
___ | __ | __ | _ | [8 empty] | #DIV/0! | 0 | 0
___ | __ | __ | _ | [8 empty] | #DIV/0! | 0 | 0
___ | __ | __ | _ | [8 empty] | #DIV/0! | 0 | 0
___ | __ | __ | _ | [8 empty] | #DIV/0! | 0 | 0
___ | __ | __ | _ | [8 empty] | #DIV/0! | 0 | 0
___ | __ | __ | _ | [8 empty] | #DIV/0! | 0 | 0
___ | __ | __ | _ | [8 empty] | #DIV/0! | 0 | 0
___ | __ | __ | _ | [8 empty] | #DIV/0! | 0 | 0
___ | __ | __ | _ | [8 empty] | #DIV/0! | 0 | 0
___ | __ | __ | _ | [8 empty] | #DIV/0! | 0 | 0
___ | __ | __ | _ | [8 empty] | #DIV/0! | 0 | 0
___ | __ | __ | _ | [8 empty] | #DIV/0! | 0 | 0
___ | __ | __ | _ | [8 empty] | #DIV/0! | 0 | 0
___ | __ | __ | _ | [8 empty] | #DIV/0! | 0 | 0
___ | __ | __ | _ | [8 empty] | #DIV/0! | 0 | 0
___ | __ | __ | _ | [8 empty] | #DIV/0! | 0 | 0
___ | __ | __ | _ | [8 empty] | #DIV/0! | 0 | 0
___ | __ | __ | _ | [8 empty] | #DIV/0! | 0 | 0
___ | __ | __ | _ | [8 empty] | #DIV/0! | 0 | 0
___ | __ | __ | _ | [8 empty] | #DIV/0! | 0 | 0
___ | __ | __ | _ | [8 empty] | #DIV/0! | 0 | 0
___ | __ | __ | _ | [8 empty] | #DIV/0! | 0 | 0
___ | __ | __ | _ | [8 empty] | #DIV/0! | 0 | 0
___ | __ | __ | _ | [8 empty] | #DIV/0! | 0 | 0
___ | __ | __ | _ | [8 empty] | #DIV/0! | 0 | 0
___ | __ | __ | _ | [8 empty] | #DIV/0! | 0 | 0
___ | __ | __ | _ | [8 empty] | #DIV/0! | 0 | 0
___ | __ | __ | _ | [8 empty] | #DIV/0! | 0 | 0
___ | __ | __ | _ | [8 empty] | #DIV/0! | 0 | 0
___ | __ | __ | _ | [8 empty] | #DIV/0! | 0 | 0
___ | __ | __ | _ | [8 empty] | #DIV/0! | 0 | 0
___ | __ | __ | _ | [8 empty] | #DIV/0! | 0 | 0
___ | __ | __ | _ | [8 empty] | #DIV/0! | 0 | 0
___ | __ | __ | _ | [8 empty] | #DIV/0! | 0 | 0
___ | __ | __ | _ | [8 empty] | #DIV/0! | 0 | 0
___ | __ | __ | _ | [8 empty] | #DIV/0! | 0 | 0
___ | __ | __ | _ | [8 empty] | #DIV/0! | 0 | 0
___ | __ | __ | _ | [8 empty] | #DIV/0! | 0 | 0
___ | __ | __ | _ | [8 empty] | #DIV/0! | 0 | 0
___ | __ | __ | _ | [8 empty] | #DIV/0! | 0 | 0
___ | __ | __ | _ | [8 empty] | #DIV/0! | 0 | 0
___ | __ | __ | _ | [8 empty] | #DIV/0! | 0 | 0
___ | __ | __ | _ | [8 empty] | #DIV/0! | 0 | 0
___ | __ | __ | _ | [8 empty] | #DIV/0! | 0 | 0
___ | __ | __ | _ | [8 empty] | #DIV/0! | 0 | 0
___ | __ | __ | _ | [8 empty] | #DIV/0! | 0 | 0
___ | __ | __ | _ | [8 empty] | #DIV/0! | 0 | 0
___ | __ | __ | _ | [8 empty] | #DIV/0! | 0 | 0
___ | __ | __ | _ | [8 empty] | #DIV/0! | 0 | 0
___ | __ | __ | _ | [8 empty] | #DIV/0! | 0 | 0
___ | __ | __ | _ | [8 empty] | #DIV/0! | 0 | 0
___ | __ | __ | _ | [8 empty] | #DIV/0! | 0 | 0
___ | __ | __ | _ | [8 empty] | #DIV/0! | 0 | 0
___ | __ | __ | _ | [8 empty] | #DIV/0! | 0 | 0
___ | __ | __ | _ | [8 empty] | #DIV/0! | 0 | 0
___ | __ | __ | _ | [8 empty] | #DIV/0! | 0 | 0
___ | __ | __ | _ | [8 empty] | #DIV/0! | 0 | 0
___ | __ | __ | _ | [8 empty] | #DIV/0! | 0 | 0
___ | __ | __ | _ | [8 empty] | #DIV/0! | 0 | 0
___ | __ | __ | _ | [8 empty] | #DIV/0! | 0 | 0
___ | __ | __ | _ | [8 empty] | #DIV/0! | 0 | 0
___ | __ | __ | _ | [8 empty] | #DIV/0! | 0 | 0
___ | __ | __ | _ | [8 empty] | #DIV/0! | 0 | 0
___ | __ | __ | _ | [8 empty] | #DIV/0! | 0 | 0
___ | __ | __ | _ | [8 empty] | #DIV/0! | 0 | 0
___ | __ | __ | _ | [8 empty] | #DIV/0! | 0 | 0
___ | __ | __ | _ | [8 empty] | #DIV/0! | 0 | 0
___ | __ | __ | _ | [8 empty] | #DIV/0! | 0 | 0
___ | __ | __ | _ | [8 empty] | #DIV/0! | 0 | 0
___ | __ | __ | _ | [8 empty] | #DIV/0! | 0 | 0
___ | __ | __ | _ | [8 empty] | #DIV/0! | 0 | 0
___ | __ | __ | _ | [8 empty] | #DIV/0! | 0 | 0
___ | __ | __ | _ | [8 empty] | #DIV/0! | 0 | 0
___ | __ | __ | _ | [8 empty] | #DIV/0! | 0 | 0
___ | __ | __ | _ | [8 empty] | #DIV/0! | 0 | 0
___ | __ | __ | _ | [8 empty] | #DIV/0! | 0 | 0
___ | __ | __ | _ | [8 empty] | #DIV/0! | 0 | 0
___ | __ | __ | _ | [8 empty] | #DIV/0! | 0 | 0
___ | __ | __ | _ | [8 empty] | #DIV/0! | 0 | 0
___ | __ | __ | _ | [8 empty] | #DIV/0! | 0 | 0
___ | __ | __ | _ | [8 empty] | #DIV/0! | 0 | 0
___ | __ | __ | _ | [8 empty] | #DIV/0! | 0 | 0
___ | __ | __ | _ | [8 empty] | #DIV/0! | 0 | 0
___ | __ | __ | _ | [8 empty] | #DIV/0! | 0 | 0
___ | __ | __ | _ | [8 empty] | #DIV/0! | 0 | 0
___ | __ | __ | _ | [8 empty] | #DIV/0! | 0 | 0
___ | __ | __ | _ | [8 empty] | #DIV/0! | 0 | 0
___ | __ | __ | _ | [8 empty] | #DIV/0! | 0 | 0
___ | __ | __ | _ | [8 empty] | #DIV/0! | 0 | 0
___ | __ | __ | _ | [8 empty] | #DIV/0! | 0 | 0
___ | __ | __ | _ | [8 empty] | #DIV/0! | 0 | 0
___ | __ | __ | _ | [8 empty] | #DIV/0! | 0 | 0
___ | __ | __ | _ | [8 empty] | #DIV/0! | 0 | 0
___ | __ | __ | _ | [8 empty] | #DIV/0! | 0 | 0
___ | __ | __ | _ | [8 empty] | #DIV/0! | 0 | 0
___ | __ | __ | _ | [8 empty] | #DIV/0! | 0 | 0
___ | __ | __ | _ | [8 empty] | #DIV/0! | 0 | 0
___ | __ | __ | _ | [8 empty] | #DIV/0! | 0 | 0
___ | __ | __ | _ | [8 empty] | #DIV/0! | 0 | 0
___ | __ | __ | _ | [8 empty] | #DIV/0! | 0 | 0
___ | __ | __ | _ | [8 empty] | #DIV/0! | 0 | 0
___ | __ | __ | _ | [8 empty] | #DIV/0! | 0 | 0
___ | __ | __ | _ | [8 empty] | #DIV/0! | 0 | 0
___ | __ | __ | _ | [8 empty] | #DIV/0! | 0 | 0
___ | __ | __ | _ | [8 empty] | #DIV/0! | 0 | 0
___ | __ | __ | _ | [8 empty] | #DIV/0! | 0 | 0
___ | __ | __ | _ | [8 empty] | #DIV/0! | 0 | 0
___ | __ | __ | _ | [8 empty] | #DIV/0! | 0 | 0
___ | __ | __ | _ | [8 empty] | #DIV/0! | 0 | 0
___ | __ | __ | _ | [8 empty] | #DIV/0! | 0 | 0
___ | __ | __ | _ | [8 empty] | #DIV/0! | 0 | 0
___ | __ | __ | _ | [8 empty] | #DIV/0! | 0 | 0
___ | __ | __ | _ | [8 empty] | #DIV/0! | 0 | 0
___ | __ | __ | _ | [8 empty] | #DIV/0! | 0 | 0
___ | __ | __ | _ | [8 empty] | #DIV/0! | 0 | 0
___ | __ | __ | _ | [8 empty] | #DIV/0! | 0 | 0
___ | __ | __ | _ | [8 empty] | #DIV/0! | 0 | 0
___ | __ | __ | _ | [8 empty] | #DIV/0! | 0 | 0
___ | __ | __ | _ | [8 empty] | #DIV/0! | 0 | 0
___ | __ | __ | _ | [8 empty] | #DIV/0! | 0 | 0
___ | __ | __ | _ | [8 empty] | #DIV/0! | 0 | 0
___ | __ | __ | _ | [8 empty] | #DIV/0! | 0 | 0
___ | __ | __ | _ | [8 empty] | #DIV/0! | 0 | 0
___ | __ | __ | _ | [8 empty] | #DIV/0! | 0 | 0
___ | __ | __ | _ | [8 empty] | #DIV/0! | 0 | 0
___ | __ | __ | _ | [8 empty] | #DIV/0! | 0 | 0
___ | __ | __ | _ | [8 empty] | #DIV/0! | 0 | 0
___ | __ | __ | _ | [8 empty] | #DIV/0! | 0 | 0
___ | __ | __ | _ | [8 empty] | #DIV/0! | 0 | 0
___ | __ | __ | _ | [8 empty] | #DIV/0! | 0 | 0
___ | __ | __ | _ | [8 empty] | #DIV/0! | 0 | 0
___ | __ | __ | _ | [8 empty] | #DIV/0! | 0 | 0
___ | __ | __ | _ | [8 empty] | #DIV/0! | 0 | 0
___ | __ | __ | _ | [8 empty] | #DIV/0! | 0 | 0
___ | __ | __ | _ | [8 empty] | #DIV/0! | 0 | 0
___ | __ | __ | _ | [8 empty] | #DIV/0! | 0 | 0
___ | __ | __ | _ | [8 empty] | #DIV/0! | 0 | 0
___ | __ | __ | _ | [8 empty] | #DIV/0! | 0 | 0
___ | __ | __ | _ | [8 empty] | #DIV/0! | 0 | 0
___ | __ | __ | _ | [8 empty] | #DIV/0! | 0 | 0
___ | __ | __ | _ | [8 empty] | #DIV/0! | 0 | 0
___ | __ | __ | _ | [8 empty] | #DIV/0! | 0 | 0
___ | __ | __ | _ | [8 empty] | #DIV/0! | 0 | 0
___ | __ | __ | _ | [8 empty] | #DIV/0! | 0 | 0
___ | __ | __ | _ | [8 empty] | #DIV/0! | 0 | 0
___ | __ | __ | _ | [8 empty] | #DIV/0! | 0 | 0
___ | __ | __ | _ | [8 empty] | #DIV/0! | 0 | 0
___ | __ | __ | _ | [8 empty] | #DIV/0! | 0 | 0
___ | __ | __ | _ | [8 empty] | #DIV/0! | 0 | 0
___ | __ | __ | _ | [8 empty] | #DIV/0! | 0 | 0
___ | __ | __ | _ | [8 empty] | #DIV/0! | 0 | 0
___ | __ | __ | _ | [8 empty] | #DIV/0! | 0 | 0
___ | __ | __ | _ | [8 empty] | #DIV/0! | 0 | 0
___ | __ | __ | _ | [8 empty] | #DIV/0! | 0 | 0
___ | __ | __ | _ | [8 empty] | #DIV/0! | 0 | 0
___ | __ | __ | _ | [8 empty] | #DIV/0! | 0 | 0
___ | __ | __ | _ | [8 empty] | #DIV/0! | 0 | 0
___ | __ | __ | _ | [8 empty] | #DIV/0! | 0 | 0
___ | __ | __ | _ | [8 empty] | #DIV/0! | 0 | 0
___ | __ | __ | _ | [8 empty] | #DIV/0! | 0 | 0
___ | __ | __ | _ | [8 empty] | #DIV/0! | 0 | 0
___ | __ | __ | _ | [8 empty] | #DIV/0! | 0 | 0
___ | __ | __ | _ | [8 empty] | #DIV/0! | 0 | 0
___ | __ | __ | _ | [8 empty] | #DIV/0! | 0 | 0
___ | __ | __ | _ | [8 empty] | #DIV/0! | 0 | 0
___ | __ | __ | _ | [8 empty] | #DIV/0! | 0 | 0
___ | __ | __ | _ | [8 empty] | #DIV/0! | 0 | 0
___ | __ | __ | _ | [8 empty] | #DIV/0! | 0 | 0
___ | __ | __ | _ | [8 empty] | #DIV/0! | 0 | 0
___ | __ | __ | _ | [8 empty] | #DIV/0! | 0 | 0
___ | __ | __ | _ | [8 empty] | #DIV/0! | 0 | 0
___ | __ | __ | _ | [8 empty] | #DIV/0! | 0 | 0
___ | __ | __ | _ | [8 empty] | #DIV/0! | 0 | 0
___ | __ | __ | _ | [8 empty] | #DIV/0! | 0 | 0
___ | __ | __ | _ | [8 empty] | #DIV/0! | 0 | 0
___ | __ | __ | _ | [8 empty] | #DIV/0! | 0 | 0
___ | __ | __ | _ | [8 empty] | #DIV/0! | 0 | 0
___ | __ | __ | _ | [8 empty] | #DIV/0! | 0 | 0
___ | __ | __ | _ | [8 empty] | #DIV/0! | 0 | 0
___ | __ | __ | _ | [8 empty] | #DIV/0! | 0 | 0
___ | __ | __ | _ | [8 empty] | #DIV/0! | 0 | 0
___ | __ | __ | _ | [8 empty] | #DIV/0! | 0 | 0
___ | __ | __ | _ | [8 empty] | #DIV/0! | 0 | 0
___ | __ | __ | _ | [8 empty] | #DIV/0! | 0 | 0
___ | __ | __ | _ | [8 empty] | #DIV/0! | 0 | 0
___ | __ | __ | _ | [8 empty] | #DIV/0! | 0 | 0
___ | __ | __ | _ | [8 empty] | #DIV/0! | 0 | 0
___ | __ | __ | _ | [8 empty] | #DIV/0! | 0 | 0
___ | __ | __ | _ | [8 empty] | #DIV/0! | 0 | 0
___ | __ | __ | _ | [8 empty] | #DIV/0! | 0 | 0
___ | __ | __ | _ | [8 empty] | #DIV/0! | 0 | 0
___ | __ | __ | _ | [8 empty] | #DIV/0! | 0 | 0
___ | __ | __ | _ | [8 empty] | #DIV/0! | 0 | 0
___ | __ | __ | _ | [8 empty] | #DIV/0! | 0 | 0
___ | __ | __ | _ | [8 empty] | #DIV/0! | 0 | 0
___ | __ | __ | _ | [8 empty] | #DIV/0! | 0 | 0
___ | __ | __ | _ | [8 empty] | #DIV/0! | 0 | 0
___ | __ | __ | _ | [8 empty] | #DIV/0! | 0 | 0
___ | __ | __ | _ | [8 empty] | #DIV/0! | 0 | 0
___ | __ | __ | _ | [8 empty] | #DIV/0! | 0 | 0
___ | __ | __ | _ | [8 empty] | #DIV/0! | 0 | 0
___ | __ | __ | _ | [8 empty] | #DIV/0! | 0 | 0
___ | __ | __ | _ | [8 empty] | #DIV/0! | 0 | 0
___ | __ | __ | _ | [8 empty] | #DIV/0! | 0 | 0
___ | __ | __ | _ | [8 empty] | #DIV/0! | 0 | 0
___ | __ | __ | _ | [8 empty] | #DIV/0! | 0 | 0
___ | __ | __ | _ | [8 empty] | #DIV/0! | 0 | 0
___ | __ | __ | _ | [8 empty] | #DIV/0! | 0 | 0
___ | __ | __ | _ | [8 empty] | #DIV/0! | 0 | 0
___ | __ | __ | _ | [8 empty] | #DIV/0! | 0 | 0
___ | __ | __ | _ | [8 empty] | #DIV/0! | 0 | 0
___ | __ | __ | _ | [8 empty] | #DIV/0! | 0 | 0
___ | __ | __ | _ | [8 empty] | #DIV/0! | 0 | 0
___ | __ | __ | _ | [8 empty] | #DIV/0! | 0 | 0
___ | __ | __ | _ | [8 empty] | #DIV/0! | 0 | 0
___ | __ | __ | _ | [8 empty] | #DIV/0! | 0 | 0
___ | __ | __ | _ | [8 empty] | #DIV/0! | 0 | 0
___ | __ | __ | _ | [8 empty] | #DIV/0! | 0 | 0
___ | __ | __ | _ | [8 empty] | #DIV/0! | 0 | 0
___ | __ | __ | _ | [8 empty] | #DIV/0! | 0 | 0
___ | __ | __ | _ | [8 empty] | #DIV/0! | 0 | 0
___ | __ | __ | _ | [8 empty] | #DIV/0! | 0 | 0
___ | __ | __ | _ | [8 empty] | #DIV/0! | 0 | 0
___ | __ | __ | _ | [8 empty] | #DIV/0! | 0 | 0
___ | __ | __ | _ | [8 empty] | #DIV/0! | 0 | 0
___ | __ | __ | _ | [8 empty] | #DIV/0! | 0 | 0
___ | __ | __ | _ | [8 empty] | #DIV/0! | 0 | 0
___ | __ | __ | _ | [8 empty] | #DIV/0! | 0 | 0
___ | __ | __ | _ | [8 empty] | #DIV/0! | 0 | 0
___ | __ | __ | _ | [8 empty] | #DIV/0! | 0 | 0
___ | __ | __ | _ | [8 empty] | #DIV/0! | 0 | 0
___ | __ | __ | _ | [8 empty] | #DIV/0! | 0 | 0
___ | __ | __ | _ | [8 empty] | #DIV/0! | 0 | 0
___ | __ | __ | _ | [8 empty] | #DIV/0! | 0 | 0
___ | __ | __ | _ | [8 empty] | #DIV/0! | 0 | 0
___ | __ | __ | _ | [8 empty] | #DIV/0! | 0 | 0
___ | __ | __ | _ | [8 empty] | #DIV/0! | 0 | 0
___ | __ | __ | _ | [8 empty] | #DIV/0! | 0 | 0
___ | __ | __ | _ | [8 empty] | #DIV/0! | 0 | 0
___ | __ | __ | _ | [8 empty] | #DIV/0! | 0 | 0
___ | __ | __ | _ | [8 empty] | #DIV/0! | 0 | 0
___ | __ | __ | _ | [8 empty] | #DIV/0! | 0 | 0
___ | __ | __ | _ | [8 empty] | #DIV/0! | 0 | 0
___ | __ | __ | _ | [8 empty] | #DIV/0! | 0 | 0
___ | __ | __ | _ | [8 empty] | #DIV/0! | 0 | 0
___ | __ | __ | _ | [8 empty] | #DIV/0! | 0 | 0
___ | __ | __ | _ | [8 empty] | #DIV/0! | 0 | 0
___ | __ | __ | _ | [8 empty] | #DIV/0! | 0 | 0
___ | __ | __ | _ | [8 empty] | #DIV/0! | 0 | 0
___ | __ | __ | _ | [8 empty] | #DIV/0! | 0 | 0
___ | __ | __ | _ | [8 empty] | #DIV/0! | 0 | 0
___ | __ | __ | _ | [8 empty] | #DIV/0! | 0 | 0
___ | __ | __ | _ | [8 empty] | #DIV/0! | 0 | 0
___ | __ | __ | _ | [8 empty] | #DIV/0! | 0 | 0
___ | __ | __ | _ | [8 empty] | #DIV/0! | 0 | 0
___ | __ | __ | _ | [8 empty] | #DIV/0! | 0 | 0
___ | __ | __ | _ | [8 empty] | #DIV/0! | 0 | 0
___ | __ | __ | _ | [8 empty] | #DIV/0! | 0 | 0
___ | __ | __ | _ | [8 empty] | #DIV/0! | 0 | 0
___ | __ | __ | _ | [8 empty] | #DIV/0! | 0 | 0
___ | __ | __ | _ | [8 empty] | #DIV/0! | 0 | 0
___ | __ | __ | _ | [8 empty] | #DIV/0! | 0 | 0
___ | __ | __ | _ | [8 empty] | #DIV/0! | 0 | 0
___ | __ | __ | _ | [8 empty] | #DIV/0! | 0 | 0
___ | __ | __ | _ | [8 empty] | #DIV/0! | 0 | 0
___ | __ | __ | _ | [8 empty] | #DIV/0! | 0 | 0
___ | __ | __ | _ | [8 empty] | #DIV/0! | 0 | 0
___ | __ | __ | _ | [8 empty] | #DIV/0! | 0 | 0
___ | __ | __ | _ | [8 empty] | #DIV/0! | 0 | 0
___ | __ | __ | _ | [8 empty] | #DIV/0! | 0 | 0
___ | __ | __ | _ | [8 empty] | #DIV/0! | 0 | 0
___ | __ | __ | _ | [8 empty] | #DIV/0! | 0 | 0
___ | __ | __ | _ | [8 empty] | #DIV/0! | 0 | 0
___ | __ | __ | _ | [8 empty] | #DIV/0! | 0 | 0
___ | __ | __ | _ | [8 empty] | #DIV/0! | 0 | 0
___ | __ | __ | _ | [8 empty] | #DIV/0! | 0 | 0
___ | __ | __ | _ | [8 empty] | #DIV/0! | 0 | 0
___ | __ | __ | _ | [8 empty] | #DIV/0! | 0 | 0
___ | __ | __ | _ | [8 empty] | #DIV/0! | 0 | 0
___ | __ | __ | _ | [8 empty] | #DIV/0! | 0 | 0
___ | __ | __ | _ | [8 empty] | #DIV/0! | 0 | 0
___ | __ | __ | _ | [8 empty] | #DIV/0! | 0 | 0
___ | __ | __ | _ | [8 empty] | #DIV/0! | 0 | 0
___ | __ | __ | _ | [8 empty] | #DIV/0! | 0 | 0
___ | __ | __ | _ | [8 empty] | #DIV/0! | 0 | 0
___ | __ | __ | _ | [8 empty] | #DIV/0! | 0 | 0
___ | __ | __ | _ | [8 empty] | #DIV/0! | 0 | 0
___ | __ | __ | _ | [8 empty] | #DIV/0! | 0 | 0
___ | __ | __ | _ | [8 empty] | #DIV/0! | 0 | 0
___ | __ | __ | _ | [8 empty] | #DIV/0! | 0 | 0
___ | __ | __ | _ | [8 empty] | #DIV/0! | 0 | 0
___ | __ | __ | _ | [8 empty] | #DIV/0! | 0 | 0
___ | __ | __ | _ | [8 empty] | #DIV/0! | 0 | 0
___ | __ | __ | _ | [8 empty] | #DIV/0! | 0 | 0
___ | __ | __ | _ | [8 empty] | #DIV/0! | 0 | 0
___ | __ | __ | _ | [8 empty] | #DIV/0! | 0 | 0
___ | __ | __ | _ | [8 empty] | #DIV/0! | 0 | 0
___ | __ | __ | _ | [8 empty] | #DIV/0! | 0 | 0
___ | __ | __ | _ | [8 empty] | #DIV/0! | 0 | 0
___ | __ | __ | _ | [8 empty] | #DIV/0! | 0 | 0
___ | __ | __ | _ | [8 empty] | #DIV/0! | 0 | 0
___ | __ | __ | _ | [8 empty] | #DIV/0! | 0 | 0
___ | __ | __ | _ | [8 empty] | #DIV/0! | 0 | 0
___ | __ | __ | _ | [8 empty] | #DIV/0! | 0 | 0
___ | __ | __ | _ | [8 empty] | #DIV/0! | 0 | 0
___ | __ | __ | _ | [8 empty] | #DIV/0! | 0 | 0
___ | __ | __ | _ | [8 empty] | #DIV/0! | 0 | 0
___ | __ | __ | _ | [8 empty] | #DIV/0! | 0 | 0
___ | __ | __ | _ | [8 empty] | #DIV/0! | 0 | 0
___ | __ | __ | _ | [8 empty] | #DIV/0! | 0 | 0
___ | __ | __ | _ | [8 empty] | #DIV/0! | 0 | 0
___ | __ | __ | _ | [8 empty] | #DIV/0! | 0 | 0
___ | __ | __ | _ | [8 empty] | #DIV/0! | 0 | 0
___ | __ | __ | _ | [8 empty] | #DIV/0! | 0 | 0
___ | __ | __ | _ | [8 empty] | #DIV/0! | 0 | 0
___ | __ | __ | _ | [8 empty] | #DIV/0! | 0 | 0
___ | __ | __ | _ | [8 empty] | #DIV/0! | 0 | 0
___ | __ | __ | _ | [8 empty] | #DIV/0! | 0 | 0
___ | __ | __ | _ | [8 empty] | #DIV/0! | 0 | 0
___ | __ | __ | _ | [8 empty] | #DIV/0! | 0 | 0
___ | __ | __ | _ | [8 empty] | #DIV/0! | 0 | 0
___ | __ | __ | _ | [8 empty] | #DIV/0! | 0 | 0
___ | __ | __ | _ | [8 empty] | #DIV/0! | 0 | 0
___ | __ | __ | _ | [8 empty] | #DIV/0! | 0 | 0
___ | __ | __ | _ | [8 empty] | #DIV/0! | 0 | 0
___ | __ | __ | _ | [8 empty] | #DIV/0! | 0 | 0
___ | __ | __ | _ | [8 empty] | #DIV/0! | 0 | 0
___ | __ | __ | _ | [8 empty] | #DIV/0! | 0 | 0
___ | __ | __ | _ | [8 empty] | #DIV/0! | 0 | 0
___ | __ | __ | _ | [8 empty] | #DIV/0! | 0 | 0
___ | __ | __ | _ | [8 empty] | #DIV/0! | 0 | 0
___ | __ | __ | _ | [8 empty] | #DIV/0! | 0 | 0
___ | __ | __ | _ | [8 empty] | #DIV/0! | 0 | 0
___ | __ | __ | _ | [8 empty] | #DIV/0! | 0 | 0
___ | __ | __ | _ | [8 empty] | #DIV/0! | 0 | 0
___ | __ | __ | _ | [8 empty] | #DIV/0! | 0 | 0
___ | __ | __ | _ | [8 empty] | #DIV/0! | 0 | 0
___ | __ | __ | _ | [8 empty] | #DIV/0! | 0 | 0
___ | __ | __ | _ | [8 empty] | #DIV/0! | 0 | 0
___ | __ | __ | _ | [8 empty] | #DIV/0! | 0 | 0
___ | __ | __ | _ | [8 empty] | #DIV/0! | 0 | 0
___ | __ | __ | _ | [8 empty] | #DIV/0! | 0 | 0
___ | __ | __ | _ | [8 empty] | #DIV/0! | 0 | 0
___ | __ | __ | _ | [8 empty] | #DIV/0! | 0 | 0
___ | __ | __ | _ | [8 empty] | #DIV/0! | 0 | 0
___ | __ | __ | _ | [8 empty] | #DIV/0! | 0 | 0
___ | __ | __ | _ | [8 empty] | #DIV/0! | 0 | 0
___ | __ | __ | _ | [8 empty] | #DIV/0! | 0 | 0
___ | __ | __ | _ | [8 empty] | #DIV/0! | 0 | 0
___ | __ | __ | _ | [8 empty] | #DIV/0! | 0 | 0
___ | __ | __ | _ | [8 empty] | #DIV/0! | 0 | 0
___ | __ | __ | _ | [8 empty] | #DIV/0! | 0 | 0
___ | __ | __ | _ | [8 empty] | #DIV/0! | 0 | 0
___ | __ | __ | _ | [8 empty] | #DIV/0! | 0 | 0
___ | __ | __ | _ | [8 empty] | #DIV/0! | 0 | 0
___ | __ | __ | _ | [8 empty] | #DIV/0! | 0 | 0
___ | __ | __ | _ | [8 empty] | #DIV/0! | 0 | 0
___ | __ | __ | _ | [8 empty] | #DIV/0! | 0 | 0
___ | __ | __ | _ | [8 empty] | #DIV/0! | 0 | 0
___ | __ | __ | _ | [8 empty] | #DIV/0! | 0 | 0
___ | __ | __ | _ | [8 empty] | #DIV/0! | 0 | 0
___ | __ | __ | _ | [8 empty] | #DIV/0! | 0 | 0
___ | __ | __ | _ | [8 empty] | #DIV/0! | 0 | 0
___ | __ | __ | _ | [8 empty] | #DIV/0! | 0 | 0
___ | __ | __ | _ | [8 empty] | #DIV/0! | 0 | 0
___ | __ | __ | _ | [8 empty] | #DIV/0! | 0 | 0
___ | __ | __ | _ | [8 empty] | #DIV/0! | 0 | 0
___ | __ | __ | _ | [8 empty] | #DIV/0! | 0 | 0
___ | __ | __ | _ | [8 empty] | #DIV/0! | 0 | 0
___ | __ | __ | _ | [8 empty] | #DIV/0! | 0 | 0
___ | __ | __ | _ | [8 empty] | #DIV/0! | 0 | 0
___ | __ | __ | _ | [8 empty] | #DIV/0! | 0 | 0
___ | __ | __ | _ | [8 empty] | #DIV/0! | 0 | 0
___ | __ | __ | _ | [8 empty] | #DIV/0! | 0 | 0
___ | __ | __ | _ | [8 empty] | #DIV/0! | 0 | 0
___ | __ | __ | _ | [8 empty] | #DIV/0! | 0 | 0
___ | __ | __ | _ | [8 empty] | #DIV/0! | 0 | 0
___ | __ | __ | _ | [8 empty] | #DIV/0! | 0 | 0
___ | __ | __ | _ | [8 empty] | #DIV/0! | 0 | 0
___ | __ | __ | _ | [8 empty] | #DIV/0! | 0 | 0
___ | __ | __ | _ | [8 empty] | #DIV/0! | 0 | 0
___ | __ | __ | _ | [8 empty] | #DIV/0! | 0 | 0
___ | __ | __ | _ | [8 empty] | #DIV/0! | 0 | 0
___ | __ | __ | _ | [8 empty] | #DIV/0! | 0 | 0
___ | __ | __ | _ | [8 empty] | #DIV/0! | 0 | 0
___ | __ | __ | _ | [8 empty] | #DIV/0! | 0 | 0
___ | __ | __ | _ | [8 empty] | #DIV/0! | 0 | 0
___ | __ | __ | _ | [8 empty] | #DIV/0! | 0 | 0
___ | __ | __ | _ | [8 empty] | #DIV/0! | 0 | 0
___ | __ | __ | _ | [8 empty] | #DIV/0! | 0 | 0
___ | __ | __ | _ | [8 empty] | #DIV/0! | 0 | 0
___ | __ | __ | _ | [8 empty] | #DIV/0! | 0 | 0
___ | __ | __ | _ | [8 empty] | #DIV/0! | 0 | 0
___ | __ | __ | _ | [8 empty] | #DIV/0! | 0 | 0
___ | __ | __ | _ | [8 empty] | #DIV/0! | 0 | 0
___ | __ | __ | _ | [8 empty] | #DIV/0! | 0 | 0
___ | __ | __ | _ | [8 empty] | #DIV/0! | 0 | 0
___ | __ | __ | _ | [8 empty] | #DIV/0! | 0 | 0
___ | __ | __ | _ | [8 empty] | #DIV/0! | 0 | 0
___ | __ | __ | _ | [8 empty] | #DIV/0! | 0 | 0
___ | __ | __ | _ | [8 empty] | #DIV/0! | 0 | 0
___ | __ | __ | _ | [8 empty] | #DIV/0! | 0 | 0
___ | __ | __ | _ | [8 empty] | #DIV/0! | 0 | 0
___ | __ | __ | _ | [8 empty] | #DIV/0! | 0 | 0
___ | __ | __ | _ | [8 empty] | #DIV/0! | 0 | 0
___ | __ | __ | _ | [8 empty] | #DIV/0! | 0 | 0
___ | __ | __ | _ | [8 empty] | #DIV/0! | 0 | 0
___ | __ | __ | _ | [8 empty] | #DIV/0! | 0 | 0
___ | __ | __ | _ | [8 empty] | #DIV/0! | 0 | 0
___ | __ | __ | _ | [8 empty] | #DIV/0! | 0 | 0
___ | __ | __ | _ | [8 empty] | #DIV/0! | 0 | 0
___ | __ | __ | _ | [8 empty] | #DIV/0! | 0 | 0
___ | __ | __ | _ | [8 empty] | #DIV/0! | 0 | 0
___ | __ | __ | _ | [8 empty] | #DIV/0! | 0 | 0
___ | __ | __ | _ | [8 empty] | #DIV/0! | 0 | 0
___ | __ | __ | _ | [8 empty] | #DIV/0! | 0 | 0
___ | __ | __ | _ | [8 empty] | #DIV/0! | 0 | 0
___ | __ | __ | _ | [8 empty] | #DIV/0! | 0 | 0
___ | __ | __ | _ | [8 empty] | #DIV/0! | 0 | 0
___ | __ | __ | _ | [8 empty] | #DIV/0! | 0 | 0
___ | __ | __ | _ | [8 empty] | #DIV/0! | 0 | 0
___ | __ | __ | _ | [8 empty] | #DIV/0! | 0 | 0
___ | __ | __ | _ | [8 empty] | #DIV/0! | 0 | 0
___ | __ | __ | _ | [8 empty] | #DIV/0! | 0 | 0
___ | __ | __ | _ | [8 empty] | #DIV/0! | 0 | 0
___ | __ | __ | _ | [8 empty] | #DIV/0! | 0 | 0
___ | __ | __ | _ | [8 empty] | #DIV/0! | 0 | 0
___ | __ | __ | _ | [8 empty] | #DIV/0! | 0 | 0
___ | __ | __ | _ | [8 empty] | #DIV/0! | 0 | 0
___ | __ | __ | _ | [8 empty] | #DIV/0! | 0 | 0
___ | __ | __ | _ | [8 empty] | #DIV/0! | 0 | 0
___ | __ | __ | _ | [8 empty] | #DIV/0! | 0 | 0
___ | __ | __ | _ | [8 empty] | #DIV/0! | 0 | 0
___ | __ | __ | _ | [8 empty] | #DIV/0! | 0 | 0
___ | __ | __ | _ | [8 empty] | #DIV/0! | 0 | 0
___ | __ | __ | _ | [8 empty] | #DIV/0! | 0 | 0
___ | __ | __ | _ | [8 empty] | #DIV/0! | 0 | 0
___ | __ | __ | _ | [8 empty] | #DIV/0! | 0 | 0
___ | __ | __ | _ | [8 empty] | #DIV/0! | 0 | 0
___ | __ | __ | _ | [8 empty] | #DIV/0! | 0 | 0
___ | __ | __ | _ | [8 empty] | #DIV/0! | 0 | 0
___ | __ | __ | _ | [8 empty] | #DIV/0! | 0 | 0
___ | __ | __ | _ | [8 empty] | #DIV/0! | 0 | 0
___ | __ | __ | _ | [8 empty] | #DIV/0! | 0 | 0
___ | __ | __ | _ | [8 empty] | #DIV/0! | 0 | 0
___ | __ | __ | _ | [8 empty] | #DIV/0! | 0 | 0
___ | __ | __ | _ | [8 empty] | #DIV/0! | 0 | 0
___ | __ | __ | _ | [8 empty] | #DIV/0! | 0 | 0
___ | __ | __ | _ | [8 empty] | #DIV/0! | 0 | 0
___ | __ | __ | _ | [8 empty] | #DIV/0! | 0 | 0
___ | __ | __ | _ | [8 empty] | #DIV/0! | 0 | 0
___ | __ | __ | _ | [8 empty] | #DIV/0! | 0 | 0
___ | __ | __ | _ | [8 empty] | #DIV/0! | 0 | 0
___ | __ | __ | _ | [8 empty] | #DIV/0! | 0 | 0
___ | __ | __ | _ | [8 empty] | #DIV/0! | 0 | 0
___ | __ | __ | _ | [8 empty] | #DIV/0! | 0 | 0
___ | __ | __ | _ | [8 empty] | #DIV/0! | 0 | 0
___ | __ | __ | _ | [8 empty] | #DIV/0! | 0 | 0
___ | __ | __ | _ | [8 empty] | #DIV/0! | 0 | 0
___ | __ | __ | _ | [8 empty] | #DIV/0! | 0 | 0
___ | __ | __ | _ | [8 empty] | #DIV/0! | 0 | 0
___ | __ | __ | _ | [8 empty] | #DIV/0! | 0 | 0
___ | __ | __ | _ | [8 empty] | #DIV/0! | 0 | 0
___ | __ | __ | _ | [8 empty] | #DIV/0! | 0 | 0
___ | __ | __ | _ | [8 empty] | #DIV/0! | 0 | 0
___ | __ | __ | _ | [8 empty] | #DIV/0! | 0 | 0
___ | __ | __ | _ | [8 empty] | #DIV/0! | 0 | 0
___ | __ | __ | _ | [8 empty] | #DIV/0! | 0 | 0
___ | __ | __ | _ | [8 empty] | #DIV/0! | 0 | 0
___ | __ | __ | _ | [8 empty] | #DIV/0! | 0 | 0
___ | __ | __ | _ | [8 empty] | #DIV/0! | 0 | 0
___ | __ | __ | _ | [8 empty] | #DIV/0! | 0 | 0
___ | __ | __ | _ | [8 empty] | #DIV/0! | 0 | 0
___ | __ | __ | _ | [8 empty] | #DIV/0! | 0 | 0
___ | __ | __ | _ | [8 empty] | #DIV/0! | 0 | 0
___ | __ | __ | _ | [8 empty] | #DIV/0! | 0 | 0
___ | __ | __ | _ | [8 empty] | #DIV/0! | 0 | 0
___ | __ | __ | _ | [8 empty] | #DIV/0! | 0 | 0
___ | __ | __ | _ | [8 empty] | #DIV/0! | 0 | 0
___ | __ | __ | _ | [8 empty] | #DIV/0! | 0 | 0
___ | __ | __ | _ | [8 empty] | #DIV/0! | 0 | 0
___ | __ | __ | _ | [8 empty] | #DIV/0! | 0 | 0
___ | __ | __ | _ | [8 empty] | #DIV/0! | 0 | 0
___ | __ | __ | _ | [8 empty] | #DIV/0! | 0 | 0
___ | __ | __ | _ | [8 empty] | #DIV/0! | 0 | 0
___ | __ | __ | _ | [8 empty] | #DIV/0! | 0 | 0
___ | __ | __ | _ | [8 empty] | #DIV/0! | 0 | 0
___ | __ | __ | _ | [8 empty] | #DIV/0! | 0 | 0
___ | __ | __ | _ | [8 empty] | #DIV/0! | 0 | 0
___ | __ | __ | _ | [8 empty] | #DIV/0! | 0 | 0
___ | __ | __ | _ | [8 empty] | #DIV/0! | 0 | 0
___ | __ | __ | _ | [8 empty] | #DIV/0! | 0 | 0
___ | __ | __ | _ | [8 empty] | #DIV/0! | 0 | 0
___ | __ | __ | _ | [8 empty] | #DIV/0! | 0 | 0
___ | __ | __ | _ | [8 empty] | #DIV/0! | 0 | 0
___ | __ | __ | _ | [8 empty] | #DIV/0! | 0 | 0
___ | __ | __ | _ | [8 empty] | #DIV/0! | 0 | 0
___ | __ | __ | _ | [8 empty] | #DIV/0! | 0 | 0
___ | __ | __ | _ | [8 empty] | #DIV/0! | 0 | 0
___ | __ | __ | _ | [8 empty] | #DIV/0! | 0 | 0
___ | __ | __ | _ | [8 empty] | #DIV/0! | 0 | 0
___ | __ | __ | _ | [8 empty] | #DIV/0! | 0 | 0
___ | __ | __ | _ | [8 empty] | #DIV/0! | 0 | 0
___ | __ | __ | _ | [8 empty] | #DIV/0! | 0 | 0
___ | __ | __ | _ | [8 empty] | #DIV/0! | 0 | 0
___ | __ | __ | _ | [8 empty] | #DIV/0! | 0 | 0
___ | __ | __ | _ | [8 empty] | #DIV/0! | 0 | 0
___ | __ | __ | _ | [8 empty] | #DIV/0! | 0 | 0
___ | __ | __ | _ | [8 empty] | #DIV/0! | 0 | 0
___ | __ | __ | _ | [8 empty] | #DIV/0! | 0 | 0
___ | __ | __ | _ | [8 empty] | #DIV/0! | 0 | 0
___ | __ | __ | _ | [8 empty] | #DIV/0! | 0 | 0
___ | __ | __ | _ | [8 empty] | #DIV/0! | 0 | 0
___ | __ | __ | _ | [8 empty] | #DIV/0! | 0 | 0
___ | __ | __ | _ | [8 empty] | #DIV/0! | 0 | 0
___ | __ | __ | _ | [8 empty] | #DIV/0! | 0 | 0
___ | __ | __ | _ | [8 empty] | #DIV/0! | 0 | 0
___ | __ | __ | _ | [8 empty] | #DIV/0! | 0 | 0
___ | __ | __ | _ | [8 empty] | #DIV/0! | 0 | 0
___ | __ | __ | _ | [8 empty] | #DIV/0! | 0 | 0
___ | __ | __ | _ | [8 empty] | #DIV/0! | 0 | 0
___ | __ | __ | _ | [8 empty] | #DIV/0! | 0 | 0
___ | __ | __ | _ | [8 empty] | #DIV/0! | 0 | 0
___ | __ | __ | _ | [8 empty] | #DIV/0! | 0 | 0
___ | __ | __ | _ | [8 empty] | #DIV/0! | 0 | 0
___ | __ | __ | _ | [8 empty] | #DIV/0! | 0 | 0
___ | __ | __ | _ | [8 empty] | #DIV/0! | 0 | 0
___ | __ | __ | _ | [8 empty] | #DIV/0! | 0 | 0
___ | __ | __ | _ | [8 empty] | #DIV/0! | 0 | 0
___ | __ | __ | _ | [8 empty] | #DIV/0! | 0 | 0
___ | __ | __ | _ | [8 empty] | #DIV/0! | 0 | 0
___ | __ | __ | _ | [8 empty] | #DIV/0! | 0 | 0
___ | __ | __ | _ | [8 empty] | #DIV/0! | 0 | 0
___ | __ | __ | _ | [8 empty] | #DIV/0! | 0 | 0
___ | __ | __ | _ | [8 empty] | #DIV/0! | 0 | 0
___ | __ | __ | _ | [8 empty] | #DIV/0! | 0 | 0
___ | __ | __ | _ | [8 empty] | #DIV/0! | 0 | 0
___ | __ | __ | _ | [8 empty] | #DIV/0! | 0 | 0
___ | __ | __ | _ | [8 empty] | #DIV/0! | 0 | 0
___ | __ | __ | _ | [8 empty] | #DIV/0! | 0 | 0
___ | __ | __ | _ | [8 empty] | #DIV/0! | 0 | 0
___ | __ | __ | _ | [8 empty] | #DIV/0! | 0 | 0
___ | __ | __ | _ | [8 empty] | #DIV/0! | 0 | 0
___ | __ | __ | _ | [8 empty] | #DIV/0! | 0 | 0
___ | __ | __ | _ | [8 empty] | #DIV/0! | 0 | 0
___ | __ | __ | _ | [8 empty] | #DIV/0! | 0 | 0
___ | __ | __ | _ | [8 empty] | #DIV/0! | 0 | 0
___ | __ | __ | _ | [8 empty] | #DIV/0! | 0 | 0
___ | __ | __ | _ | [8 empty] | #DIV/0! | 0 | 0
___ | __ | __ | _ | [8 empty] | #DIV/0! | 0 | 0
___ | __ | __ | _ | [8 empty] | #DIV/0! | 0 | 0
___ | __ | __ | _ | [8 empty] | #DIV/0! | 0 | 0
___ | __ | __ | _ | [8 empty] | #DIV/0! | 0 | 0
___ | __ | __ | _ | [8 empty] | #DIV/0! | 0 | 0
___ | __ | __ | _ | [8 empty] | #DIV/0! | 0 | 0
___ | __ | __ | _ | [8 empty] | #DIV/0! | 0 | 0
___ | __ | __ | _ | [8 empty] | #DIV/0! | 0 | 0
___ | __ | __ | _ | [8 empty] | #DIV/0! | 0 | 0
___ | __ | __ | _ | [8 empty] | #DIV/0! | 0 | 0
___ | __ | __ | _ | [8 empty] | #DIV/0! | 0 | 0
___ | __ | __ | _ | [8 empty] | #DIV/0! | 0 | 0
___ | __ | __ | _ | [8 empty] | #DIV/0! | 0 | 0
___ | __ | __ | _ | [8 empty] | #DIV/0! | 0 | 0
___ | __ | __ | _ | [8 empty] | #DIV/0! | 0 | 0
___ | __ | __ | _ | [8 empty] | #DIV/0! | 0 | 0
___ | __ | __ | _ | [8 empty] | #DIV/0! | 0 | 0
___ | __ | __ | _ | [8 empty] | #DIV/0! | 0 | 0
___ | __ | __ | _ | [8 empty] | #DIV/0! | 0 | 0
___ | __ | __ | _ | [8 empty] | #DIV/0! | 0 | 0
___ | __ | __ | _ | [8 empty] | #DIV/0! | 0 | 0
___ | __ | __ | _ | [8 empty] | #DIV/0! | 0 | 0
___ | __ | __ | _ | [8 empty] | #DIV/0! | 0 | 0
___ | __ | __ | _ | [8 empty] | #DIV/0! | 0 | 0
___ | __ | __ | _ | [8 empty] | #DIV/0! | 0 | 0
___ | __ | __ | _ | [8 empty] | #DIV/0! | 0 | 0
___ | __ | __ | _ | [8 empty] | #DIV/0! | 0 | 0
___ | __ | __ | _ | [8 empty] | #DIV/0! | 0 | 0
___ | __ | __ | _ | [8 empty] | #DIV/0! | 0 | 0
___ | __ | __ | _ | [8 empty] | #DIV/0! | 0 | 0
___ | __ | __ | _ | [8 empty] | #DIV/0! | 0 | 0
___ | __ | __ | _ | [8 empty] | #DIV/0! | 0 | 0
___ | __ | __ | _ | [8 empty] | #DIV/0! | 0 | 0
___ | __ | __ | _ | [8 empty] | #DIV/0! | 0 | 0
___ | __ | __ | _ | [8 empty] | #DIV/0! | 0 | 0
___ | __ | __ | _ | [8 empty] | #DIV/0! | 0 | 0
___ | __ | __ | _ | [8 empty] | #DIV/0! | 0 | 0
___ | __ | __ | _ | [8 empty] | #DIV/0! | 0 | 0
___ | __ | __ | _ | [8 empty] | #DIV/0! | 0 | 0
___ | __ | __ | _ | [8 empty] | #DIV/0! | 0 | 0
___ | __ | __ | _ | [8 empty] | #DIV/0! | 0 | 0
___ | __ | __ | _ | [8 empty] | #DIV/0! | 0 | 0
___ | __ | __ | _ | [8 empty] | #DIV/0! | 0 | 0
___ | __ | __ | _ | [8 empty] | #DIV/0! | 0 | 0
___ | __ | __ | _ | [8 empty] | #DIV/0! | 0 | 0
___ | __ | __ | _ | [8 empty] | #DIV/0! | 0 | 0
___ | __ | __ | _ | [8 empty] | #DIV/0! | 0 | 0
___ | __ | __ | _ | [8 empty] | #DIV/0! | 0 | 0
___ | __ | __ | _ | [8 empty] | #DIV/0! | 0 | 0
___ | __ | __ | _ | [8 empty] | #DIV/0! | 0 | 0
___ | __ | __ | _ | [8 empty] | #DIV/0! | 0 | 0
___ | __ | __ | _ | [8 empty] | #DIV/0! | 0 | 0
___ | __ | __ | _ | [8 empty] | #DIV/0! | 0 | 0
___ | __ | __ | _ | [8 empty] | #DIV/0! | 0 | 0
___ | __ | __ | _ | [8 empty] | #DIV/0! | 0 | 0
___ | __ | __ | _ | [8 empty] | #DIV/0! | 0 | 0
___ | __ | __ | _ | [8 empty] | #DIV/0! | 0 | 0
___ | __ | __ | _ | [8 empty] | #DIV/0! | 0 | 0
___ | __ | __ | _ | [8 empty] | #DIV/0! | 0 | 0
___ | __ | __ | _ | [8 empty] | #DIV/0! | 0 | 0
___ | __ | __ | _ | [8 empty] | #DIV/0! | 0 | 0
___ | __ | __ | _ | [8 empty] | #DIV/0! | 0 | 0
___ | __ | __ | _ | [8 empty] | #DIV/0! | 0 | 0
___ | __ | __ | _ | [8 empty] | #DIV/0! | 0 | 0
___ | __ | __ | _ | [8 empty] | #DIV/0! | 0 | 0
___ | __ | __ | _ | [8 empty] | #DIV/0! | 0 | 0
___ | __ | __ | _ | [8 empty] | #DIV/0! | 0 | 0
___ | __ | __ | _ | [8 empty] | #DIV/0! | 0 | 0
___ | __ | __ | _ | [8 empty] | #DIV/0! | 0 | 0
___ | __ | __ | _ | [8 empty] | #DIV/0! | 0 | 0
___ | __ | __ | _ | [8 empty] | #DIV/0! | 0 | 0
___ | __ | __ | _ | [8 empty] | #DIV/0! | 0 | 0
___ | __ | __ | _ | [8 empty] | #DIV/0! | 0 | 0
___ | __ | __ | _ | [8 empty] | #DIV/0! | 0 | 0
___ | __ | __ | _ | [8 empty] | #DIV/0! | 0 | 0
___ | __ | __ | _ | [8 empty] | #DIV/0! | 0 | 0
___ | __ | __ | _ | [8 empty] | #DIV/0! | 0 | 0
___ | __ | __ | _ | [8 empty] | #DIV/0! | 0 | 0
___ | __ | __ | _ | [8 empty] | #DIV/0! | 0 | 0
___ | __ | __ | _ | [8 empty] | #DIV/0! | 0 | 0
___ | __ | __ | _ | [8 empty] | #DIV/0! | 0 | 0
___ | __ | __ | _ | [8 empty] | #DIV/0! | 0 | 0
___ | __ | __ | _ | [8 empty] | #DIV/0! | 0 | 0
___ | __ | __ | _ | [8 empty] | #DIV/0! | 0 | 0
___ | __ | __ | _ | [8 empty] | #DIV/0! | 0 | 0
___ | __ | __ | _ | [8 empty] | #DIV/0! | 0 | 0
___ | __ | __ | _ | [8 empty] | #DIV/0! | 0 | 0
___ | __ | __ | _ | [8 empty] | #DIV/0! | 0 | 0
___ | __ | __ | _ | [8 empty] | #DIV/0! | 0 | 0
___ | __ | __ | _ | [8 empty] | #DIV/0! | 0 | 0
___ | __ | __ | _ | [8 empty] | #DIV/0! | 0 | 0
___ | __ | __ | _ | [8 empty] | #DIV/0! | 0 | 0
___ | __ | __ | _ | [8 empty] | #DIV/0! | 0 | 0
___ | __ | __ | _ | [8 empty] | #DIV/0! | 0 | 0
___ | __ | __ | _ | [8 empty] | #DIV/0! | 0 | 0
___ | __ | __ | _ | [8 empty] | #DIV/0! | 0 | 0
___ | __ | __ | _ | [8 empty] | #DIV/0! | 0 | 0
___ | __ | __ | _ | [8 empty] | #DIV/0! | 0 | 0
___ | __ | __ | _ | [8 empty] | #DIV/0! | 0 | 0
___ | __ | __ | _ | [8 empty] | #DIV/0! | 0 | 0
___ | __ | __ | _ | [8 empty] | #DIV/0! | 0 | 0
___ | __ | __ | _ | [8 empty] | #DIV/0! | 0 | 0
___ | __ | __ | _ | [8 empty] | #DIV/0! | 0 | 0
___ | __ | __ | _ | [8 empty] | #DIV/0! | 0 | 0
___ | __ | __ | _ | [8 empty] | #DIV/0! | 0 | 0
___ | __ | __ | _ | [8 empty] | #DIV/0! | 0 | 0
___ | __ | __ | _ | [8 empty] | #DIV/0! | 0 | 0
___ | __ | __ | _ | [8 empty] | #DIV/0! | 0 | 0
___ | __ | __ | _ | [8 empty] | #DIV/0! | 0 | 0
___ | __ | __ | _ | [8 empty] | #DIV/0! | 0 | 0
___ | __ | __ | _ | [8 empty] | #DIV/0! | 0 | 0
___ | __ | __ | _ | [8 empty] | #DIV/0! | 0 | 0
___ | __ | __ | _ | [8 empty] | #DIV/0! | 0 | 0
___ | __ | __ | _ | [8 empty] | #DIV/0! | 0 | 0
___ | __ | __ | _ | [8 empty] | #DIV/0! | 0 | 0
___ | __ | __ | _ | [8 empty] | #DIV/0! | 0 | 0
___ | __ | __ | _ | [8 empty] | #DIV/0! | 0 | 0
___ | __ | __ | _ | [8 empty] | #DIV/0! | 0 | 0
___ | __ | __ | _ | [8 empty] | #DIV/0! | 0 | 0
___ | __ | __ | _ | [8 empty] | #DIV/0! | 0 | 0
___ | __ | __ | _ | [8 empty] | #DIV/0! | 0 | 0
___ | __ | __ | _ | [8 empty] | #DIV/0! | 0 | 0
___ | __ | __ | _ | [8 empty] | #DIV/0! | 0 | 0
___ | __ | __ | _ | [8 empty] | #DIV/0! | 0 | 0
___ | __ | __ | _ | [8 empty] | #DIV/0! | 0 | 0
___ | __ | __ | _ | [8 empty] | #DIV/0! | 0 | 0
___ | __ | __ | _ | [8 empty] | #DIV/0! | 0 | 0
___ | __ | __ | _ | [8 empty] | #DIV/0! | 0 | 0
___ | __ | __ | _ | [8 empty] | #DIV/0! | 0 | 0
___ | __ | __ | _ | [8 empty] | #DIV/0! | 0 | 0
___ | __ | __ | _ | [8 empty] | #DIV/0! | 0 | 0
___ | __ | __ | _ | [8 empty] | #DIV/0! | 0 | 0
___ | __ | __ | _ | [8 empty] | #DIV/0! | 0 | 0
___ | __ | __ | _ | [8 empty] | #DIV/0! | 0 | 0
___ | __ | __ | _ | [8 empty] | #DIV/0! | 0 | 0
___ | __ | __ | _ | [8 empty] | #DIV/0! | 0 | 0
___ | __ | __ | _ | [8 empty] | #DIV/0! | 0 | 0
___ | __ | __ | _ | [8 empty] | #DIV/0! | 0 | 0
___ | __ | __ | _ | [8 empty] | #DIV/0! | 0 | 0
___ | __ | __ | _ | [8 empty] | #DIV/0! | 0 | 0
___ | __ | __ | _ | [8 empty] | #DIV/0! | 0 | 0
___ | __ | __ | _ | [8 empty] | #DIV/0! | 0 | 0
___ | __ | __ | _ | [8 empty] | #DIV/0! | 0 | 0
___ | __ | __ | _ | [8 empty] | #DIV/0! | 0 | 0
___ | __ | __ | _ | [8 empty] | #DIV/0! | 0 | 0
___ | __ | __ | _ | [8 empty] | #DIV/0! | 0 | 0
___ | __ | __ | _ | [8 empty] | #DIV/0! | 0 | 0
___ | __ | __ | _ | [8 empty] | #DIV/0! | 0 | 0
___ | __ | __ | _ | [8 empty] | #DIV/0! | 0 | 0
___ | __ | __ | _ | [8 empty] | #DIV/0! | 0 | 0
___ | __ | __ | _ | [8 empty] | #DIV/0! | 0 | 0
___ | __ | __ | _ | [8 empty] | #DIV/0! | 0 | 0
___ | __ | __ | _ | [8 empty] | #DIV/0! | 0 | 0
___ | __ | __ | _ | [8 empty] | #DIV/0! | 0 | 0
___ | __ | __ | _ | [8 empty] | #DIV/0! | 0 | 0
___ | __ | __ | _ | [8 empty] | #DIV/0! | 0 | 0
___ | __ | __ | _ | [8 empty] | #DIV/0! | 0 | 0
___ | __ | __ | _ | [8 empty] | #DIV/0! | 0 | 0
___ | __ | __ | _ | [8 empty] | #DIV/0! | 0 | 0
___ | __ | __ | _ | [8 empty] | #DIV/0! | 0 | 0
___ | __ | __ | _ | [8 empty] | #DIV/0! | 0 | 0
___ | __ | __ | _ | [8 empty] | #DIV/0! | 0 | 0
___ | __ | __ | _ | [8 empty] | #DIV/0! | 0 | 0
___ | __ | __ | _ | [8 empty] | #DIV/0! | 0 | 0
___ | __ | __ | _ | [8 empty] | #DIV/0! | 0 | 0
___ | __ | __ | _ | [8 empty] | #DIV/0! | 0 | 0
___ | __ | __ | _ | [8 empty] | #DIV/0! | 0 | 0
___ | __ | __ | _ | [8 empty] | #DIV/0! | 0 | 0
___ | __ | __ | _ | [8 empty] | #DIV/0! | 0 | 0
___ | __ | __ | _ | [8 empty] | #DIV/0! | 0 | 0
___ | __ | __ | _ | [8 empty] | #DIV/0! | 0 | 0
___ | __ | __ | _ | [8 empty] | #DIV/0! | 0 | 0
___ | __ | __ | _ | [8 empty] | #DIV/0! | 0 | 0
___ | __ | __ | _ | [8 empty] | #DIV/0! | 0 | 0
___ | __ | __ | _ | [8 empty] | #DIV/0! | 0 | 0
___ | __ | __ | _ | [8 empty] | #DIV/0! | 0 | 0
___ | __ | __ | _ | [8 empty] | #DIV/0! | 0 | 0
___ | __ | __ | _ | [8 empty] | #DIV/0! | 0 | 0
___ | __ | __ | _ | [8 empty] | #DIV/0! | 0 | 0
___ | __ | __ | _ | [8 empty] | #DIV/0! | 0 | 0
___ | __ | __ | _ | [8 empty] | #DIV/0! | 0 | 0
___ | __ | __ | _ | [8 empty] | #DIV/0! | 0 | 0
___ | __ | __ | _ | [8 empty] | #DIV/0! | 0 | 0
___ | __ | __ | _ | [8 empty] | #DIV/0! | 0 | 0
___ | __ | __ | _ | [8 empty] | #DIV/0! | 0 | 0
___ | __ | __ | _ | [8 empty] | #DIV/0! | 0 | 0
___ | __ | __ | _ | [8 empty] | #DIV/0! | 0 | 0
___ | __ | __ | _ | [8 empty] | #DIV/0! | 0 | 0
___ | __ | __ | _ | [8 empty] | #DIV/0! | 0 | 0
___ | __ | __ | _ | [8 empty] | #DIV/0! | 0 | 0
___ | __ | __ | _ | [8 empty] | #DIV/0! | 0 | 0
___ | __ | __ | _ | [8 empty] | #DIV/0! | 0 | 0
___ | __ | __ | _ | [8 empty] | #DIV/0! | 0 | 0
___ | __ | __ | _ | [8 empty] | #DIV/0! | 0 | 0
___ | __ | __ | _ | [8 empty] | #DIV/0! | 0 | 0
___ | __ | __ | _ | [8 empty] | #DIV/0! | 0 | 0
___ | __ | __ | _ | [8 empty] | #DIV/0! | 0 | 0
___ | __ | __ | _ | [8 empty] | #DIV/0! | 0 | 0
___ | __ | __ | _ | [8 empty] | #DIV/0! | 0 | 0
___ | __ | __ | _ | [8 empty] | #DIV/0! | 0 | 0
___ | __ | __ | _ | [8 empty] | #DIV/0! | 0 | 0
___ | __ | __ | _ | [8 empty] | #DIV/0! | 0 | 0
___ | __ | __ | _ | [8 empty] | #DIV/0! | 0 | 0
___ | __ | __ | _ | [8 empty] | #DIV/0! | 0 | 0
___ | __ | __ | _ | [8 empty] | #DIV/0! | 0 | 0
___ | __ | __ | _ | [8 empty] | #DIV/0! | 0 | 0
___ | __ | __ | _ | [8 empty] | #DIV/0! | 0 | 0
___ | __ | __ | _ | [8 empty] | #DIV/0! | 0 | 0
___ | __ | __ | _ | [8 empty] | #DIV/0! | 0 | 0
___ | __ | __ | _ | [8 empty] | #DIV/0! | 0 | 0
___ | __ | __ | _ | [8 empty] | #DIV/0! | 0 | 0
___ | __ | __ | _ | [8 empty] | #DIV/0! | 0 | 0
___ | __ | __ | _ | [8 empty] | #DIV/0! | 0 | 0
___ | __ | __ | _ | [8 empty] | #DIV/0! | 0 | 0
___ | __ | __ | _ | [8 empty] | #DIV/0! | 0 | 0
___ | __ | __ | _ | [8 empty] | #DIV/0! | 0 | 0
___ | __ | __ | _ | [8 empty] | #DIV/0! | 0 | 0
___ | __ | __ | _ | [8 empty] | #DIV/0! | 0 | 0
___ | __ | __ | _ | [8 empty] | #DIV/0! | 0 | 0
___ | __ | __ | _ | [8 empty] | #DIV/0! | 0 | 0
___ | __ | __ | _ | [8 empty] | #DIV/0! | 0 | 0
___ | __ | __ | _ | [8 empty] | #DIV/0! | 0 | 0
___ | __ | __ | _ | [8 empty] | #DIV/0! | 0 | 0
___ | __ | __ | _ | [8 empty] | #DIV/0! | 0 | 0
___ | __ | __ | _ | [8 empty] | #DIV/0! | 0 | 0
___ | __ | __ | _ | [8 empty] | #DIV/0! | 0 | 0
___ | __ | __ | _ | [8 empty] | #DIV/0! | 0 | 0
___ | __ | __ | _ | [8 empty] | #DIV/0! | 0 | 0
___ | __ | __ | _ | [8 empty] | #DIV/0! | 0 | 0
___ | __ | __ | _ | [8 empty] | #DIV/0! | 0 | 0
___ | __ | __ | _ | [8 empty] | #DIV/0! | 0 | 0
___ | __ | __ | _ | [8 empty] | #DIV/0! | 0 | 0
___ | __ | __ | _ | [8 empty] | #DIV/0! | 0 | 0
___ | __ | __ | _ | [8 empty] | #DIV/0! | 0 | 0
___ | __ | __ | _ | [8 empty] | #DIV/0! | 0 | 0
___ | __ | __ | _ | [8 empty] | #DIV/0! | 0 | 0
___ | __ | __ | _ | [8 empty] | #DIV/0! | 0 | 0
___ | __ | __ | _ | [8 empty] | #DIV/0! | 0 | 0
___ | __ | __ | _ | [8 empty] | #DIV/0! | 0 | 0
___ | __ | __ | _ | [8 empty] | #DIV/0! | 0 | 0
___ | __ | __ | _ | [8 empty] | #DIV/0! | 0 | 0
___ | __ | __ | _ | [8 empty] | #DIV/0! | 0 | 0
___ | __ | __ | _ | [8 empty] | #DIV/0! | 0 | 0
___ | __ | __ | _ | [8 empty] | #DIV/0! | 0 | 0
___ | __ | __ | _ | [8 empty] | #DIV/0! | 0 | 0
___ | __ | __ | _ | [8 empty] | #DIV/0! | 0 | 0
___ | __ | __ | _ | [8 empty] | #DIV/0! | 0 | 0
___ | __ | __ | _ | [8 empty] | #DIV/0! | 0 | 0
___ | __ | __ | _ | [8 empty] | #DIV/0! | 0 | 0
___ | __ | __ | _ | [8 empty] | #DIV/0! | 0 | 0
___ | __ | __ | _ | [8 empty] | #DIV/0! | 0 | 0
___ | __ | __ | _ | [8 empty] | #DIV/0! | 0 | 0
___ | __ | __ | _ | [8 empty] | #DIV/0! | 0 | 0
___ | __ | __ | _ | [8 empty] | #DIV/0! | 0 | 0
___ | __ | __ | _ | [8 empty] | #DIV/0! | 0 | 0
___ | __ | __ | _ | [8 empty] | #DIV/0! | 0 | 0
___ | __ | __ | _ | [8 empty] | #DIV/0! | 0 | 0
___ | __ | __ | _ | [8 empty] | #DIV/0! | 0 | 0
___ | __ | __ | _ | [8 empty] | #DIV/0! | 0 | 0
___ | __ | __ | _ | [8 empty] | #DIV/0! | 0 | 0
___ | __ | __ | _ | [8 empty] | #DIV/0! | 0 | 0
___ | __ | __ | _ | [8 empty] | #DIV/0! | 0 | 0
___ | __ | __ | _ | [8 empty] | #DIV/0! | 0 | 0
___ | __ | __ | _ | [8 empty] | #DIV/0! | 0 | 0
___ | __ | __ | _ | [8 empty] | #DIV/0! | 0 | 0
___ | __ | __ | _ | [8 empty] | #DIV/0! | 0 | 0
___ | __ | __ | _ | [8 empty] | #DIV/0! | 0 | 0
___ | __ | __ | _ | [8 empty] | #DIV/0! | 0 | 0
___ | __ | __ | _ | [8 empty] | #DIV/0! | 0 | 0
___ | __ | __ | _ | [8 empty] | #DIV/0! | 0 | 0
___ | __ | __ | _ | [8 empty] | #DIV/0! | 0 | 0
___ | __ | __ | _ | [8 empty] | #DIV/0! | 0 | 0
___ | __ | __ | _ | [8 empty] | #DIV/0! | 0 | 0
___ | __ | __ | _ | [8 empty] | #DIV/0! | 0 | 0
___ | __ | __ | _ | [8 empty] | #DIV/0! | 0 | 0
___ | __ | __ | _ | [8 empty] | #DIV/0! | 0 | 0
___ | __ | __ | _ | [8 empty] | #DIV/0! | 0 | 0
___ | __ | __ | _ | [8 empty] | #DIV/0! | 0 | 0
___ | __ | __ | _ | [8 empty] | #DIV/0! | 0 | 0
___ | __ | __ | _ | [8 empty] | #DIV/0! | 0 | 0
___ | __ | __ | _ | [8 empty] | #DIV/0! | 0 | 0
___ | __ | __ | _ | [8 empty] | #DIV/0! | 0 | 0
___ | __ | __ | _ | [8 empty] | #DIV/0! | 0 | 0
___ | __ | __ | _ | [8 empty] | #DIV/0! | 0 | 0
___ | __ | __ | _ | [8 empty] | #DIV/0! | 0 | 0
___ | __ | __ | _ | [8 empty] | #DIV/0! | 0 | 0
___ | __ | __ | _ | [8 empty] | #DIV/0! | 0 | 0
___ | __ | __ | _ | [8 empty] | #DIV/0! | 0 | 0
___ | __ | __ | _ | [8 empty] | #DIV/0! | 0 | 0
___ | __ | __ | _ | [8 empty] | #DIV/0! | 0 | 0
___ | __ | __ | _ | [8 empty] | #DIV/0! | 0 | 0
___ | __ | __ | _ | [8 empty] | #DIV/0! | 0 | 0
___ | __ | __ | _ | [8 empty] | #DIV/0! | 0 | 0
___ | __ | __ | _ | [8 empty] | #DIV/0! | 0 | 0
___ | __ | __ | _ | [8 empty] | #DIV/0! | 0 | 0
___ | __ | __ | _ | [8 empty] | #DIV/0! | 0 | 0
___ | __ | __ | _ | [8 empty] | #DIV/0! | 0 | 0
___ | __ | __ | _ | [8 empty] | #DIV/0! | 0 | 0
___ | __ | __ | _ | [8 empty] | #DIV/0! | 0 | 0
___ | __ | __ | _ | [8 empty] | #DIV/0! | 0 | 0
___ | __ | __ | _ | [8 empty] | #DIV/0! | 0 | 0
___ | __ | __ | _ | [8 empty] | #DIV/0! | 0 | 0
___ | __ | __ | _ | [8 empty] | #DIV/0! | 0 | 0
___ | __ | __ | _ | [8 empty] | #DIV/0! | 0 | 0
___ | __ | __ | _ | [8 empty] | #DIV/0! | 0 | 0
___ | __ | __ | _ | [8 empty] | #DIV/0! | 0 | 0
___ | __ | __ | _ | [8 empty] | #DIV/0! | 0 | 0
___ | __ | __ | _ | [8 empty] | #DIV/0! | 0 | 0
___ | __ | __ | _ | [8 empty] | #DIV/0! | 0 | 0
___ | __ | __ | _ | [8 empty] | #DIV/0! | 0 | 0
___ | __ | __ | _ | [8 empty] | #DIV/0! | 0 | 0
___ | __ | __ | _ | [8 empty] | #DIV/0! | 0 | 0
___ | __ | __ | _ | [8 empty] | #DIV/0! | 0 | 0
___ | __ | __ | _ | [8 empty] | #DIV/0! | 0 | 0
___ | __ | __ | _ | [8 empty] | #DIV/0! | 0 | 0
___ | __ | __ | _ | [8 empty] | #DIV/0! | 0 | 0
___ | __ | __ | _ | [8 empty] | #DIV/0! | 0 | 0
___ | __ | __ | _ | [8 empty] | #DIV/0! | 0 | 0
___ | __ | __ | _ | [8 empty] | #DIV/0! | 0 | 0
___ | __ | __ | _ | [8 empty] | #DIV/0! | 0 | 0
___ | __ | __ | _ | [8 empty] | #DIV/0! | 0 | 0
___ | __ | __ | _ | [8 empty] | #DIV/0! | 0 | 0
___ | __ | __ | _ | [8 empty] | #DIV/0! | 0 | 0
___ | __ | __ | _ | [8 empty] | #DIV/0! | 0 | 0
___ | __ | __ | _ | [8 empty] | #DIV/0! | 0 | 0
___ | __ | __ | _ | [8 empty] | #DIV/0! | 0 | 0
___ | __ | __ | _ | [8 empty] | #DIV/0! | 0 | 0
___ | __ | __ | _ | [8 empty] | #DIV/0! | 0 | 0
___ | __ | __ | _ | [8 empty] | #DIV/0! | 0 | 0
___ | __ | __ | _ | [8 empty] | #DIV/0! | 0 | 0
___ | __ | __ | _ | [8 empty] | #DIV/0! | 0 | 0
___ | __ | __ | _ | [8 empty] | #DIV/0! | 0 | 0
___ | __ | __ | _ | [8 empty] | #DIV/0! | 0 | 0
___ | __ | __ | _ | [8 empty] | #DIV/0! | 0 | 0
___ | __ | __ | _ | [8 empty] | #DIV/0! | 0 | 0
___ | __ | __ | _ | [8 empty] | #DIV/0! | 0 | 0
___ | __ | __ | _ | [8 empty] | #DIV/0! | 0 | 0
___ | __ | __ | _ | [8 empty] | #DIV/0! | 0 | 0
___ | __ | __ | _ | [8 empty] | #DIV/0! | 0 | 0
___ | __ | __ | _ | [8 empty] | #DIV/0! | 0 | 0
___ | __ | __ | _ | [8 empty] | #DIV/0! | 0 | 0
___ | __ | __ | _ | [8 empty] | #DIV/0! | 0 | 0
___ | __ | __ | _ | [8 empty] | #DIV/0! | 0 | 0
___ | __ | __ | _ | [8 empty] | #DIV/0! | 0 | 0
___ | __ | __ | _ | [8 empty] | #DIV/0! | 0 | 0
___ | __ | __ | _ | [8 empty] | #DIV/0! | 0 | 0
___ | __ | __ | _ | [8 empty] | #DIV/0! | 0 | 0
___ | __ | __ | _ | [8 empty] | #DIV/0! | 0 | 0
___ | __ | __ | _ | [8 empty] | #DIV/0! | 0 | 0
___ | __ | __ | _ | [8 empty] | #DIV/0! | 0 | 0
___ | __ | __ | _ | [8 empty] | #DIV/0! | 0 | 0
___ | __ | __ | _ | [8 empty] | #DIV/0! | 0 | 0
___ | __ | __ | _ | [8 empty] | #DIV/0! | 0 | 0
___ | __ | __ | _ | [8 empty] | #DIV/0! | 0 | 0
___ | __ | __ | _ | [8 empty] | #DIV/0! | 0 | 0
___ | __ | __ | _ | [8 empty] | #DIV/0! | 0 | 0
___ | __ | __ | _ | [8 empty] | #DIV/0! | 0 | 0
___ | __ | __ | _ | [8 empty] | #DIV/0! | 0 | 0
___ | __ | __ | _ | [8 empty] | #DIV/0! | 0 | 0
___ | __ | __ | _ | [8 empty] | #DIV/0! | 0 | 0
___ | __ | __ | _ | [8 empty] | #DIV/0! | 0 | 0
___ | __ | __ | _ | [8 empty] | #DIV/0! | 0 | 0
___ | __ | __ | _ | [8 empty] | #DIV/0! | 0 | 0
___ | __ | __ | _ | [8 empty] | #DIV/0! | 0 | 0
___ | __ | __ | _ | [8 empty] | #DIV/0! | 0 | 0
___ | __ | __ | _ | [8 empty] | #DIV/0! | 0 | 0
___ | __ | __ | _ | [8 empty] | #DIV/0! | 0 | 0
___ | __ | __ | _ | [8 empty] | #DIV/0! | 0 | 0
___ | __ | __ | _ | [8 empty] | #DIV/0! | 0 | 0
___ | __ | __ | _ | [8 empty] | #DIV/0! | 0 | 0
___ | __ | __ | _ | [8 empty] | #DIV/0! | 0 | 0
___ | __ | __ | _ | [8 empty] | #DIV/0! | 0 | 0
___ | __ | __ | _ | [8 empty] | #DIV/0! | 0 | 0
___ | __ | __ | _ | [8 empty] | #DIV/0! | 0 | 0
___ | __ | __ | _ | [8 empty] | #DIV/0! | 0 | 0
___ | __ | __ | _ | [8 empty] | #DIV/0! | 0 | 0
___ | __ | __ | _ | [8 empty] | #DIV/0! | 0 | 0
___ | __ | __ | _ | [8 empty] | #DIV/0! | 0 | 0
___ | __ | __ | _ | [8 empty] | #DIV/0! | 0 | 0
___ | __ | __ | _ | [8 empty] | #DIV/0! | 0 | 0
___ | __ | __ | _ | [8 empty] | #DIV/0! | 0 | 0
___ | __ | __ | _ | [8 empty] | #DIV/0! | 0 | 0
___ | __ | __ | _ | [8 empty] | #DIV/0! | 0 | 0
___ | __ | __ | _ | [8 empty] | #DIV/0! | 0 | 0
___ | __ | __ | _ | [8 empty] | #DIV/0! | 0 | 0
___ | __ | __ | _ | [8 empty] | #DIV/0! | 0 | 0
[12 empty] | #DIV/0! | 0 | 0
[12 empty] | #DIV/0! | 0 | 0
[12 empty] | #DIV/0! | 0 | 0
[12 empty] | #DIV/0! | 0 | 0
[12 empty] | #DIV/0! | 0 | 0
[12 empty] | #DIV/0! | 0 | 0
[12 empty] | #DIV/0! | 0 | 0
[12 empty] | #DIV/0! | 0 | 0
[12 empty] | #DIV/0! | 0 | 0
[12 empty] | #DIV/0! | 0 | 0
[12 empty] | #DIV/0! | 0 | 0
[12 empty] | #DIV/0! | 0 | 0
[12 empty] | #DIV/0! | 0 | 0
[12 empty] | #DIV/0! | 0 | 0
[12 empty] | #DIV/0! | 0 | 0
[12 empty] | #DIV/0! | 0 | 0
[12 empty] | #DIV/0! | 0 | 0
[12 empty] | #DIV/0! | 0 | 0
[12 empty] | #DIV/0! | 0 | 0
[12 empty] | #DIV/0! | 0 | 0
[12 empty] | #DIV/0! | 0 | 0
[12 empty] | #DIV/0! | 0 | 0
[12 empty] | #DIV/0! | 0 | 0
[12 empty] | #DIV/0! | 0 | 0
[12 empty] | #DIV/0! | 0 | 0
[12 empty] | #DIV/0! | 0 | 0
[12 empty] | #DIV/0! | 0 | 0
[12 empty] | #DIV/0! | 0 | 0
[12 empty] | #DIV/0! | 0 | 0
[12 empty] | #DIV/0! | 0 | 0
[12 empty] | #DIV/0! | 0 | 0
[12 empty] | #DIV/0! | 0 | 0
[12 empty] | #DIV/0! | 0 | 0
[12 empty] | #DIV/0! | 0 | 0
[12 empty] | #DIV/0! | 0 | 0
[12 empty] | #DIV/0! | 0 | 0
[12 empty] | #DIV/0! | 0 | 0
[12 empty] | #DIV/0! | 0 | 0
[12 empty] | #DIV/0! | 0 | 0
[12 empty] | #DIV/0! | 0 | 0
[12 empty] | #DIV/0! | 0 | 0
[12 empty] | #DIV/0! | 0 | 0
[12 empty] | #DIV/0! | 0 | 0
[12 empty] | #DIV/0! | 0 | 0
[12 empty] | #DIV/0! | 0 | 0
[12 empty] | #DIV/0! | 0 | 0
[12 empty] | #DIV/0! | 0 | 0
[12 empty] | #DIV/0! | 0 | 0
[12 empty] | #DIV/0! | 0 | 0
[12 empty] | #DIV/0! | 0 | 0
[12 empty] | #DIV/0! | 0 | 0
[12 empty] | #DIV/0! | 0 | 0
[12 empty] | #DIV/0! | 0 | 0
[12 empty] | #DIV/0! | 0 | 0
[12 empty] | #DIV/0! | 0 | 0
[12 empty] | #DIV/0! | 0 | 0
[12 empty] | #DIV/0! | 0 | 0
[12 empty] | #DIV/0! | 0 | 0
[12 empty] | #DIV/0! | 0 | 0
[12 empty] | #DIV/0! | 0 | 0
[12 empty] | #DIV/0! | 0 | 0
[12 empty] | #DIV/0! | 0 | 0
[12 empty] | #DIV/0! | 0 | 0
[12 empty] | #DIV/0! | 0 | 0
[12 empty] | #DIV/0! | 0 | 0
[12 empty] | #DIV/0! | 0 | 0
[12 empty] | #DIV/0! | 0 | 0
[12 empty] | #DIV/0! | 0 | 0
[12 empty] | #DIV/0! | 0 | 0
[12 empty] | #DIV/0! | 0 | 0
[12 empty] | #DIV/0! | 0 | 0
[12 empty] | #DIV/0! | 0 | 0
[12 empty] | #DIV/0! | 0 | 0
[12 empty] | #DIV/0! | 0 | 0
[12 empty] | #DIV/0! | 0 | 0
[12 empty] | #DIV/0! | 0 | 0
[12 empty] | #DIV/0! | 0 | 0
[12 empty] | #DIV/0! | 0 | 0
[12 empty] | #DIV/0! | 0 | 0
[12 empty] | #DIV/0! | 0 | 0
[12 empty] | #DIV/0! | 0 | 0
[12 empty] | #DIV/0! | 0 | 0
[12 empty] | #DIV/0! | 0 | 0
[12 empty] | #DIV/0! | 0 | 0
[12 empty] | #DIV/0! | 0 | 0
[12 empty] | #DIV/0! | 0 | 0
[12 empty] | #DIV/0! | 0 | 0
[12 empty] | #DIV/0! | 0 | 0
[12 empty] | #DIV/0! | 0 | 0
[12 empty] | #DIV/0! | 0 | 0
[12 empty] | #DIV/0! | 0 | 0
[12 empty] | #DIV/0! | 0 | 0
[12 empty] | #DIV/0! | 0 | 0
[12 empty] | #DIV/0! | 0 | 0
[12 empty] | #DIV/0! | 0 | 0
[12 empty] | #DIV/0! | 0 | 0
[12 empty] | #DIV/0! | 0 | 0
[12 empty] | #DIV/0! | 0 | 0
[12 empty] | #DIV/0! | 0 | 0
[12 empty] | #DIV/0! | 0 | 0
[12 empty] | #DIV/0! | 0 | 0
[12 empty] | #DIV/0! | 0 | 0
[12 empty] | #DIV/0! | 0 | 0
[12 empty] | #DIV/0! | 0 | 0
[12 empty] | #DIV/0! | 0 | 0
[12 empty] | #DIV/0! | 0 | 0
[12 empty] | #DIV/0! | 0 | 0
[12 empty] | #DIV/0! | 0 | 0
[12 empty] | #DIV/0! | 0 | 0
[12 empty] | #DIV/0! | 0 | 0
[12 empty] | #DIV/0! | 0 | 0
[12 empty] | #DIV/0! | 0 | 0
[12 empty] | #DIV/0! | 0 | 0
[12 empty] | #DIV/0! | 0 | 0
[12 empty] | #DIV/0! | 0 | 0
[12 empty] | #DIV/0! | 0 | 0
[12 empty] | #DIV/0! | 0 | 0
[12 empty] | #DIV/0! | 0 | 0
[12 empty] | #DIV/0! | 0 | 0
[12 empty] | #DIV/0! | 0 | 0
[12 empty] | #DIV/0! | 0 | 0
[12 empty] | #DIV/0! | 0 | 0
[12 empty] | #DIV/0! | 0 | 0
[12 empty] | #DIV/0! | 0 | 0
[12 empty] | #DIV/0! | 0 | 0
[12 empty] | #DIV/0! | 0 | 0
[12 empty] | #DIV/0! | 0 | 0
[12 empty] | #DIV/0! | 0 | 0
[12 empty] | #DIV/0! | 0 | 0
[12 empty] | #DIV/0! | 0 | 0
[12 empty] | #DIV/0! | 0 | 0
[12 empty] | #DIV/0! | 0 | 0
[12 empty] | #DIV/0! | 0 | 0
[12 empty] | #DIV/0! | 0 | 0
[12 empty] | #DIV/0! | 0 | 0
[12 empty] | #DIV/0! | 0 | 0
[12 empty] | #DIV/0! | 0 | 0
[12 empty] | #DIV/0! | 0 | 0
[12 empty] | #DIV/0! | 0 | 0
[12 empty] | #DIV/0! | 0 | 0
[12 empty] | #DIV/0! | 0 | 0
[12 empty] | #DIV/0! | 0 | 0
[12 empty] | #DIV/0! | 0 | 0
[12 empty] | #DIV/0! | 0 | 0
[12 empty] | #DIV/0! | 0 | 0
[12 empty] | #DIV/0! | 0 | 0
[12 empty] | #DIV/0! | 0 | 0
[12 empty] | #DIV/0! | 0 | 0
[12 empty] | #DIV/0! | 0 | 0
[12 empty] | #DIV/0! | 0 | 0
[12 empty] | #DIV/0! | 0 | 0
[12 empty] | #DIV/0! | 0 | 0
[12 empty] | #DIV/0! | 0 | 0
[12 empty] | #DIV/0! | 0 | 0
[12 empty] | #DIV/0! | 0 | 0
[12 empty] | #DIV/0! | 0 | 0
[12 empty] | #DIV/0! | 0 | 0
[12 empty] | #DIV/0! | 0 | 0
[12 empty] | #DIV/0! | 0 | 0
[12 empty] | #DIV/0! | 0 | 0
[12 empty] | #DIV/0! | 0 | 0
[12 empty] | #DIV/0! | 0 | 0
[12 empty] | #DIV/0! | 0 | 0
[12 empty] | #DIV/0! | 0 | 0
[12 empty] | #DIV/0! | 0 | 0
[12 empty] | #DIV/0! | 0 | 0
[12 empty] | #DIV/0! | 0 | 0
[12 empty] | #DIV/0! | 0 | 0
[12 empty] | #DIV/0! | 0 | 0
[12 empty] | #DIV/0! | 0 | 0
[12 empty] | #DIV/0! | 0 | 0
[12 empty] | #DIV/0! | 0 | 0
[12 empty] | #DIV/0! | 0 | 0
[12 empty] | #DIV/0! | 0 | 0
[12 empty] | #DIV/0! | 0 | 0
[12 empty] | #DIV/0! | 0 | 0
[12 empty] | #DIV/0! | 0 | 0
[12 empty] | #DIV/0! | 0 | 0
[12 empty] | #DIV/0! | 0 | 0
[12 empty] | #DIV/0! | 0 | 0
[12 empty] | #DIV/0! | 0 | 0
[12 empty] | #DIV/0! | 0 | 0
[12 empty] | #DIV/0! | 0 | 0
[12 empty] | #DIV/0! | 0 | 0
[12 empty] | #DIV/0! | 0 | 0
[12 empty] | #DIV/0! | 0 | 0
[12 empty] | #DIV/0! | 0 | 0
[12 empty] | #DIV/0! | 0 | 0
[12 empty] | #DIV/0! | 0 | 0
[12 empty] | #DIV/0! | 0 | 0
[12 empty] | #DIV/0! | 0 | 0
[12 empty] | #DIV/0! | 0 | 0
[12 empty] | #DIV/0! | 0 | 0
[12 empty] | #DIV/0! | 0 | 0
[12 empty] | #DIV/0! | 0 | 0
[12 empty] | #DIV/0! | 0 | 0
[12 empty] | #DIV/0! | 0 | 0
[12 empty] | #DIV/0! | 0 | 0
[12 empty] | #DIV/0! | 0 | 0
[12 empty] | #DIV/0! | 0 | 0
[12 empty] | #DIV/0! | 0 | 0
[12 empty] | #DIV/0! | 0 | 0
[12 empty] | #DIV/0! | 0 | 0
[12 empty] | #DIV/0! | 0 | 0
[12 empty] | #DIV/0! | 0 | 0
[12 empty] | #DIV/0! | 0 | 0
[12 empty] | #DIV/0! | 0 | 0
[12 empty] | #DIV/0! | 0 | 0
[12 empty] | #DIV/0! | 0 | 0
[12 empty] | #DIV/0! | 0 | 0
[12 empty] | #DIV/0! | 0 | 0
[12 empty] | #DIV/0! | 0 | 0
[12 empty] | #DIV/0! | 0 | 0
[12 empty] | #DIV/0! | 0 | 0
[12 empty] | #DIV/0! | 0 | 0
[12 empty] | #DIV/0! | 0 | 0
[12 empty] | #DIV/0! | 0 | 0
[12 empty] | #DIV/0! | 0 | 0
[12 empty] | #DIV/0! | 0 | 0
[12 empty] | #DIV/0! | 0 | 0
[12 empty] | #DIV/0! | 0 | 0
[12 empty] | #DIV/0! | 0 | 0
[12 empty] | #DIV/0! | 0 | 0
[12 empty] | #DIV/0! | 0 | 0
[12 empty] | #DIV/0! | 0 | 0
[12 empty] | #DIV/0! | 0 | 0
[12 empty] | #DIV/0! | 0 | 0
[12 empty] | #DIV/0! | 0 | 0
[12 empty] | #DIV/0! | 0 | 0
[12 empty] | #DIV/0! | 0 | 0
[12 empty] | #DIV/0! | 0 | 0
[12 empty] | #DIV/0! | 0 | 0
[12 empty] | #DIV/0! | 0 | 0
[12 empty] | #DIV/0! | 0 | 0
[12 empty] | #DIV/0! | 0 | 0
[12 empty] | #DIV/0! | 0 | 0
[12 empty] | #DIV/0! | 0 | 0
[12 empty] | #DIV/0! | 0 | 0
[12 empty] | #DIV/0! | 0 | 0
[12 empty] | #DIV/0! | 0 | 0
[12 empty] | #DIV/0! | 0 | 0
[12 empty] | #DIV/0! | 0 | 0
[12 empty] | #DIV/0! | 0 | 0
[12 empty] | #DIV/0! | 0 | 0
[12 empty] | #DIV/0! | 0 | 0
[12 empty] | #DIV/0! | 0 | 0
[12 empty] | #DIV/0! | 0 | 0
[12 empty] | #DIV/0! | 0 | 0
[12 empty] | #DIV/0! | 0 | 0
[12 empty] | #DIV/0! | 0 | 0
[12 empty] | #DIV/0! | 0 | 0
[12 empty] | #DIV/0! | 0 | 0
[12 empty] | #DIV/0! | 0 | 0
[12 empty] | #DIV/0! | 0 | 0
[12 empty] | #DIV/0! | 0 | 0
[12 empty] | #DIV/0! | 0 | 0
[12 empty] | #DIV/0! | 0 | 0
[12 empty] | #DIV/0! | 0 | 0
[12 empty] | #DIV/0! | 0 | 0
[12 empty] | #DIV/0! | 0 | 0
[12 empty] | #DIV/0! | 0 | 0
[12 empty] | #DIV/0! | 0 | 0
[12 empty] | #DIV/0! | 0 | 0
[12 empty] | #DIV/0! | 0 | 0
[12 empty] | #DIV/0! | 0 | 0
[12 empty] | #DIV/0! | 0 | 0
[12 empty] | #DIV/0! | 0 | 0
[12 empty] | #DIV/0! | 0 | 0
[12 empty] | #DIV/0! | 0 | 0
[12 empty] | #DIV/0! | 0 | 0
[12 empty] | #DIV/0! | 0 | 0
[12 empty] | #DIV/0! | 0 | 0
[12 empty] | #DIV/0! | 0 | 0
[12 empty] | #DIV/0! | 0 | 0
[12 empty] | #DIV/0! | 0 | 0
[12 empty] | #DIV/0! | 0 | 0
[12 empty] | #DIV/0! | 0 | 0
[12 empty] | #DIV/0! | 0 | 0
[12 empty] | #DIV/0! | 0 | 0
[12 empty] | #DIV/0! | 0 | 0
[12 empty] | #DIV/0! | 0 | 0
[12 empty] | #DIV/0! | 0 | 0
[12 empty] | #DIV/0! | 0 | 0
[12 empty] | #DIV/0! | 0 | 0
[12 empty] | #DIV/0! | 0 | 0
[12 empty] | #DIV/0! | 0 | 0
[12 empty] | #DIV/0! | 0 | 0
[12 empty] | #DIV/0! | 0 | 0
[12 empty] | #DIV/0! | 0 | 0
[12 empty] | #DIV/0! | 0 | 0
[12 empty] | #DIV/0! | 0 | 0
[12 empty] | #DIV/0! | 0 | 0
[12 empty] | #DIV/0! | 0 | 0
[12 empty] | #DIV/0! | 0 | 0
[12 empty] | #DIV/0! | 0 | 0
[12 empty] | #DIV/0! | 0 | 0
[12 empty] | #DIV/0! | 0 | 0
[12 empty] | #DIV/0! | 0 | 0
[12 empty] | #DIV/0! | 0 | 0
[12 empty] | #DIV/0! | 0 | 0
[12 empty] | #DIV/0! | 0 | 0
[12 empty] | #DIV/0! | 0 | 0
[12 empty] | #DIV/0! | 0 | 0
[12 empty] | #DIV/0! | 0 | 0
[12 empty] | #DIV/0! | 0 | 0
[12 empty] | #DIV/0! | 0 | 0
[12 empty] | #DIV/0! | 0 | 0
[12 empty] | #DIV/0! | 0 | 0
[12 empty] | #DIV/0! | 0 | 0
[12 empty] | #DIV/0! | 0 | 0
[12 empty] | #DIV/0! | 0 | 0
[12 empty] | #DIV/0! | 0 | 0
[12 empty] | #DIV/0! | 0 | 0
[12 empty] | #DIV/0! | 0 | 0
[12 empty] | #DIV/0! | 0 | 0
[12 empty] | #DIV/0! | 0 | 0
[12 empty] | #DIV/0! | 0 | 0
[12 empty] | #DIV/0! | 0 | 0
[12 empty] | #DIV/0! | 0 | 0
[12 empty] | #DIV/0! | 0 | 0
[12 empty] | #DIV/0! | 0 | 0
[12 empty] | #DIV/0! | 0 | 0
[12 empty] | #DIV/0! | 0 | 0
[12 empty] | #DIV/0! | 0 | 0
[12 empty] | #DIV/0! | 0 | 0
[12 empty] | #DIV/0! | 0 | 0
[12 empty] | #DIV/0! | 0 | 0
[12 empty] | #DIV/0! | 0 | 0
[12 empty] | #DIV/0! | 0 | 0
[12 empty] | #DIV/0! | 0 | 0
[12 empty] | #DIV/0! | 0 | 0
[12 empty] | #DIV/0! | 0 | 0
[12 empty] | #DIV/0! | 0 | 0
[12 empty] | #DIV/0! | 0 | 0
[12 empty] | #DIV/0! | 0 | 0
[12 empty] | #DIV/0! | 0 | 0
[12 empty] | #DIV/0! | 0 | 0
[12 empty] | #DIV/0! | 0 | 0
[12 empty] | #DIV/0! | 0 | 0
[12 empty] | #DIV/0! | 0 | 0
[12 empty] | #DIV/0! | 0 | 0
[12 empty] | #DIV/0! | 0 | 0
[12 empty] | #DIV/0! | 0 | 0
[12 empty] | #DIV/0! | 0 | 0
[12 empty] | #DIV/0! | 0 | 0
[12 empty] | #DIV/0! | 0 | 0
[12 empty] | #DIV/0! | 0 | 0
[12 empty] | #DIV/0! | 0 | 0
[12 empty] | #DIV/0! | 0 | 0
[12 empty] | #DIV/0! | 0 | 0
[12 empty] | #DIV/0! | 0 | 0
[12 empty] | #DIV/0! | 0 | 0
[12 empty] | #DIV/0! | 0 | 0
[12 empty] | #DIV/0! | 0 | 0
[12 empty] | #DIV/0! | 0 | 0
[12 empty] | #DIV/0! | 0 | 0
[12 empty] | #DIV/0! | 0 | 0
[12 empty] | #DIV/0! | 0 | 0
[12 empty] | #DIV/0! | 0 | 0
[12 empty] | #DIV/0! | 0 | 0
[12 empty] | #DIV/0! | 0 | 0
[12 empty] | #DIV/0! | 0 | 0
[12 empty] | #DIV/0! | 0 | 0
[12 empty] | #DIV/0! | 0 | 0
[12 empty] | #DIV/0! | 0 | 0
[12 empty] | #DIV/0! | 0 | 0
[12 empty] | #DIV/0! | 0 | 0
[12 empty] | #DIV/0! | 0 | 0
[12 empty] | #DIV/0! | 0 | 0
[12 empty] | #DIV/0! | 0 | 0
[12 empty] | #DIV/0! | 0 | 0
[12 empty] | #DIV/0! | 0 | 0
[12 empty] | #DIV/0! | 0 | 0
[12 empty] | #DIV/0! | 0 | 0
[12 empty] | #DIV/0! | 0 | 0
[12 empty] | #DIV/0! | 0 | 0
[12 empty] | #DIV/0! | 0 | 0
[12 empty] | #DIV/0! | 0 | 0
[12 empty] | #DIV/0! | 0 | 0
[12 empty] | #DIV/0! | 0 | 0
[12 empty] | #DIV/0! | 0 | 0
[12 empty] | #DIV/0! | 0 | 0
[12 empty] | #DIV/0! | 0 | 0
[12 empty] | #DIV/0! | 0 | 0
[12 empty] | #DIV/0! | 0 | 0
[12 empty] | #DIV/0! | 0 | 0
[12 empty] | #DIV/0! | 0 | 0
[12 empty] | #DIV/0! | 0 | 0
[12 empty] | #DIV/0! | 0 | 0
[12 empty] | #DIV/0! | 0 | 0
[12 empty] | #DIV/0! | 0 | 0
[12 empty] | #DIV/0! | 0 | 0
[12 empty] | #DIV/0! | 0 | 0
[12 empty] | #DIV/0! | 0 | 0
[12 empty] | #DIV/0! | 0 | 0
[12 empty] | #DIV/0! | 0 | 0
[12 empty] | #DIV/0! | 0 | 0
[12 empty] | #DIV/0! | 0 | 0
[12 empty] | #DIV/0! | 0 | 0
[12 empty] | #DIV/0! | 0 | 0
[12 empty] | #DIV/0! | 0 | 0
[12 empty] | #DIV/0! | 0 | 0
[12 empty] | #DIV/0! | 0 | 0
[12 empty] | #DIV/0! | 0 | 0
[12 empty] | #DIV/0! | 0 | 0
[12 empty] | #DIV/0! | 0 | 0
[12 empty] | #DIV/0! | 0 | 0
[12 empty] | #DIV/0! | 0 | 0
[12 empty] | #DIV/0! | 0 | 0
[12 empty] | #DIV/0! | 0 | 0
[12 empty] | #DIV/0! | 0 | 0
[12 empty] | #DIV/0! | 0 | 0
[12 empty] | #DIV/0! | 0 | 0
[12 empty] | #DIV/0! | 0 | 0
[12 empty] | #DIV/0! | 0 | 0
[12 empty] | #DIV/0! | 0 | 0
[12 empty] | #DIV/0! | 0 | 0
[12 empty] | #DIV/0! | 0 | 0
[12 empty] | #DIV/0! | 0 | 0
[12 empty] | #DIV/0! | 0 | 0
[12 empty] | #DIV/0! | 0 | 0
[12 empty] | #DIV/0! | 0 | 0
[12 empty] | #DIV/0! | 0 | 0
[12 empty] | #DIV/0! | 0 | 0
[12 empty] | #DIV/0! | 0 | 0
[12 empty] | #DIV/0! | 0 | 0
[12 empty] | #DIV/0! | 0 | 0
[12 empty] | #DIV/0! | 0 | 0
[12 empty] | #DIV/0! | 0 | 0
[12 empty] | #DIV/0! | 0 | 0
[12 empty] | #DIV/0! | 0 | 0
[12 empty] | #DIV/0! | 0 | 0
[12 empty] | #DIV/0! | 0 | 0
[12 empty] | #DIV/0! | 0 | 0
[12 empty] | #DIV/0! | 0 | 0
[12 empty] | #DIV/0! | 0 | 0
[12 empty] | #DIV/0! | 0 | 0
[12 empty] | #DIV/0! | 0 | 0
[12 empty] | #DIV/0! | 0 | 0
[12 empty] | #DIV/0! | 0 | 0
[12 empty] | #DIV/0! | 0 | 0
[12 empty] | #DIV/0! | 0 | 0
[12 empty] | #DIV/0! | 0 | 0
[12 empty] | #DIV/0! | 0 | 0
[12 empty] | #DIV/0! | 0 | 0
[12 empty] | #DIV/0! | 0 | 0
[12 empty] | #DIV/0! | 0 | 0
[12 empty] | #DIV/0! | 0 | 0
[12 empty] | #DIV/0! | 0 | 0
[12 empty] | #DIV/0! | 0 | 0
[12 empty] | #DIV/0! | 0 | 0
[12 empty] | #DIV/0! | 0 | 0
[12 empty] | #DIV/0! | 0 | 0
[12 empty] | #DIV/0! | 0 | 0
[12 empty] | #DIV/0! | 0 | 0
[12 empty] | #DIV/0! | 0 | 0
[12 empty] | #DIV/0! | 0 | 0
[12 empty] | #DIV/0! | 0 | 0
[12 empty] | #DIV/0! | 0 | 0
[12 empty] | #DIV/0! | 0 | 0
[12 empty] | #DIV/0! | 0 | 0
[12 empty] | #DIV/0! | 0 | 0
[12 empty] | #DIV/0! | 0 | 0
[12 empty] | #DIV/0! | 0 | 0
[12 empty] | #DIV/0! | 0 | 0
[12 empty] | #DIV/0! | 0 | 0
[12 empty] | #DIV/0! | 0 | 0
[12 empty] | #DIV/0! | 0 | 0
[12 empty] | #DIV/0! | 0 | 0
[12 empty] | #DIV/0! | 0 | 0
[12 empty] | #DIV/0! | 0 | 0
[12 empty] | #DIV/0! | 0 | 0
[12 empty] | #DIV/0! | 0 | 0
[12 empty] | #DIV/0! | 0 | 0
[12 empty] | #DIV/0! | 0 | 0
[12 empty] | #DIV/0! | 0 | 0
[12 empty] | #DIV/0! | 0 | 0
[12 empty] | #DIV/0! | 0 | 0
[12 empty] | #DIV/0! | 0 | 0
[12 empty] | #DIV/0! | 0 | 0
[12 empty] | #DIV/0! | 0 | 0
[12 empty] | #DIV/0! | 0 | 0
[12 empty] | #DIV/0! | 0 | 0
[12 empty] | #DIV/0! | 0 | 0
[12 empty] | #DIV/0! | 0 | 0
[12 empty] | #DIV/0! | 0 | 0
[12 empty] | #DIV/0! | 0 | 0
[12 empty] | #DIV/0! | 0 | 0
[12 empty] | #DIV/0! | 0 | 0
[12 empty] | #DIV/0! | 0 | 0
[12 empty] | #DIV/0! | 0 | 0
[12 empty] | #DIV/0! | 0 | 0
[12 empty] | #DIV/0! | 0 | 0
[12 empty] | #DIV/0! | 0 | 0
[12 empty] | #DIV/0! | 0 | 0
[12 empty] | #DIV/0! | 0 | 0
[12 empty] | #DIV/0! | 0 | 0
[12 empty] | #DIV/0! | 0 | 0
[12 empty] | #DIV/0! | 0 | 0
[12 empty] | #DIV/0! | 0 | 0
[12 empty] | #DIV/0! | 0 | 0
[12 empty] | #DIV/0! | 0 | 0
[12 empty] | #DIV/0! | 0 | 0
[12 empty] | #DIV/0! | 0 | 0
[12 empty] | #DIV/0! | 0 | 0
[12 empty] | #DIV/0! | 0 | 0
[12 empty] | #DIV/0! | 0 | 0
[12 empty] | #DIV/0! | 0 | 0
[12 empty] | #DIV/0! | 0 | 0
[12 empty] | #DIV/0! | 0 | 0
[12 empty] | #DIV/0! | 0 | 0
[12 empty] | #DIV/0! | 0 | 0
[12 empty] | #DIV/0! | 0 | 0
[12 empty] | #DIV/0! | 0 | 0
[12 empty] | #DIV/0! | 0 | 0
[12 empty] | #DIV/0! | 0 | 0
[12 empty] | #DIV/0! | 0 | 0
[12 empty] | #DIV/0! | 0 | 0
[12 empty] | #DIV/0! | 0 | 0
[12 empty] | #DIV/0! | 0 | 0
[12 empty] | #DIV/0! | 0 | 0
[12 empty] | #DIV/0! | 0 | 0
[12 empty] | #DIV/0! | 0 | 0
[12 empty] | #DIV/0! | 0 | 0
[12 empty] | #DIV/0! | 0 | 0
[12 empty] | #DIV/0! | 0 | 0
[12 empty] | #DIV/0! | 0 | 0
[12 empty] | #DIV/0! | 0 | 0
[12 empty] | #DIV/0! | 0 | 0
[12 empty] | #DIV/0! | 0 | 0
[12 empty] | #DIV/0! | 0 | 0
[12 empty] | #DIV/0! | 0 | 0
[12 empty] | #DIV/0! | 0 | 0
[12 empty] | #DIV/0! | 0 | 0
[12 empty] | #DIV/0! | 0 | 0
[12 empty] | #DIV/0! | 0 | 0
[12 empty] | #DIV/0! | 0 | 0
[12 empty] | #DIV/0! | 0 | 0
[12 empty] | #DIV/0! | 0 | 0
[12 empty] | #DIV/0! | 0 | 0
[12 empty] | #DIV/0! | 0 | 0
[12 empty] | #DIV/0! | 0 | 0
[12 empty] | #DIV/0! | 0 | 0
[12 empty] | #DIV/0! | 0 | 0
[12 empty] | #DIV/0! | 0 | 0
[12 empty] | #DIV/0! | 0 | 0
[12 empty] | #DIV/0! | 0 | 0
[12 empty] | #DIV/0! | 0 | 0
[12 empty] | #DIV/0! | 0 | 0
[12 empty] | #DIV/0! | 0 | 0
[12 empty] | #DIV/0! | 0 | 0
[12 empty] | #DIV/0! | 0 | 0
[12 empty] | #DIV/0! | 0 | 0
[12 empty] | #DIV/0! | 0 | 0
[12 empty] | #DIV/0! | 0 | 0
[12 empty] | #DIV/0! | 0 | 0
[12 empty] | #DIV/0! | 0 | 0
[12 empty] | #DIV/0! | 0 | 0
[12 empty] | #DIV/0! | 0 | 0
[12 empty] | #DIV/0! | 0 | 0
[12 empty] | #DIV/0! | 0 | 0
[12 empty] | #DIV/0! | 0 | 0
[12 empty] | #DIV/0! | 0 | 0
[12 empty] | #DIV/0! | 0 | 0
[12 empty] | #DIV/0! | 0 | 0
[12 empty] | #DIV/0! | 0 | 0
[12 empty] | #DIV/0! | 0 | 0
[12 empty] | #DIV/0! | 0 | 0
[12 empty] | #DIV/0! | 0 | 0
[12 empty] | #DIV/0! | 0 | 0
[12 empty] | #DIV/0! | 0 | 0
[12 empty] | #DIV/0! | 0 | 0
[12 empty] | #DIV/0! | 0 | 0
[12 empty] | #DIV/0! | 0 | 0
[12 empty] | #DIV/0! | 0 | 0
[12 empty] | #DIV/0! | 0 | 0
[12 empty] | #DIV/0! | 0 | 0
[12 empty] | #DIV/0! | 0 | 0
[12 empty] | #DIV/0! | 0 | 0
[12 empty] | #DIV/0! | 0 | 0
[12 empty] | #DIV/0! | 0 | 0
[12 empty] | #DIV/0! | 0 | 0
[12 empty] | #DIV/0! | 0 | 0
[12 empty] | #DIV/0! | 0 | 0
[12 empty] | #DIV/0! | 0 | 0
[12 empty] | #DIV/0! | 0 | 0
[12 empty] | #DIV/0! | 0 | 0
[12 empty] | #DIV/0! | 0 | 0
[12 empty] | #DIV/0! | 0 | 0
[12 empty] | #DIV/0! | 0 | 0
[12 empty] | #DIV/0! | 0 | 0
[12 empty] | #DIV/0! | 0 | 0
[12 empty] | #DIV/0! | 0 | 0
[12 empty] | #DIV/0! | 0 | 0
[12 empty] | #DIV/0! | 0 | 0
[12 empty] | #DIV/0! | 0 | 0
[12 empty] | #DIV/0! | 0 | 0
[12 empty] | #DIV/0! | 0 | 0
[12 empty] | #DIV/0! | 0 | 0
[12 empty] | #DIV/0! | 0 | 0
[12 empty] | #DIV/0! | 0 | 0
[12 empty] | #DIV/0! | 0 | 0
[12 empty] | #DIV/0! | 0 | 0
[12 empty] | #DIV/0! | 0 | 0
[12 empty] | #DIV/0! | 0 | 0
[12 empty] | #DIV/0! | 0 | 0
[12 empty] | #DIV/0! | 0 | 0
[12 empty] | #DIV/0! | 0 | 0
[12 empty] | #DIV/0! | 0 | 0
[12 empty] | #DIV/0! | 0 | 0
[12 empty] | #DIV/0! | 0 | 0
[12 empty] | #DIV/0! | 0 | 0
[12 empty] | #DIV/0! | 0 | 0
[12 empty] | #DIV/0! | 0 | 0
[12 empty] | #DIV/0! | 0 | 0
[12 empty] | #DIV/0! | 0 | 0
[12 empty] | #DIV/0! | 0 | 0
[12 empty] | #DIV/0! | 0 | 0
[12 empty] | #DIV/0! | 0 | 0
[12 empty] | #DIV/0! | 0 | 0
[12 empty] | #DIV/0! | 0 | 0
[12 empty] | #DIV/0! | 0 | 0
[12 empty] | #DIV/0! | 0 | 0
[12 empty] | #DIV/0! | 0 | 0
[12 empty] | #DIV/0! | 0 | 0
[12 empty] | #DIV/0! | 0 | 0
[12 empty] | #DIV/0! | 0 | 0
[12 empty] | #DIV/0! | 0 | 0
[12 empty] | #DIV/0! | 0 | 0
[12 empty] | #DIV/0! | 0 | 0
[12 empty] | #DIV/0! | 0 | 0
[12 empty] | #DIV/0! | 0 | 0
[12 empty] | #DIV/0! | 0 | 0
[12 empty] | #DIV/0! | 0 | 0
[12 empty] | #DIV/0! | 0 | 0
[12 empty] | #DIV/0! | 0 | 0
[12 empty] | #DIV/0! | 0 | 0
[12 empty] | #DIV/0! | 0 | 0
[12 empty] | #DIV/0! | 0 | 0
[12 empty] | #DIV/0! | 0 | 0
[12 empty] | #DIV/0! | 0 | 0
[12 empty] | #DIV/0! | 0 | 0
[12 empty] | #DIV/0! | 0 | 0
[12 empty] | #DIV/0! | 0 | 0
[12 empty] | #DIV/0! | 0 | 0
[12 empty] | #DIV/0! | 0 | 0
[12 empty] | #DIV/0! | 0 | 0
[12 empty] | #DIV/0! | 0 | 0
[12 empty] | #DIV/0! | 0 | 0
[12 empty] | #DIV/0! | 0 | 0
[12 empty] | #DIV/0! | 0 | 0
[12 empty] | #DIV/0! | 0 | 0
[12 empty] | #DIV/0! | 0 | 0
[12 empty] | #DIV/0! | 0 | 0
[12 empty] | #DIV/0! | 0 | 0
[12 empty] | #DIV/0! | 0 | 0
[12 empty] | #DIV/0! | 0 | 0
[12 empty] | #DIV/0! | 0 | 0
[12 empty] | #DIV/0! | 0 | 0
[12 empty] | #DIV/0! | 0 | 0
[12 empty] | #DIV/0! | 0 | 0
[12 empty] | #DIV/0! | 0 | 0
[12 empty] | #DIV/0! | 0 | 0
[12 empty] | #DIV/0! | 0 | 0
[12 empty] | #DIV/0! | 0 | 0
[12 empty] | #DIV/0! | 0 | 0
[12 empty] | #DIV/0! | 0 | 0
[12 empty] | #DIV/0! | 0 | 0
[12 empty] | #DIV/0! | 0 | 0
[12 empty] | #DIV/0! | 0 | 0
[12 empty] | #DIV/0! | 0 | 0
[12 empty] | #DIV/0! | 0 | 0
[12 empty] | #DIV/0! | 0 | 0
[12 empty] | #DIV/0! | 0 | 0
[12 empty] | #DIV/0! | 0 | 0
[12 empty] | #DIV/0! | 0 | 0
[12 empty] | #DIV/0! | 0 | 0
[12 empty] | #DIV/0! | 0 | 0
[12 empty] | #DIV/0! | 0 | 0
[12 empty] | #DIV/0! | 0 | 0
[12 empty] | #DIV/0! | 0 | 0
[12 empty] | #DIV/0! | 0 | 0
[12 empty] | #DIV/0! | 0 | 0
[12 empty] | #DIV/0! | 0 | 0
[12 empty] | #DIV/0! | 0 | 0
[12 empty] | #DIV/0! | 0 | 0
[12 empty] | #DIV/0! | 0 | 0
[12 empty] | #DIV/0! | 0 | 0
[12 empty] | #DIV/0! | 0 | 0
[12 empty] | #DIV/0! | 0 | 0
[12 empty] | #DIV/0! | 0 | 0
[12 empty] | #DIV/0! | 0 | 0
[12 empty] | #DIV/0! | 0 | 0
[12 empty] | #DIV/0! | 0 | 0
[12 empty] | #DIV/0! | 0 | 0
[12 empty] | #DIV/0! | 0 | 0
[12 empty] | #DIV/0! | 0 | 0
[12 empty] | #DIV/0! | 0 | 0
[12 empty] | #DIV/0! | 0 | 0
[12 empty] | #DIV/0! | 0 | 0
[12 empty] | #DIV/0! | 0 | 0
[12 empty] | #DIV/0! | 0 | 0
[12 empty] | #DIV/0! | 0 | 0
[12 empty] | #DIV/0! | 0 | 0
[12 empty] | #DIV/0! | 0 | 0
[12 empty] | #DIV/0! | 0 | 0
[12 empty] | #DIV/0! | 0 | 0
[12 empty] | #DIV/0! | 0 | 0
[12 empty] | #DIV/0! | 0 | 0
[12 empty] | #DIV/0! | 0 | 0
[12 empty] | #DIV/0! | 0 | 0
[12 empty] | #DIV/0! | 0 | 0
[12 empty] | #DIV/0! | 0 | 0
[12 empty] | #DIV/0! | 0 | 0
[12 empty] | #DIV/0! | 0 | 0
[12 empty] | #DIV/0! | 0 | 0
[12 empty] | #DIV/0! | 0 | 0
[12 empty] | #DIV/0! | 0 | 0
[12 empty] | #DIV/0! | 0 | 0
[12 empty] | #DIV/0! | 0 | 0
[12 empty] | #DIV/0! | 0 | 0
[12 empty] | #DIV/0! | 0 | 0
[12 empty] | #DIV/0! | 0 | 0
[12 empty] | #DIV/0! | 0 | 0
[12 empty] | #DIV/0! | 0 | 0
[12 empty] | #DIV/0! | 0 | 0
[12 empty] | #DIV/0! | 0 | 0
[12 empty] | #DIV/0! | 0 | 0
[12 empty] | #DIV/0! | 0 | 0
[12 empty] | #DIV/0! | 0 | 0
[12 empty] | #DIV/0! | 0 | 0
[12 empty] | #DIV/0! | 0 | 0
[12 empty] | #DIV/0! | 0 | 0
[12 empty] | #DIV/0! | 0 | 0
[12 empty] | #DIV/0! | 0 | 0
[12 empty] | #DIV/0! | 0 | 0
[12 empty] | #DIV/0! | 0 | 0
[12 empty] | #DIV/0! | 0 | 0
[12 empty] | #DIV/0! | 0 | 0
[12 empty] | #DIV/0! | 0 | 0
[12 empty] | #DIV/0! | 0 | 0
[12 empty] | #DIV/0! | 0 | 0
[12 empty] | #DIV/0! | 0 | 0
[12 empty] | #DIV/0! | 0 | 0
[12 empty] | #DIV/0! | 0 | 0
[12 empty] | #DIV/0! | 0 | 0
[12 empty] | #DIV/0! | 0 | 0
[12 empty] | #DIV/0! | 0 | 0
[12 empty] | #DIV/0! | 0 | 0
[12 empty] | #DIV/0! | 0 | 0
[12 empty] | #DIV/0! | 0 | 0
[12 empty] | #DIV/0! | 0 | 0
[12 empty] | #DIV/0! | 0 | 0
[12 empty] | #DIV/0! | 0 | 0
[12 empty] | #DIV/0! | 0 | 0
[12 empty] | #DIV/0! | 0 | 0
[12 empty] | #DIV/0! | 0 | 0
[12 empty] | #DIV/0! | 0 | 0
[12 empty] | #DIV/0! | 0 | 0
[12 empty] | #DIV/0! | 0 | 0
[12 empty] | #DIV/0! | 0 | 0
[12 empty] | #DIV/0! | 0 | 0
[12 empty] | #DIV/0! | 0 | 0
[12 empty] | #DIV/0! | 0 | 0
[12 empty] | #DIV/0! | 0 | 0
[12 empty] | #DIV/0! | 0 | 0
[12 empty] | #DIV/0! | 0 | 0
[12 empty] | #DIV/0! | 0 | 0
[12 empty] | #DIV/0! | 0 | 0
[12 empty] | #DIV/0! | 0 | 0
[12 empty] | #DIV/0! | 0 | 0
[12 empty] | #DIV/0! | 0 | 0
[12 empty] | #DIV/0! | 0 | 0
[12 empty] | #DIV/0! | 0 | 0
[12 empty] | #DIV/0! | 0 | 0
[12 empty] | #DIV/0! | 0 | 0
[12 empty] | #DIV/0! | 0 | 0
[12 empty] | #DIV/0! | 0 | 0
[12 empty] | #DIV/0! | 0 | 0
[12 empty] | #DIV/0! | 0 | 0
[12 empty] | #DIV/0! | 0 | 0
[12 empty] | #DIV/0! | 0 | 0
[12 empty] | #DIV/0! | 0 | 0
[12 empty] | #DIV/0! | 0 | 0
[12 empty] | #DIV/0! | 0 | 0
[12 empty] | #DIV/0! | 0 | 0
[12 empty] | #DIV/0! | 0 | 0
[12 empty] | #DIV/0! | 0 | 0
[12 empty] | #DIV/0! | 0 | 0
[12 empty] | #DIV/0! | 0 | 0
[12 empty] | #DIV/0! | 0 | 0
[12 empty] | #DIV/0! | 0 | 0
[12 empty] | #DIV/0! | 0 | 0
[12 empty] | #DIV/0! | 0 | 0
[12 empty] | #DIV/0! | 0 | 0
[12 empty] | #DIV/0! | 0 | 0
[12 empty] | #DIV/0! | 0 | 0
[12 empty] | #DIV/0! | 0 | 0
[12 empty] | #DIV/0! | 0 | 0
[12 empty] | #DIV/0! | 0 | 0
[12 empty] | #DIV/0! | 0 | 0
[12 empty] | #DIV/0! | 0 | 0
[12 empty] | #DIV/0! | 0 | 0
[12 empty] | #DIV/0! | 0 | 0
[12 empty] | #DIV/0! | 0 | 0
[12 empty] | #DIV/0! | 0 | 0
[12 empty] | #DIV/0! | 0 | 0
[12 empty] | #DIV/0! | 0 | 0
[12 empty] | #DIV/0! | 0 | 0
[12 empty] | #DIV/0! | 0 | 0
[12 empty] | #DIV/0! | 0 | 0
[12 empty] | #DIV/0! | 0 | 0
[12 empty] | #DIV/0! | 0 | 0
[12 empty] | #DIV/0! | 0 | 0
[12 empty] | #DIV/0! | 0 | 0
[12 empty] | #DIV/0! | 0 | 0
[12 empty] | #DIV/0! | 0 | 0
[12 empty] | #DIV/0! | 0 | 0
[12 empty] | #DIV/0! | 0 | 0
[12 empty] | #DIV/0! | 0 | 0
[12 empty] | #DIV/0! | 0 | 0
[12 empty] | #DIV/0! | 0 | 0
[12 empty] | #DIV/0! | 0 | 0
[12 empty] | #DIV/0! | 0 | 0
[12 empty] | #DIV/0! | 0 | 0
[12 empty] | #DIV/0! | 0 | 0
[12 empty] | #DIV/0! | 0 | 0
[12 empty] | #DIV/0! | 0 | 0
[12 empty] | #DIV/0! | 0 | 0
[12 empty] | #DIV/0! | 0 | 0
[12 empty] | #DIV/0! | 0 | 0
[12 empty] | #DIV/0! | 0 | 0
[12 empty] | #DIV/0! | 0 | 0
[12 empty] | #DIV/0! | 0 | 0
[12 empty] | #DIV/0! | 0 | 0
[12 empty] | #DIV/0! | 0 | 0
[12 empty] | #DIV/0! | 0 | 0
[12 empty] | #DIV/0! | 0 | 0
[12 empty] | #DIV/0! | 0 | 0
[12 empty] | #DIV/0! | 0 | 0
[12 empty] | #DIV/0! | 0 | 0
[12 empty] | #DIV/0! | 0 | 0
[12 empty] | #DIV/0! | 0 | 0
[12 empty] | #DIV/0! | 0 | 0
[12 empty] | #DIV/0! | 0 | 0
[12 empty] | #DIV/0! | 0 | 0
[12 empty] | #DIV/0! | 0 | 0
[12 empty] | #DIV/0! | 0 | 0
[12 empty] | #DIV/0! | 0 | 0
[12 empty] | #DIV/0! | 0 | 0
[12 empty] | #DIV/0! | 0 | 0
[12 empty] | #DIV/0! | 0 | 0
[12 empty] | #DIV/0! | 0 | 0
[12 empty] | #DIV/0! | 0 | 0
[12 empty] | #DIV/0! | 0 | 0
[12 empty] | #DIV/0! | 0 | 0
[12 empty] | #DIV/0! | 0 | 0
[12 empty] | #DIV/0! | 0 | 0
[12 empty] | #DIV/0! | 0 | 0
[12 empty] | #DIV/0! | 0 | 0
[12 empty] | #DIV/0! | 0 | 0
[12 empty] | #DIV/0! | 0 | 0
[12 empty] | #DIV/0! | 0 | 0
[12 empty] | #DIV/0! | 0 | 0
[12 empty] | #DIV/0! | 0 | 0
[12 empty] | #DIV/0! | 0 | 0
[12 empty] | #DIV/0! | 0 | 0
[12 empty] | #DIV/0! | 0 | 0
[12 empty] | #DIV/0! | 0 | 0
[12 empty] | #DIV/0! | 0 | 0
[12 empty] | #DIV/0! | 0 | 0
[12 empty] | #DIV/0! | 0 | 0
[12 empty] | #DIV/0! | 0 | 0
[12 empty] | #DIV/0! | 0 | 0
[12 empty] | #DIV/0! | 0 | 0
[12 empty] | #DIV/0! | 0 | 0
[12 empty] | #DIV/0! | 0 | 0
[12 empty] | #DIV/0! | 0 | 0
[12 empty] | #DIV/0! | 0 | 0
[12 empty] | #DIV/0! | 0 | 0
[12 empty] | #DIV/0! | 0 | 0
[12 empty] | #DIV/0! | 0 | 0
[12 empty] | #DIV/0! | 0 | 0
[12 empty] | #DIV/0! | 0 | 0
[12 empty] | #DIV/0! | 0 | 0
[12 empty] | #DIV/0! | 0 | 0
[12 empty] | #DIV/0! | 0 | 0
[12 empty] | #DIV/0! | 0 | 0
[12 empty] | #DIV/0! | 0 | 0
[12 empty] | #DIV/0! | 0 | 0
[12 empty] | #DIV/0! | 0 | 0
[12 empty] | #DIV/0! | 0 | 0
[12 empty] | #DIV/0! | 0 | 0
[12 empty] | #DIV/0! | 0 | 0
[12 empty] | #DIV/0! | 0 | 0
[12 empty] | #DIV/0! | 0 | 0
[12 empty] | #DIV/0! | 0 | 0
[12 empty] | #DIV/0! | 0 | 0
[12 empty] | #DIV/0! | 0 | 0
[12 empty] | #DIV/0! | 0 | 0
[12 empty] | #DIV/0! | 0 | 0
[12 empty] | #DIV/0! | 0 | 0
[12 empty] | #DIV/0! | 0 | 0
[12 empty] | #DIV/0! | 0 | 0
[12 empty] | #DIV/0! | 0 | 0
[12 empty] | #DIV/0! | 0 | 0
[12 empty] | #DIV/0! | 0 | 0
[12 empty] | #DIV/0! | 0 | 0
[12 empty] | #DIV/0! | 0 | 0
[12 empty] | #DIV/0! | 0 | 0
[12 empty] | #DIV/0! | 0 | 0
[12 empty] | #DIV/0! | 0 | 0
[12 empty] | #DIV/0! | 0 | 0
[12 empty] | #DIV/0! | 0 | 0
[12 empty] | #DIV/0! | 0 | 0
[12 empty] | #DIV/0! | 0 | 0
[12 empty] | #DIV/0! | 0 | 0
[12 empty] | #DIV/0! | 0 | 0
[12 empty] | #DIV/0! | 0 | 0
[12 empty] | #DIV/0! | 0 | 0
[12 empty] | #DIV/0! | 0 | 0
[12 empty] | #DIV/0! | 0 | 0
[12 empty] | #DIV/0! | 0 | 0
[12 empty] | #DIV/0! | 0 | 0
[12 empty] | #DIV/0! | 0 | 0
[12 empty] | #DIV/0! | 0 | 0
[12 empty] | #DIV/0! | 0 | 0
[12 empty] | #DIV/0! | 0 | 0
[12 empty] | #DIV/0! | 0 | 0
[12 empty] | #DIV/0! | 0 | 0
[12 empty] | #DIV/0! | 0 | 0
[12 empty] | #DIV/0! | 0 | 0
[12 empty] | #DIV/0! | 0 | 0
[12 empty] | #DIV/0! | 0 | 0
[12 empty] | #DIV/0! | 0 | 0
[12 empty] | #DIV/0! | 0 | 0
[12 empty] | #DIV/0! | 0 | 0
[12 empty] | #DIV/0! | 0 | 0
[12 empty] | #DIV/0! | 0 | 0
[12 empty] | #DIV/0! | 0 | 0
[12 empty] | #DIV/0! | 0 | 0
[12 empty] | #DIV/0! | 0 | 0
[12 empty] | #DIV/0! | 0 | 0
[12 empty] | #DIV/0! | 0 | 0
[12 empty] | #DIV/0! | 0 | 0
[12 empty] | #DIV/0! | 0 | 0
[12 empty] | #DIV/0! | 0 | 0
[12 empty] | #DIV/0! | 0 | 0
[12 empty] | #DIV/0! | 0 | 0
[12 empty] | #DIV/0! | 0 | 0
[12 empty] | #DIV/0! | 0 | 0
[12 empty] | #DIV/0! | 0 | 0
[12 empty] | #DIV/0! | 0 | 0
[12 empty] | #DIV/0! | 0 | 0
[12 empty] | #DIV/0! | 0 | 0
[12 empty] | #DIV/0! | 0 | 0
[12 empty] | #DIV/0! | 0 | 0
[12 empty] | #DIV/0! | 0 | 0
[12 empty] | #DIV/0! | 0 | 0
[12 empty] | #DIV/0! | 0 | 0
[12 empty] | #DIV/0! | 0 | 0
[12 empty] | #DIV/0! | 0 | 0
[12 empty] | #DIV/0! | 0 | 0
[12 empty] | #DIV/0! | 0 | 0
[12 empty] | #DIV/0! | 0 | 0
[12 empty] | #DIV/0! | 0 | 0
[12 empty] | #DIV/0! | 0 | 0
[12 empty] | #DIV/0! | 0 | 0
[12 empty] | #DIV/0! | 0 | 0
[12 empty] | #DIV/0! | 0 | 0
[12 empty] | #DIV/0! | 0 | 0
[12 empty] | #DIV/0! | 0 | 0
[12 empty] | #DIV/0! | 0 | 0
[12 empty] | #DIV/0! | 0 | 0
[12 empty] | #DIV/0! | 0 | 0
[12 empty] | #DIV/0! | 0 | 0
[12 empty] | #DIV/0! | 0 | 0
[12 empty] | #DIV/0! | 0 | 0
[12 empty] | #DIV/0! | 0 | 0
[12 empty] | #DIV/0! | 0 | 0
[12 empty] | #DIV/0! | 0 | 0
[12 empty] | #DIV/0! | 0 | 0
[12 empty] | #DIV/0! | 0 | 0
[12 empty] | #DIV/0! | 0 | 0
[12 empty] | #DIV/0! | 0 | 0
[12 empty] | #DIV/0! | 0 | 0
[12 empty] | #DIV/0! | 0 | 0
[12 empty] | #DIV/0! | 0 | 0
[12 empty] | #DIV/0! | 0 | 0
[12 empty] | #DIV/0! | 0 | 0
[12 empty] | #DIV/0! | 0 | 0
[12 empty] | #DIV/0! | 0 | 0
[12 empty] | #DIV/0! | 0 | 0
[12 empty] | #DIV/0! | 0 | 0
[12 empty] | #DIV/0! | 0 | 0
[12 empty] | #DIV/0! | 0 | 0
[12 empty] | #DIV/0! | 0 | 0
[12 empty] | #DIV/0! | 0 | 0
[12 empty] | #DIV/0! | 0 | 0
[12 empty] | #DIV/0! | 0 | 0
[12 empty] | #DIV/0! | 0 | 0
[12 empty] | #DIV/0! | 0 | 0
[12 empty] | #DIV/0! | 0 | 0
[12 empty] | #DIV/0! | 0 | 0
[12 empty] | #DIV/0! | 0 | 0
[12 empty] | #DIV/0! | 0 | 0
[12 empty] | #DIV/0! | 0 | 0
[12 empty] | #DIV/0! | 0 | 0
[12 empty] | #DIV/0! | 0 | 0
[12 empty] | #DIV/0! | 0 | 0
[12 empty] | #DIV/0! | 0 | 0
[12 empty] | #DIV/0! | 0 | 0
[12 empty] | #DIV/0! | 0 | 0
[12 empty] | #DIV/0! | 0 | 0
[12 empty] | #DIV/0! | 0 | 0
[12 empty] | #DIV/0! | 0 | 0
[12 empty] | #DIV/0! | 0 | 0
[12 empty] | #DIV/0! | 0 | 0
[12 empty] | #DIV/0! | 0 | 0
[12 empty] | #DIV/0! | 0 | 0
[12 empty] | #DIV/0! | 0 | 0
[12 empty] | #DIV/0! | 0 | 0
[12 empty] | #DIV/0! | 0 | 0
[12 empty] | #DIV/0! | 0 | 0
[12 empty] | #DIV/0! | 0 | 0
[12 empty] | #DIV/0! | 0 | 0
[12 empty] | #DIV/0! | 0 | 0
[12 empty] | #DIV/0! | 0 | 0
[12 empty] | #DIV/0! | 0 | 0
[12 empty] | #DIV/0! | 0 | 0
[12 empty] | #DIV/0! | 0 | 0
[12 empty] | #DIV/0! | 0 | 0
[12 empty] | #DIV/0! | 0 | 0
[12 empty] | #DIV/0! | 0 | 0
[12 empty] | #DIV/0! | 0 | 0
[12 empty] | #DIV/0! | 0 | 0
[12 empty] | #DIV/0! | 0 | 0
[12 empty] | #DIV/0! | 0 | 0
[12 empty] | #DIV/0! | 0 | 0
[12 empty] | #DIV/0! | 0 | 0
[12 empty] | #DIV/0! | 0 | 0
[12 empty] | #DIV/0! | 0 | 0
[12 empty] | #DIV/0! | 0 | 0
[12 empty] | #DIV/0! | 0 | 0
[12 empty] | #DIV/0! | 0 | 0
[12 empty] | #DIV/0! | 0 | 0
[12 empty] | #DIV/0! | 0 | 0
[12 empty] | #DIV/0! | 0 | 0
[12 empty] | #DIV/0! | 0 | 0
[12 empty] | #DIV/0! | 0 | 0
[12 empty] | #DIV/0! | 0 | 0
[12 empty] | #DIV/0! | 0 | 0
[12 empty] | #DIV/0! | 0 | 0
[12 empty] | #DIV/0! | 0 | 0
[12 empty] | #DIV/0! | 0 | 0
[12 empty] | #DIV/0! | 0 | 0
[12 empty] | #DIV/0! | 0 | 0
[12 empty] | #DIV/0! | 0 | 0
[12 empty] | #DIV/0! | 0 | 0
[12 empty] | #DIV/0! | 0 | 0
[12 empty] | #DIV/0! | 0 | 0
[12 empty] | #DIV/0! | 0 | 0
[12 empty] | #DIV/0! | 0 | 0
[12 empty] | #DIV/0! | 0 | 0
[12 empty] | #DIV/0! | 0 | 0
[12 empty] | #DIV/0! | 0 | 0
[12 empty] | #DIV/0! | 0 | 0
[12 empty] | #DIV/0! | 0 | 0
[12 empty] | #DIV/0! | 0 | 0
[12 empty] | #DIV/0! | 0 | 0
[12 empty] | #DIV/0! | 0 | 0
[12 empty] | #DIV/0! | 0 | 0
[12 empty] | #DIV/0! | 0 | 0
[12 empty] | #DIV/0! | 0 | 0
[12 empty] | #DIV/0! | 0 | 0
[12 empty] | #DIV/0! | 0 | 0
[12 empty] | #DIV/0! | 0 | 0
[12 empty] | #DIV/0! | 0 | 0
[12 empty] | #DIV/0! | 0 | 0
[12 empty] | #DIV/0! | 0 | 0
[12 empty] | #DIV/0! | 0 | 0
[12 empty] | #DIV/0! | 0 | 0
[12 empty] | #DIV/0! | 0 | 0
[12 empty] | #DIV/0! | 0 | 0
[12 empty] | #DIV/0! | 0 | 0
[12 empty] | #DIV/0! | 0 | 0
[12 empty] | #DIV/0! | 0 | 0
[12 empty] | #DIV/0! | 0 | 0
[12 empty] | #DIV/0! | 0 | 0
[12 empty] | #DIV/0! | 0 | 0
[12 empty] | #DIV/0! | 0 | 0
[12 empty] | #DIV/0! | 0 | 0
[12 empty] | #DIV/0! | 0 | 0
[12 empty] | #DIV/0! | 0 | 0
[12 empty] | #DIV/0! | 0 | 0
[12 empty] | #DIV/0! | 0 | 0
[12 empty] | #DIV/0! | 0 | 0
[12 empty] | #DIV/0! | 0 | 0
[12 empty] | #DIV/0! | 0 | 0
[12 empty] | #DIV/0! | 0 | 0
[12 empty] | #DIV/0! | 0 | 0
[12 empty] | #DIV/0! | 0 | 0
[12 empty] | #DIV/0! | 0 | 0
[12 empty] | #DIV/0! | 0 | 0
[12 empty] | #DIV/0! | 0 | 0
[12 empty] | #DIV/0! | 0 | 0
[12 empty] | #DIV/0! | 0 | 0
[12 empty] | #DIV/0! | 0 | 0
[12 empty] | #DIV/0! | 0 | 0
[12 empty] | #DIV/0! | 0 | 0
[12 empty] | #DIV/0! | 0 | 0
[12 empty] | #DIV/0! | 0 | 0
[12 empty] | #DIV/0! | 0 | 0
[12 empty] | #DIV/0! | 0 | 0
[12 empty] | #DIV/0! | 0 | 0
[12 empty] | #DIV/0! | 0 | 0
[12 empty] | #DIV/0! | 0 | 0
[12 empty] | #DIV/0! | 0 | 0
[12 empty] | #DIV/0! | 0 | 0
[12 empty] | #DIV/0! | 0 | 0
[12 empty] | #DIV/0! | 0 | 0
[12 empty] | #DIV/0! | 0 | 0
[12 empty] | #DIV/0! | 0 | 0
[12 empty] | #DIV/0! | 0 | 0
[12 empty] | #DIV/0! | 0 | 0
[12 empty] | #DIV/0! | 0 | 0
[12 empty] | #DIV/0! | 0 | 0
[12 empty] | #DIV/0! | 0 | 0
[12 empty] | #DIV/0! | 0 | 0
[12 empty] | #DIV/0! | 0 | 0
[12 empty] | #DIV/0! | 0 | 0
[12 empty] | #DIV/0! | 0 | 0
[12 empty] | #DIV/0! | 0 | 0
[12 empty] | #DIV/0! | 0 | 0
[12 empty] | #DIV/0! | 0 | 0
[12 empty] | #DIV/0! | 0 | 0
[12 empty] | #DIV/0! | 0 | 0
[12 empty] | #DIV/0! | 0 | 0
[12 empty] | #DIV/0! | 0 | 0
[12 empty] | #DIV/0! | 0 | 0
[12 empty] | #DIV/0! | 0 | 0
[12 empty] | #DIV/0! | 0 | 0
[12 empty] | #DIV/0! | 0 | 0
[12 empty] | #DIV/0! | 0 | 0
[12 empty] | #DIV/0! | 0 | 0
[12 empty] | #DIV/0! | 0 | 0
[12 empty] | #DIV/0! | 0 | 0
[12 empty] | #DIV/0! | 0 | 0
[12 empty] | #DIV/0! | 0 | 0
[12 empty] | #DIV/0! | 0 | 0
[12 empty] | #DIV/0! | 0 | 0
[12 empty] | #DIV/0! | 0 | 0
[12 empty] | #DIV/0! | 0 | 0
[12 empty] | #DIV/0! | 0 | 0
[12 empty] | #DIV/0! | 0 | 0
[12 empty] | #DIV/0! | 0 | 0
[12 empty] | #DIV/0! | 0 | 0
[12 empty] | #DIV/0! | 0 | 0
[12 empty] | #DIV/0! | 0 | 0
[12 empty] | #DIV/0! | 0 | 0
[12 empty] | #DIV/0! | 0 | 0
[12 empty] | #DIV/0! | 0 | 0
[12 empty] | #DIV/0! | 0 | 0
[12 empty] | #DIV/0! | 0 | 0
[12 empty] | #DIV/0! | 0 | 0
[12 empty] | #DIV/0! | 0 | 0
[12 empty] | #DIV/0! | 0 | 0
[12 empty] | #DIV/0! | 0 | 0
[12 empty] | #DIV/0! | 0 | 0
[12 empty] | #DIV/0! | 0 | 0
[12 empty] | #DIV/0! | 0 | 0
[12 empty] | #DIV/0! | 0 | 0
[12 empty] | #DIV/0! | 0 | 0
[12 empty] | #DIV/0! | 0 | 0
[12 empty] | #DIV/0! | 0 | 0
[12 empty] | #DIV/0! | 0 | 0
[12 empty] | #DIV/0! | 0 | 0
[12 empty] | #DIV/0! | 0 | 0
[12 empty] | #DIV/0! | 0 | 0
[12 empty] | #DIV/0! | 0 | 0
[12 empty] | #DIV/0! | 0 | 0
[12 empty] | #DIV/0! | 0 | 0
[12 empty] | #DIV/0! | 0 | 0
[12 empty] | #DIV/0! | 0 | 0
[12 empty] | #DIV/0! | 0 | 0
[12 empty] | #DIV/0! | 0 | 0
[12 empty] | #DIV/0! | 0 | 0
[12 empty] | #DIV/0! | 0 | 0
[12 empty] | #DIV/0! | 0 | 0
[12 empty] | #DIV/0! | 0 | 0
[12 empty] | #DIV/0! | 0 | 0
[12 empty] | #DIV/0! | 0 | 0
[12 empty] | #DIV/0! | 0 | 0
[12 empty] | #DIV/0! | 0 | 0
[12 empty] | #DIV/0! | 0 | 0
[12 empty] | #DIV/0! | 0 | 0
[12 empty] | #DIV/0! | 0 | 0
[12 empty] | #DIV/0! | 0 | 0
[12 empty] | #DIV/0! | 0 | 0
[12 empty] | #DIV/0! | 0 | 0
[12 empty] | #DIV/0! | 0 | 0
[12 empty] | #DIV/0! | 0 | 0
[12 empty] | #DIV/0! | 0 | 0
[12 empty] | #DIV/0! | 0 | 0
[12 empty] | #DIV/0! | 0 | 0
[12 empty] | #DIV/0! | 0 | 0
[12 empty] | #DIV/0! | 0 | 0
[12 empty] | #DIV/0! | 0 | 0
[12 empty] | #DIV/0! | 0 | 0
[12 empty] | #DIV/0! | 0 | 0
[12 empty] | #DIV/0! | 0 | 0
[12 empty] | #DIV/0! | 0 | 0
[12 empty] | #DIV/0! | 0 | 0
[12 empty] | #DIV/0! | 0 | 0
[12 empty] | #DIV/0! | 0 | 0
[12 empty] | #DIV/0! | 0 | 0
[12 empty] | #DIV/0! | 0 | 0
[12 empty] | #DIV/0! | 0 | 0
[12 empty] | #DIV/0! | 0 | 0
[12 empty] | #DIV/0! | 0 | 0
[12 empty] | #DIV/0! | 0 | 0
[12 empty] | #DIV/0! | 0 | 0
[12 empty] | #DIV/0! | 0 | 0
[12 empty] | #DIV/0! | 0 | 0
[12 empty] | #DIV/0! | 0 | 0
[12 empty] | #DIV/0! | 0 | 0
[12 empty] | #DIV/0! | 0 | 0
[12 empty] | #DIV/0! | 0 | 0
[12 empty] | #DIV/0! | 0 | 0
[12 empty] | #DIV/0! | 0 | 0
[12 empty] | #DIV/0! | 0 | 0
[12 empty] | #DIV/0! | 0 | 0
[12 empty] | #DIV/0! | 0 | 0
[12 empty] | #DIV/0! | 0 | 0
[12 empty] | #DIV/0! | 0 | 0
[12 empty] | #DIV/0! | 0 | 0
[12 empty] | #DIV/0! | 0 | 0
[12 empty] | #DIV/0! | 0 | 0
[12 empty] | #DIV/0! | 0 | 0
[12 empty] | #DIV/0! | 0 | 0
[12 empty] | #DIV/0! | 0 | 0
[12 empty] | #DIV/0! | 0 | 0
[12 empty] | #DIV/0! | 0 | 0
[12 empty] | #DIV/0! | 0 | 0
[12 empty] | #DIV/0! | 0 | 0
[12 empty] | #DIV/0! | 0 | 0
[12 empty] | #DIV/0! | 0 | 0
[12 empty] | #DIV/0! | 0 | 0
[12 empty] | #DIV/0! | 0 | 0
[12 empty] | #DIV/0! | 0 | 0
[12 empty] | #DIV/0! | 0 | 0
[12 empty] | #DIV/0! | 0 | 0
[12 empty] | #DIV/0! | 0 | 0
[12 empty] | #DIV/0! | 0 | 0
[12 empty] | #DIV/0! | 0 | 0
[12 empty] | #DIV/0! | 0 | 0
[12 empty] | #DIV/0! | 0 | 0
[12 empty] | #DIV/0! | 0 | 0
[12 empty] | #DIV/0! | 0 | 0
[12 empty] | #DIV/0! | 0 | 0
[12 empty] | #DIV/0! | 0 | 0
[12 empty] | #DIV/0! | 0 | 0
[12 empty] | #DIV/0! | 0 | 0
[12 empty] | #DIV/0! | 0 | 0
[12 empty] | #DIV/0! | 0 | 0
[12 empty] | #DIV/0! | 0 | 0
[12 empty] | #DIV/0! | 0 | 0
[12 empty] | #DIV/0! | 0 | 0
[12 empty] | #DIV/0! | 0 | 0
[12 empty] | #DIV/0! | 0 | 0
[12 empty] | #DIV/0! | 0 | 0
[12 empty] | #DIV/0! | 0 | 0
[12 empty] | #DIV/0! | 0 | 0
[12 empty] | #DIV/0! | 0 | 0
[12 empty] | #DIV/0! | 0 | 0
[12 empty] | #DIV/0! | 0 | 0
[12 empty] | #DIV/0! | 0 | 0
[12 empty] | #DIV/0! | 0 | 0
[12 empty] | #DIV/0! | 0 | 0
[12 empty] | #DIV/0! | 0 | 0
[12 empty] | #DIV/0! | 0 | 0
[12 empty] | #DIV/0! | 0 | 0
[12 empty] | #DIV/0! | 0 | 0
[12 empty] | #DIV/0! | 0 | 0
[12 empty] | #DIV/0! | 0 | 0
[12 empty] | #DIV/0! | 0 | 0
[12 empty] | #DIV/0! | 0 | 0
[12 empty] | #DIV/0! | 0 | 0
[12 empty] | #DIV/0! | 0 | 0
[12 empty] | #DIV/0! | 0 | 0
[12 empty] | #DIV/0! | 0 | 0
[12 empty] | #DIV/0! | 0 | 0
[12 empty] | #DIV/0! | 0 | 0
[12 empty] | #DIV/0! | 0 | 0
[12 empty] | #DIV/0! | 0 | 0
[12 empty] | #DIV/0! | 0 | 0
[12 empty] | #DIV/0! | 0 | 0
[12 empty] | #DIV/0! | 0 | 0
[12 empty] | #DIV/0! | 0 | 0
[12 empty] | #DIV/0! | 0 | 0
[12 empty] | #DIV/0! | 0 | 0
[12 empty] | #DIV/0! | 0 | 0
[12 empty] | #DIV/0! | 0 | 0
[12 empty] | #DIV/0! | 0 | 0
[12 empty] | #DIV/0! | 0 | 0
[12 empty] | #DIV/0! | 0 | 0
[12 empty] | #DIV/0! | 0 | 0
[12 empty] | #DIV/0! | 0 | 0
[12 empty] | #DIV/0! | 0 | 0
[12 empty] | #DIV/0! | 0 | 0
[12 empty] | #DIV/0! | 0 | 0
[12 empty] | #DIV/0! | 0 | 0
[12 empty] | #DIV/0! | 0 | 0
[12 empty] | #DIV/0! | 0 | 0
[12 empty] | #DIV/0! | 0 | 0
[12 empty] | #DIV/0! | 0 | 0
[12 empty] | #DIV/0! | 0 | 0
[12 empty] | #DIV/0! | 0 | 0
[12 empty] | #DIV/0! | 0 | 0
[12 empty] | #DIV/0! | 0 | 0
[12 empty] | #DIV/0! | 0 | 0
[12 empty] | #DIV/0! | 0 | 0
[12 empty] | #DIV/0! | 0 | 0
[12 empty] | #DIV/0! | 0 | 0
[12 empty] | #DIV/0! | 0 | 0
[12 empty] | #DIV/0! | 0 | 0
[12 empty] | #DIV/0! | 0 | 0
[12 empty] | #DIV/0! | 0 | 0
[12 empty] | #DIV/0! | 0 | 0
[12 empty] | #DIV/0! | 0 | 0
[12 empty] | #DIV/0! | 0 | 0
[12 empty] | #DIV/0! | 0 | 0
[12 empty] | #DIV/0! | 0 | 0
[12 empty] | #DIV/0! | 0 | 0
[12 empty] | #DIV/0! | 0 | 0
[12 empty] | #DIV/0! | 0 | 0
[12 empty] | #DIV/0! | 0 | 0
[12 empty] | #DIV/0! | 0 | 0
[12 empty] | #DIV/0! | 0 | 0
[12 empty] | #DIV/0! | 0 | 0
[12 empty] | #DIV/0! | 0 | 0
[12 empty] | #DIV/0! | 0 | 0
[12 empty] | #DIV/0! | 0 | 0
[12 empty] | #DIV/0! | 0 | 0
[12 empty] | #DIV/0! | 0 | 0
[12 empty] | #DIV/0! | 0 | 0
[12 empty] | #DIV/0! | 0 | 0
[12 empty] | #DIV/0! | 0 | 0
[12 empty] | #DIV/0! | 0 | 0
[12 empty] | #DIV/0! | 0 | 0
[12 empty] | #DIV/0! | 0 | 0
[12 empty] | #DIV/0! | 0 | 0
[12 empty] | #DIV/0! | 0 | 0
[12 empty] | #DIV/0! | 0 | 0
[12 empty] | #DIV/0! | 0 | 0
[12 empty] | #DIV/0! | 0 | 0
[12 empty] | #DIV/0! | 0 | 0
[12 empty] | #DIV/0! | 0 | 0
[12 empty] | #DIV/0! | 0 | 0
[12 empty] | #DIV/0! | 0 | 0
[12 empty] | #DIV/0! | 0 | 0
[12 empty] | #DIV/0! | 0 | 0
[12 empty] | #DIV/0! | 0 | 0
[12 empty] | #DIV/0! | 0 | 0
[12 empty] | #DIV/0! | 0 | 0
[12 empty] | #DIV/0! | 0 | 0
[12 empty] | #DIV/0! | 0 | 0
[12 empty] | #DIV/0! | 0 | 0
[12 empty] | #DIV/0! | 0 | 0
[12 empty] | #DIV/0! | 0 | 0
[12 empty] | #DIV/0! | 0 | 0
[12 empty] | #DIV/0! | 0 | 0
[12 empty] | #DIV/0! | 0 | 0
[12 empty] | #DIV/0! | 0 | 0
[12 empty] | #DIV/0! | 0 | 0
[12 empty] | #DIV/0! | 0 | 0
[12 empty] | #DIV/0! | 0 | 0
[12 empty] | #DIV/0! | 0 | 0
[12 empty] | #DIV/0! | 0 | 0
[12 empty] | #DIV/0! | 0 | 0
[12 empty] | #DIV/0! | 0 | 0
[12 empty] | #DIV/0! | 0 | 0
[12 empty] | #DIV/0! | 0 | 0
[12 empty] | #DIV/0! | 0 | 0
[12 empty] | #DIV/0! | 0 | 0
[12 empty] | #DIV/0! | 0 | 0
[12 empty] | #DIV/0! | 0 | 0
[12 empty] | #DIV/0! | 0 | 0
[12 empty] | #DIV/0! | 0 | 0
[12 empty] | #DIV/0! | 0 | 0
[12 empty] | #DIV/0! | 0 | 0
[12 empty] | #DIV/0! | 0 | 0
[12 empty] | #DIV/0! | 0 | 0
[12 empty] | #DIV/0! | 0 | 0
[12 empty] | #DIV/0! | 0 | 0
[12 empty] | #DIV/0! | 0 | 0
[12 empty] | #DIV/0! | 0 | 0
[12 empty] | #DIV/0! | 0 | 0
[12 empty] | #DIV/0! | 0 | 0
[12 empty] | #DIV/0! | 0 | 0
[12 empty] | #DIV/0! | 0 | 0
[12 empty] | #DIV/0! | 0 | 0
[12 empty] | #DIV/0! | 0 | 0
[12 empty] | #DIV/0! | 0 | 0
[12 empty] | #DIV/0! | 0 | 0
[12 empty] | #DIV/0! | 0 | 0
[12 empty] | #DIV/0! | 0 | 0
[12 empty] | #DIV/0! | 0 | 0
[12 empty] | #DIV/0! | 0 | 0
[12 empty] | #DIV/0! | 0 | 0
[12 empty] | #DIV/0! | 0 | 0
[12 empty] | #DIV/0! | 0 | 0
[12 empty] | #DIV/0! | 0 | 0
[12 empty] | #DIV/0! | 0 | 0
[12 empty] | #DIV/0! | 0 | 0
[12 empty] | #DIV/0! | 0 | 0
[12 empty] | #DIV/0! | 0 | 0
[12 empty] | #DIV/0! | 0 | 0
[12 empty] | #DIV/0! | 0 | 0
[12 empty] | #DIV/0! | 0 | 0
[12 empty] | #DIV/0! | 0 | 0
[12 empty] | #DIV/0! | 0 | 0
[12 empty] | #DIV/0! | 0 | 0
[12 empty] | #DIV/0! | 0 | 0
[12 empty] | #DIV/0! | 0 | 0
[12 empty] | #DIV/0! | 0 | 0
[12 empty] | #DIV/0! | 0 | 0
[12 empty] | #DIV/0! | 0 | 0
[12 empty] | #DIV/0! | 0 | 0
[12 empty] | #DIV/0! | 0 | 0
[12 empty] | #DIV/0! | 0 | 0
[12 empty] | #DIV/0! | 0 | 0
[12 empty] | #DIV/0! | 0 | 0
[12 empty] | #DIV/0! | 0 | 0
[12 empty] | #DIV/0! | 0 | 0
[12 empty] | #DIV/0! | 0 | 0
[12 empty] | #DIV/0! | 0 | 0
[12 empty] | #DIV/0! | 0 | 0
[12 empty] | #DIV/0! | 0 | 0
[12 empty] | #DIV/0! | 0 | 0
[12 empty] | #DIV/0! | 0 | 0
[12 empty] | #DIV/0! | 0 | 0
[12 empty] | #DIV/0! | 0 | 0
[12 empty] | #DIV/0! | 0 | 0
[12 empty] | #DIV/0! | 0 | 0
[12 empty] | #DIV/0! | 0 | 0
[12 empty] | #DIV/0! | 0 | 0
[12 empty] | #DIV/0! | 0 | 0
[12 empty] | #DIV/0! | 0 | 0
[12 empty] | #DIV/0! | 0 | 0
[12 empty] | #DIV/0! | 0 | 0
[12 empty] | #DIV/0! | 0 | 0
[12 empty] | #DIV/0! | 0 | 0
[12 empty] | #DIV/0! | 0 | 0
[12 empty] | #DIV/0! | 0 | 0
[12 empty] | #DIV/0! | 0 | 0
[12 empty] | #DIV/0! | 0 | 0
[12 empty] | #DIV/0! | 0 | 0
[12 empty] | #DIV/0! | 0 | 0
[12 empty] | #DIV/0! | 0 | 0
[12 empty] | #DIV/0! | 0 | 0
[12 empty] | #DIV/0! | 0 | 0
[12 empty] | #DIV/0! | 0 | 0
[12 empty] | #DIV/0! | 0 | 0
[12 empty] | #DIV/0! | 0 | 0
[12 empty] | #DIV/0! | 0 | 0
[12 empty] | #DIV/0! | 0 | 0
[12 empty] | #DIV/0! | 0 | 0
[12 empty] | #DIV/0! | 0 | 0
[12 empty] | #DIV/0! | 0 | 0
[12 empty] | #DIV/0! | 0 | 0
[12 empty] | #DIV/0! | 0 | 0
[12 empty] | #DIV/0! | 0 | 0
[12 empty] | #DIV/0! | 0 | 0
[12 empty] | #DIV/0! | 0 | 0
[12 empty] | #DIV/0! | 0 | 0
[12 empty] | #DIV/0! | 0 | 0
[12 empty] | #DIV/0! | 0 | 0
[12 empty] | #DIV/0! | 0 | 0
[12 empty] | #DIV/0! | 0 | 0
[12 empty] | #DIV/0! | 0 | 0
[12 empty] | #DIV/0! | 0 | 0
[12 empty] | #DIV/0! | 0 | 0
[12 empty] | #DIV/0! | 0 | 0
[12 empty] | #DIV/0! | 0 | 0
[12 empty] | #DIV/0! | 0 | 0
[12 empty] | #DIV/0! | 0 | 0
[12 empty] | #DIV/0! | 0 | 0
[12 empty] | #DIV/0! | 0 | 0
[12 empty] | #DIV/0! | 0 | 0
[12 empty] | #DIV/0! | 0 | 0
[12 empty] | #DIV/0! | 0 | 0
[12 empty] | #DIV/0! | 0 | 0
[12 empty] | #DIV/0! | 0 | 0
[12 empty] | #DIV/0! | 0 | 0
[12 empty] | #DIV/0! | 0 | 0
[12 empty] | #DIV/0! | 0 | 0
[12 empty] | #DIV/0! | 0 | 0
[12 empty] | #DIV/0! | 0 | 0
[12 empty] | #DIV/0! | 0 | 0
[12 empty] | #DIV/0! | 0 | 0
[12 empty] | #DIV/0! | 0 | 0
[12 empty] | #DIV/0! | 0 | 0
[12 empty] | #DIV/0! | 0 | 0
[12 empty] | #DIV/0! | 0 | 0
[12 empty] | #DIV/0! | 0 | 0
[12 empty] | #DIV/0! | 0 | 0
[12 empty] | #DIV/0! | 0 | 0
[12 empty] | #DIV/0! | 0 | 0
[12 empty] | #DIV/0! | 0 | 0
[12 empty] | #DIV/0! | 0 | 0
[12 empty] | #DIV/0! | 0 | 0
[12 empty] | #DIV/0! | 0 | 0
[12 empty] | #DIV/0! | 0 | 0
[12 empty] | #DIV/0! | 0 | 0
[12 empty] | #DIV/0! | 0 | 0
[12 empty] | #DIV/0! | 0 | 0
[12 empty] | #DIV/0! | 0 | 0
[12 empty] | #DIV/0! | 0 | 0
[12 empty] | #DIV/0! | 0 | 0
[12 empty] | #DIV/0! | 0 | 0
[12 empty] | #DIV/0! | 0 | 0
[12 empty] | #DIV/0! | 0 | 0
[12 empty] | #DIV/0! | 0 | 0
[12 empty] | #DIV/0! | 0 | 0
[12 empty] | #DIV/0! | 0 | 0
[12 empty] | #DIV/0! | 0 | 0
[12 empty] | #DIV/0! | 0 | 0
[12 empty] | #DIV/0! | 0 | 0
[12 empty] | #DIV/0! | 0 | 0
[12 empty] | #DIV/0! | 0 | 0
[12 empty] | #DIV/0! | 0 | 0
[12 empty] | #DIV/0! | 0 | 0
[12 empty] | #DIV/0! | 0 | 0
[12 empty] | #DIV/0! | 0 | 0
[12 empty] | #DIV/0! | 0 | 0
[12 empty] | #DIV/0! | 0 | 0
[12 empty] | #DIV/0! | 0 | 0
[12 empty] | #DIV/0! | 0 | 0
[12 empty] | #DIV/0! | 0 | 0
[12 empty] | #DIV/0! | 0 | 0
[12 empty] | #DIV/0! | 0 | 0
[12 empty] | #DIV/0! | 0 | 0
[12 empty] | #DIV/0! | 0 | 0
[12 empty] | #DIV/0! | 0 | 0
[12 empty] | #DIV/0! | 0 | 0
[12 empty] | #DIV/0! | 0 | 0
[12 empty] | #DIV/0! | 0 | 0
[12 empty] | #DIV/0! | 0 | 0
[12 empty] | #DIV/0! | 0 | 0
[12 empty] | #DIV/0! | 0 | 0
[12 empty] | #DIV/0! | 0 | 0
[12 empty] | #DIV/0! | 0 | 0
[12 empty] | #DIV/0! | 0 | 0
[12 empty] | #DIV/0! | 0 | 0
[12 empty] | #DIV/0! | 0 | 0
[12 empty] | #DIV/0! | 0 | 0
[12 empty] | #DIV/0! | 0 | 0
[12 empty] | #DIV/0! | 0 | 0
[12 empty] | #DIV/0! | 0 | 0
[12 empty] | #DIV/0! | 0 | 0
[12 empty] | #DIV/0! | 0 | 0
[12 empty] | #DIV/0! | 0 | 0
[12 empty] | #DIV/0! | 0 | 0
[12 empty] | #DIV/0! | 0 | 0
[12 empty] | #DIV/0! | 0 | 0
[12 empty] | #DIV/0! | 0 | 0
[12 empty] | #DIV/0! | 0 | 0
[12 empty] | #DIV/0! | 0 | 0
[12 empty] | #DIV/0! | 0 | 0
[12 empty] | #DIV/0! | 0 | 0
[12 empty] | #DIV/0! | 0 | 0
[12 empty] | #DIV/0! | 0 | 0
[12 empty] | #DIV/0! | 0 | 0
[12 empty] | #DIV/0! | 0 | 0
[12 empty] | #DIV/0! | 0 | 0
[12 empty] | #DIV/0! | 0 | 0
[12 empty] | #DIV/0! | 0 | 0
[12 empty] | #DIV/0! | 0 | 0
[12 empty] | #DIV/0! | 0 | 0
[12 empty] | #DIV/0! | 0 | 0
[12 empty] | #DIV/0! | 0 | 0
[12 empty] | #DIV/0! | 0 | 0
[12 empty] | #DIV/0! | 0 | 0
[12 empty] | #DIV/0! | 0 | 0
[12 empty] | #DIV/0! | 0 | 0
[12 empty] | #DIV/0! | 0 | 0
[12 empty] | #DIV/0! | 0 | 0
[12 empty] | #DIV/0! | 0 | 0
[12 empty] | #DIV/0! | 0 | 0
[12 empty] | #DIV/0! | 0 | 0
[12 empty] | #DIV/0! | 0 | 0
[12 empty] | #DIV/0! | 0 | 0
[12 empty] | #DIV/0! | 0 | 0
[12 empty] | #DIV/0! | 0 | 0
[12 empty] | #DIV/0! | 0 | 0
[12 empty] | #DIV/0! | 0 | 0
[12 empty] | #DIV/0! | 0 | 0
[12 empty] | #DIV/0! | 0 | 0
[12 empty] | #DIV/0! | 0 | 0
[12 empty] | #DIV/0! | 0 | 0
[12 empty] | #DIV/0! | 0 | 0
[12 empty] | #DIV/0! | 0 | 0
[12 empty] | #DIV/0! | 0 | 0
[12 empty] | #DIV/0! | 0 | 0
[12 empty] | #DIV/0! | 0 | 0
[12 empty] | #DIV/0! | 0 | 0
[12 empty] | #DIV/0! | 0 | 0
[12 empty] | #DIV/0! | 0 | 0
[12 empty] | #DIV/0! | 0 | 0
[12 empty] | #DIV/0! | 0 | 0
[12 empty] | #DIV/0! | 0 | 0
[12 empty] | #DIV/0! | 0 | 0
[12 empty] | #DIV/0! | 0 | 0
[12 empty] | #DIV/0! | 0 | 0
[12 empty] | #DIV/0! | 0 | 0
[12 empty] | #DIV/0! | 0 | 0
[12 empty] | #DIV/0! | 0 | 0
[12 empty] | #DIV/0! | 0 | 0
[12 empty] | #DIV/0! | 0 | 0
[12 empty] | #DIV/0! | 0 | 0
[12 empty] | #DIV/0! | 0 | 0
[12 empty] | #DIV/0! | 0 | 0
[12 empty] | #DIV/0! | 0 | 0
[12 empty] | #DIV/0! | 0 | 0
[12 empty] | #DIV/0! | 0 | 0
[12 empty] | #DIV/0! | 0 | 0
[12 empty] | #DIV/0! | 0 | 0
[12 empty] | #DIV/0! | 0 | 0
[12 empty] | #DIV/0! | 0 | 0
[12 empty] | #DIV/0! | 0 | 0
[12 empty] | #DIV/0! | 0 | 0
[12 empty] | #DIV/0! | 0 | 0
[12 empty] | #DIV/0! | 0 | 0
[12 empty] | #DIV/0! | 0 | 0
[12 empty] | #DIV/0! | 0 | 0
[12 empty] | #DIV/0! | 0 | 0
[12 empty] | #DIV/0! | 0 | 0
[12 empty] | #DIV/0! | 0 | 0
[12 empty] | #DIV/0! | 0 | 0
[12 empty] | #DIV/0! | 0 | 0
[12 empty] | #DIV/0! | 0 | 0
[12 empty] | #DIV/0! | 0 | 0
[12 empty] | #DIV/0! | 0 | 0
[12 empty] | #DIV/0! | 0 | 0
[12 empty] | #DIV/0! | 0 | 0
[12 empty] | #DIV/0! | 0 | 0
[12 empty] | #DIV/0! | 0 | 0
[12 empty] | #DIV/0! | 0 | 0
[12 empty] | #DIV/0! | 0 | 0
[12 empty] | #DIV/0! | 0 | 0
[12 empty] | #DIV/0! | 0 | 0
[12 empty] | #DIV/0! | 0 | 0
[12 empty] | #DIV/0! | 0 | 0
[12 empty] | #DIV/0! | 0 | 0
[12 empty] | #DIV/0! | 0 | 0
[12 empty] | #DIV/0! | 0 | 0
[12 empty] | #DIV/0! | 0 | 0
[12 empty] | #DIV/0! | 0 | 0
[12 empty] | #DIV/0! | 0 | 0
[12 empty] | #DIV/0! | 0 | 0
[12 empty] | #DIV/0! | 0 | 0
[12 empty] | #DIV/0! | 0 | 0
[12 empty] | #DIV/0! | 0 | 0
[12 empty] | #DIV/0! | 0 | 0
[12 empty] | #DIV/0! | 0 | 0
[12 empty] | #DIV/0! | 0 | 0
[12 empty] | #DIV/0! | 0 | 0
[12 empty] | #DIV/0! | 0 | 0
[12 empty] | #DIV/0! | 0 | 0
[12 empty] | #DIV/0! | 0 | 0
[12 empty] | #DIV/0! | 0 | 0
[12 empty] | #DIV/0! | 0 | 0
[12 empty] | #DIV/0! | 0 | 0
[12 empty] | #DIV/0! | 0 | 0
[12 empty] | #DIV/0! | 0 | 0
[12 empty] | #DIV/0! | 0 | 0
[12 empty] | #DIV/0! | 0 | 0
[12 empty] | #DIV/0! | 0 | 0
[12 empty] | #DIV/0! | 0 | 0
[12 empty] | #DIV/0! | 0 | 0
[12 empty] | #DIV/0! | 0 | 0
[12 empty] | #DIV/0! | 0 | 0
[12 empty] | #DIV/0! | 0 | 0
[12 empty] | #DIV/0! | 0 | 0
[12 empty] | #DIV/0! | 0 | 0
[12 empty] | #DIV/0! | 0 | 0
[12 empty] | #DIV/0! | 0 | 0
[12 empty] | #DIV/0! | 0 | 0
[12 empty] | #DIV/0! | 0 | 0
[12 empty] | #DIV/0! | 0 | 0
[12 empty] | #DIV/0! | 0 | 0
[12 empty] | #DIV/0! | 0 | 0
[12 empty] | #DIV/0! | 0 | 0
[12 empty] | #DIV/0! | 0 | 0
[12 empty] | #DIV/0! | 0 | 0
[12 empty] | #DIV/0! | 0 | 0
[12 empty] | #DIV/0! | 0 | 0
[12 empty] | #DIV/0! | 0 | 0
[12 empty] | #DIV/0! | 0 | 0
[12 empty] | #DIV/0! | 0 | 0
[12 empty] | #DIV/0! | 0 | 0
[12 empty] | #DIV/0! | 0 | 0
[12 empty] | #DIV/0! | 0 | 0
[12 empty] | #DIV/0! | 0 | 0
[12 empty] | #DIV/0! | 0 | 0
[12 empty] | #DIV/0! | 0 | 0
[12 empty] | #DIV/0! | 0 | 0
[12 empty] | #DIV/0! | 0 | 0
[12 empty] | #DIV/0! | 0 | 0
[12 empty] | #DIV/0! | 0 | 0
[12 empty] | #DIV/0! | 0 | 0
[12 empty] | #DIV/0! | 0 | 0
[12 empty] | #DIV/0! | 0 | 0
[12 empty] | #DIV/0! | 0 | 0
[12 empty] | #DIV/0! | 0 | 0
[12 empty] | #DIV/0! | 0 | 0
[12 empty] | #DIV/0! | 0 | 0
[12 empty] | #DIV/0! | 0 | 0
[12 empty] | #DIV/0! | 0 | 0
[12 empty] | #DIV/0! | 0 | 0
[12 empty] | #DIV/0! | 0 | 0
[12 empty] | #DIV/0! | 0 | 0
[12 empty] | #DIV/0! | 0 | 0
[12 empty] | #DIV/0! | 0 | 0
[12 empty] | #DIV/0! | 0 | 0
[12 empty] | #DIV/0! | 0 | 0
[12 empty] | #DIV/0! | 0 | 0
[12 empty] | #DIV/0! | 0 | 0
[12 empty] | #DIV/0! | 0 | 0
[12 empty] | #DIV/0! | 0 | 0
[12 empty] | #DIV/0! | 0 | 0
[12 empty] | #DIV/0! | 0 | 0
[12 empty] | #DIV/0! | 0 | 0
[12 empty] | #DIV/0! | 0 | 0
[12 empty] | #DIV/0! | 0 | 0
[12 empty] | #DIV/0! | 0 | 0
[12 empty] | #DIV/0! | 0 | 0
[12 empty] | #DIV/0! | 0 | 0
[12 empty] | #DIV/0! | 0 | 0
[12 empty] | #DIV/0! | 0 | 0
[12 empty] | #DIV/0! | 0 | 0
[12 empty] | #DIV/0! | 0 | 0
[12 empty] | #DIV/0! | 0 | 0
[12 empty] | #DIV/0! | 0 | 0
[12 empty] | #DIV/0! | 0 | 0
[12 empty] | #DIV/0! | 0 | 0
[12 empty] | #DIV/0! | 0 | 0
[12 empty] | #DIV/0! | 0 | 0
[12 empty] | #DIV/0! | 0 | 0
[12 empty] | #DIV/0! | 0 | 0
[12 empty] | #DIV/0! | 0 | 0
[12 empty] | #DIV/0! | 0 | 0
[12 empty] | #DIV/0! | 0 | 0
[12 empty] | #DIV/0! | 0 | 0
[12 empty] | #DIV/0! | 0 | 0
[12 empty] | #DIV/0! | 0 | 0
[12 empty] | #DIV/0! | 0 | 0
[12 empty] | #DIV/0! | 0 | 0
[12 empty] | #DIV/0! | 0 | 0
[12 empty] | #DIV/0! | 0 | 0
[12 empty] | #DIV/0! | 0 | 0
[12 empty] | #DIV/0! | 0 | 0
[12 empty] | #DIV/0! | 0 | 0
[12 empty] | #DIV/0! | 0 | 0
[12 empty] | #DIV/0! | 0 | 0
[12 empty] | #DIV/0! | 0 | 0
[12 empty] | #DIV/0! | 0 | 0
[12 empty] | #DIV/0! | 0 | 0
[12 empty] | #DIV/0! | 0 | 0
[12 empty] | #DIV/0! | 0 | 0
[12 empty] | #DIV/0! | 0 | 0
[12 empty] | #DIV/0! | 0 | 0
[12 empty] | #DIV/0! | 0 | 0
[12 empty] | #DIV/0! | 0 | 0
[12 empty] | #DIV/0! | 0 | 0
[12 empty] | #DIV/0! | 0 | 0
[12 empty] | #DIV/0! | 0 | 0
[12 empty] | #DIV/0! | 0 | 0
[12 empty] | #DIV/0! | 0 | 0
[12 empty] | #DIV/0! | 0 | 0
[12 empty] | #DIV/0! | 0 | 0
[12 empty] | #DIV/0! | 0 | 0
[12 empty] | #DIV/0! | 0 | 0
[12 empty] | #DIV/0! | 0 | 0
[12 empty] | #DIV/0! | 0 | 0
[12 empty] | #DIV/0! | 0 | 0
[12 empty] | #DIV/0! | 0 | 0
[12 empty] | #DIV/0! | 0 | 0
[12 empty] | #DIV/0! | 0 | 0
[12 empty] | #DIV/0! | 0 | 0
[12 empty] | #DIV/0! | 0 | 0
[12 empty] | #DIV/0! | 0 | 0
[12 empty] | #DIV/0! | 0 | 0
[12 empty] | #DIV/0! | 0 | 0
[12 empty] | #DIV/0! | 0 | 0
[12 empty] | #DIV/0! | 0 | 0
[12 empty] | #DIV/0! | 0 | 0
[12 empty] | #DIV/0! | 0 | 0
[12 empty] | #DIV/0! | 0 | 0
[12 empty] | #DIV/0! | 0 | 0
[12 empty] | #DIV/0! | 0 | 0
[12 empty] | #DIV/0! | 0 | 0
[12 empty] | #DIV/0! | 0 | 0
[12 empty] | #DIV/0! | 0 | 0
[12 empty] | #DIV/0! | 0 | 0
[12 empty] | #DIV/0! | 0 | 0
[12 empty] | #DIV/0! | 0 | 0
[12 empty] | #DIV/0! | 0 | 0
[12 empty] | #DIV/0! | 0 | 0
[12 empty] | #DIV/0! | 0 | 0
[12 empty] | #DIV/0! | 0 | 0
[12 empty] | #DIV/0! | 0 | 0
[12 empty] | #DIV/0! | 0 | 0
[12 empty] | #DIV/0! | 0 | 0
[12 empty] | #DIV/0! | 0 | 0
[12 empty] | #DIV/0! | 0 | 0
[12 empty] | #DIV/0! | 0 | 0
[12 empty] | #DIV/0! | 0 | 0
[12 empty] | #DIV/0! | 0 | 0
[12 empty] | #DIV/0! | 0 | 0
[12 empty] | #DIV/0! | 0 | 0
[12 empty] | #DIV/0! | 0 | 0
[12 empty] | #DIV/0! | 0 | 0
[12 empty] | #DIV/0! | 0 | 0
[12 empty] | #DIV/0! | 0 | 0
[12 empty] | #DIV/0! | 0 | 0
[12 empty] | #DIV/0! | 0 | 0
[12 empty] | #DIV/0! | 0 | 0
[12 empty] | #DIV/0! | 0 | 0
[12 empty] | #DIV/0! | 0 | 0
[12 empty] | #DIV/0! | 0 | 0
[12 empty] | #DIV/0! | 0 | 0
[12 empty] | #DIV/0! | 0 | 0
[12 empty] | #DIV/0! | 0 | 0
[12 empty] | #DIV/0! | 0 | 0
[12 empty] | #DIV/0! | 0 | 0
[12 empty] | #DIV/0! | 0 | 0
[12 empty] | #DIV/0! | 0 | 0
[12 empty] | #DIV/0! | 0 | 0
[12 empty] | #DIV/0! | 0 | 0
[12 empty] | #DIV/0! | 0 | 0
[12 empty] | #DIV/0! | 0 | 0
[12 empty] | #DIV/0! | 0 | 0
[12 empty] | #DIV/0! | 0 | 0
[12 empty] | #DIV/0! | 0 | 0
[12 empty] | #DIV/0! | 0 | 0
[12 empty] | #DIV/0! | 0 | 0
[12 empty] | #DIV/0! | 0 | 0
[12 empty] | #DIV/0! | 0 | 0
[12 empty] | #DIV/0! | 0 | 0
[12 empty] | #DIV/0! | 0 | 0
[12 empty] | #DIV/0! | 0 | 0
[12 empty] | #DIV/0! | 0 | 0
[12 empty] | #DIV/0! | 0 | 0
[12 empty] | #DIV/0! | 0 | 0
[12 empty] | #DIV/0! | 0 | 0
[12 empty] | #DIV/0! | 0 | 0
[12 empty] | #DIV/0! | 0 | 0
[12 empty] | #DIV/0! | 0 | 0
[12 empty] | #DIV/0! | 0 | 0
[12 empty] | #DIV/0! | 0 | 0
[12 empty] | #DIV/0! | 0 | 0
[12 empty] | #DIV/0! | 0 | 0
[12 empty] | #DIV/0! | 0 | 0
[12 empty] | #DIV/0! | 0 | 0
[12 empty] | #DIV/0! | 0 | 0
[12 empty] | #DIV/0! | 0 | 0
[12 empty] | #DIV/0! | 0 | 0
[12 empty] | #DIV/0! | 0 | 0
[12 empty] | #DIV/0! | 0 | 0
[12 empty] | #DIV/0! | 0 | 0
[12 empty] | #DIV/0! | 0 | 0
[12 empty] | #DIV/0! | 0 | 0
[12 empty] | #DIV/0! | 0 | 0
[12 empty] | #DIV/0! | 0 | 0
[12 empty] | #DIV/0! | 0 | 0
[12 empty] | #DIV/0! | 0 | 0
[12 empty] | #DIV/0! | 0 | 0
[12 empty] | #DIV/0! | 0 | 0
[12 empty] | #DIV/0! | 0 | 0
[12 empty] | #DIV/0! | 0 | 0
[12 empty] | #DIV/0! | 0 | 0
[12 empty] | #DIV/0! | 0 | 0
[12 empty] | #DIV/0! | 0 | 0
[12 empty] | #DIV/0! | 0 | 0
[12 empty] | #DIV/0! | 0 | 0
[12 empty] | #DIV/0! | 0 | 0
[12 empty] | #DIV/0! | 0 | 0
[12 empty] | #DIV/0! | 0 | 0
[12 empty] | #DIV/0! | 0 | 0
[12 empty] | #DIV/0! | 0 | 0
[12 empty] | #DIV/0! | 0 | 0
[12 empty] | #DIV/0! | 0 | 0
[12 empty] | #DIV/0! | 0 | 0
[12 empty] | #DIV/0! | 0 | 0
[12 empty] | #DIV/0! | 0 | 0
[12 empty] | #DIV/0! | 0 | 0
[12 empty] | #DIV/0! | 0 | 0
[12 empty] | #DIV/0! | 0 | 0
[12 empty] | #DIV/0! | 0 | 0
[12 empty] | #DIV/0! | 0 | 0
[12 empty] | #DIV/0! | 0 | 0
[12 empty] | #DIV/0! | 0 | 0
[12 empty] | #DIV/0! | 0 | 0
[12 empty] | #DIV/0! | 0 | 0
[12 empty] | #DIV/0! | 0 | 0
[12 empty] | #DIV/0! | 0 | 0
[12 empty] | #DIV/0! | 0 | 0
[12 empty] | #DIV/0! | 0 | 0
[12 empty] | #DIV/0! | 0 | 0
[12 empty] | #DIV/0! | 0 | 0
[12 empty] | #DIV/0! | 0 | 0
[12 empty] | #DIV/0! | 0 | 0
[12 empty] | #DIV/0! | 0 | 0
[12 empty] | #DIV/0! | 0 | 0
[12 empty] | #DIV/0! | 0 | 0
[12 empty] | #DIV/0! | 0 | 0
[12 empty] | #DIV/0! | 0 | 0
[12 empty] | #DIV/0! | 0 | 0
[12 empty] | #DIV/0! | 0 | 0
[12 empty] | #DIV/0! | 0 | 0
[12 empty] | #DIV/0! | 0 | 0
[12 empty] | #DIV/0! | 0 | 0
[12 empty] | #DIV/0! | 0 | 0
[12 empty] | #DIV/0! | 0 | 0
[12 empty] | #DIV/0! | 0 | 0
[12 empty] | #DIV/0! | 0 | 0
[12 empty] | #DIV/0! | 0 | 0
[12 empty] | #DIV/0! | 0 | 0
[12 empty] | #DIV/0! | 0 | 0
[12 empty] | #DIV/0! | 0 | 0
[12 empty] | #DIV/0! | 0 | 0
[12 empty] | #DIV/0! | 0 | 0
[12 empty] | #DIV/0! | 0 | 0
[12 empty] | #DIV/0! | 0 | 0
[12 empty] | #DIV/0! | 0 | 0
[12 empty] | #DIV/0! | 0 | 0
[12 empty] | #DIV/0! | 0 | 0
[12 empty] | #DIV/0! | 0 | 0
[12 empty] | #DIV/0! | 0 | 0
[12 empty] | #DIV/0! | 0 | 0
[12 empty] | #DIV/0! | 0 | 0
[12 empty] | #DIV/0! | 0 | 0
[12 empty] | #DIV/0! | 0 | 0
[12 empty] | #DIV/0! | 0 | 0
[12 empty] | #DIV/0! | 0 | 0
[12 empty] | #DIV/0! | 0 | 0
[12 empty] | #DIV/0! | 0 | 0
[12 empty] | #DIV/0! | 0 | 0
[12 empty] | #DIV/0! | 0 | 0
[12 empty] | #DIV/0! | 0 | 0
[12 empty] | #DIV/0! | 0 | 0
[12 empty] | #DIV/0! | 0 | 0
[12 empty] | #DIV/0! | 0 | 0
[12 empty] | #DIV/0! | 0 | 0
[12 empty] | #DIV/0! | 0 | 0
[12 empty] | #DIV/0! | 0 | 0
[12 empty] | #DIV/0! | 0 | 0
[12 empty] | #DIV/0! | 0 | 0
[12 empty] | #DIV/0! | 0 | 0
[12 empty] | #DIV/0! | 0 | 0
[12 empty] | #DIV/0! | 0 | 0
[12 empty] | #DIV/0! | 0 | 0
[12 empty] | #DIV/0! | 0 | 0
[12 empty] | #DIV/0! | 0 | 0
[12 empty] | #DIV/0! | 0 | 0
[12 empty] | #DIV/0! | 0 | 0
[12 empty] | #DIV/0! | 0 | 0
[12 empty] | #DIV/0! | 0 | 0
[12 empty] | #DIV/0! | 0 | 0
[12 empty] | #DIV/0! | 0 | 0
[12 empty] | #DIV/0! | 0 | 0
[12 empty] | #DIV/0! | 0 | 0
[12 empty] | #DIV/0! | 0 | 0
[12 empty] | #DIV/0! | 0 | 0
[12 empty] | #DIV/0! | 0 | 0
[12 empty] | #DIV/0! | 0 | 0
[12 empty] | #DIV/0! | 0 | 0
[12 empty] | #DIV/0! | 0 | 0
[12 empty] | #DIV/0! | 0 | 0
[12 empty] | #DIV/0! | 0 | 0
[12 empty] | #DIV/0! | 0 | 0
[12 empty] | #DIV/0! | 0 | 0
[12 empty] | #DIV/0! | 0 | 0
[12 empty] | #DIV/0! | 0 | 0
[12 empty] | #DIV/0! | 0 | 0
[12 empty] | #DIV/0! | 0 | 0
[12 empty] | #DIV/0! | 0 | 0
[12 empty] | #DIV/0! | 0 | 0
[12 empty] | #DIV/0! | 0 | 0
[12 empty] | #DIV/0! | 0 | 0
[12 empty] | #DIV/0! | 0 | 0
[12 empty] | #DIV/0! | 0 | 0
[12 empty] | #DIV/0! | 0 | 0
[12 empty] | #DIV/0! | 0 | 0
[12 empty] | #DIV/0! | 0 | 0
[12 empty] | #DIV/0! | 0 | 0
[12 empty] | #DIV/0! | 0 | 0
[12 empty] | #DIV/0! | 0 | 0
[12 empty] | #DIV/0! | 0 | 0
[12 empty] | #DIV/0! | 0 | 0
[12 empty] | #DIV/0! | 0 | 0
[12 empty] | #DIV/0! | 0 | 0
[12 empty] | #DIV/0! | 0 | 0
[12 empty] | #DIV/0! | 0 | 0
[12 empty] | #DIV/0! | 0 | 0
[12 empty] | #DIV/0! | 0 | 0
[12 empty] | #DIV/0! | 0 | 0
[12 empty] | #DIV/0! | 0 | 0
[12 empty] | #DIV/0! | 0 | 0
[12 empty] | #DIV/0! | 0 | 0
[12 empty] | #DIV/0! | 0 | 0
[12 empty] | #DIV/0! | 0 | 0
[12 empty] | #DIV/0! | 0 | 0
[12 empty] | #DIV/0! | 0 | 0
[12 empty] | #DIV/0! | 0 | 0
[12 empty] | #DIV/0! | 0 | 0
[12 empty] | #DIV/0! | 0 | 0
[12 empty] | #DIV/0! | 0 | 0
[12 empty] | #DIV/0! | 0 | 0
[12 empty] | #DIV/0! | 0 | 0
[12 empty] | #DIV/0! | 0 | 0
[12 empty] | #DIV/0! | 0 | 0
[12 empty] | #DIV/0! | 0 | 0
[12 empty] | #DIV/0! | 0 | 0
[12 empty] | #DIV/0! | 0 | 0
[12 empty] | #DIV/0! | 0 | 0
[12 empty] | #DIV/0! | 0 | 0
[12 empty] | #DIV/0! | 0 | 0
[12 empty] | #DIV/0! | 0 | 0
[12 empty] | #DIV/0! | 0 | 0
[12 empty] | #DIV/0! | 0 | 0
[12 empty] | #DIV/0! | 0 | 0
[12 empty] | #DIV/0! | 0 | 0
[12 empty] | #DIV/0! | 0 | 0
[12 empty] | #DIV/0! | 0 | 0
[12 empty] | #DIV/0! | 0 | 0
[12 empty] | #DIV/0! | 0 | 0
[12 empty] | #DIV/0! | 0 | 0
[12 empty] | #DIV/0! | 0 | 0
[12 empty] | #DIV/0! | 0 | 0
[12 empty] | #DIV/0! | 0 | 0
[12 empty] | #DIV/0! | 0 | 0
[12 empty] | #DIV/0! | 0 | 0
[12 empty] | #DIV/0! | 0 | 0
[12 empty] | #DIV/0! | 0 | 0
[12 empty] | #DIV/0! | 0 | 0
[12 empty] | #DIV/0! | 0 | 0
[12 empty] | #DIV/0! | 0 | 0
[12 empty] | #DIV/0! | 0 | 0
[12 empty] | #DIV/0! | 0 | 0
[12 empty] | #DIV/0! | 0 | 0
[12 empty] | #DIV/0! | 0 | 0
[12 empty] | #DIV/0! | 0 | 0
[12 empty] | #DIV/0! | 0 | 0
[12 empty] | #DIV/0! | 0 | 0
[12 empty] | #DIV/0! | 0 | 0
[12 empty] | #DIV/0! | 0 | 0
[12 empty] | #DIV/0! | 0 | 0
[12 empty] | #DIV/0! | 0 | 0
[12 empty] | #DIV/0! | 0 | 0
[12 empty] | #DIV/0! | 0 | 0
[12 empty] | #DIV/0! | 0 | 0
[12 empty] | #DIV/0! | 0 | 0
[12 empty] | #DIV/0! | 0 | 0
[12 empty] | #DIV/0! | 0 | 0
[12 empty] | #DIV/0! | 0 | 0
[12 empty] | #DIV/0! | 0 | 0
[12 empty] | #DIV/0! | 0 | 0
[12 empty] | #DIV/0! | 0 | 0
[12 empty] | #DIV/0! | 0 | 0
[12 empty] | #DIV/0! | 0 | 0
[12 empty] | #DIV/0! | 0 | 0
[12 empty] | #DIV/0! | 0 | 0
[12 empty] | #DIV/0! | 0 | 0
[12 empty] | #DIV/0! | 0 | 0
[12 empty] | #DIV/0! | 0 | 0
[12 empty] | #DIV/0! | 0 | 0
[12 empty] | #DIV/0! | 0 | 0
[12 empty] | #DIV/0! | 0 | 0
[12 empty] | #DIV/0! | 0 | 0
[12 empty] | #DIV/0! | 0 | 0
[12 empty] | #DIV/0! | 0 | 0
[12 empty] | #DIV/0! | 0 | 0
[12 empty] | #DIV/0! | 0 | 0
[12 empty] | #DIV/0! | 0 | 0
[12 empty] | #DIV/0! | 0 | 0
[12 empty] | #DIV/0! | 0 | 0
[12 empty] | #DIV/0! | 0 | 0
[12 empty] | #DIV/0! | 0 | 0
[12 empty] | #DIV/0! | 0 | 0
[12 empty] | #DIV/0! | 0 | 0
[12 empty] | #DIV/0! | 0 | 0
[12 empty] | #DIV/0! | 0 | 0
[12 empty] | #DIV/0! | 0 | 0
[12 empty] | #DIV/0! | 0 | 0
[12 empty] | #DIV/0! | 0 | 0
[12 empty] | #DIV/0! | 0 | 0
[12 empty] | #DIV/0! | 0 | 0
[12 empty] | #DIV/0! | 0 | 0
[12 empty] | #DIV/0! | 0 | 0
[12 empty] | #DIV/0! | 0 | 0
[12 empty] | #DIV/0! | 0 | 0
[12 empty] | #DIV/0! | 0 | 0
[12 empty] | #DIV/0! | 0 | 0
[12 empty] | #DIV/0! | 0 | 0
[12 empty] | #DIV/0! | 0 | 0
[12 empty] | #DIV/0! | 0 | 0
[12 empty] | #DIV/0! | 0 | 0
[12 empty] | #DIV/0! | 0 | 0
[12 empty] | #DIV/0! | 0 | 0
[12 empty] | #DIV/0! | 0 | 0
[12 empty] | #DIV/0! | 0 | 0
[12 empty] | #DIV/0! | 0 | 0
[12 empty] | #DIV/0! | 0 | 0
[12 empty] | #DIV/0! | 0 | 0
[12 empty] | #DIV/0! | 0 | 0
[12 empty] | #DIV/0! | 0 | 0
[12 empty] | #DIV/0! | 0 | 0
[12 empty] | #DIV/0! | 0 | 0
[12 empty] | #DIV/0! | 0 | 0
[12 empty] | #DIV/0! | 0 | 0
[12 empty] | #DIV/0! | 0 | 0
[12 empty] | #DIV/0! | 0 | 0
[12 empty] | #DIV/0! | 0 | 0
[12 empty] | #DIV/0! | 0 | 0
[12 empty] | #DIV/0! | 0 | 0
[12 empty] | #DIV/0! | 0 | 0
[12 empty] | #DIV/0! | 0 | 0
[12 empty] | #DIV/0! | 0 | 0
[12 empty] | #DIV/0! | 0 | 0
[12 empty] | #DIV/0! | 0 | 0
[12 empty] | #DIV/0! | 0 | 0
[12 empty] | #DIV/0! | 0 | 0
[12 empty] | #DIV/0! | 0 | 0
[12 empty] | #DIV/0! | 0 | 0
[12 empty] | #DIV/0! | 0 | 0
[12 empty] | #DIV/0! | 0 | 0
[12 empty] | #DIV/0! | 0 | 0
[12 empty] | #DIV/0! | 0 | 0
[12 empty] | #DIV/0! | 0 | 0
[12 empty] | #DIV/0! | 0 | 0
[12 empty] | #DIV/0! | 0 | 0
[12 empty] | #DIV/0! | 0 | 0
[12 empty] | #DIV/0! | 0 | 0
[12 empty] | #DIV/0! | 0 | 0
[12 empty] | #DIV/0! | 0 | 0
[12 empty] | #DIV/0! | 0 | 0
[12 empty] | #DIV/0! | 0 | 0
[12 empty] | #DIV/0! | 0 | 0
[12 empty] | #DIV/0! | 0 | 0
[12 empty] | #DIV/0! | 0 | 0
[12 empty] | #DIV/0! | 0 | 0
[12 empty] | #DIV/0! | 0 | 0
[12 empty] | #DIV/0! | 0 | 0
[12 empty] | #DIV/0! | 0 | 0
[12 empty] | #DIV/0! | 0 | 0
[12 empty] | #DIV/0! | 0 | 0
[12 empty] | #DIV/0! | 0 | 0
[12 empty] | #DIV/0! | 0 | 0
[12 empty] | #DIV/0! | 0 | 0
[12 empty] | #DIV/0! | 0 | 0
[12 empty] | #DIV/0! | 0 | 0
[12 empty] | #DIV/0! | 0 | 0
[12 empty] | #DIV/0! | 0 | 0
[12 empty] | #DIV/0! | 0 | 0
[12 empty] | #DIV/0! | 0 | 0
[12 empty] | #DIV/0! | 0 | 0
[12 empty] | #DIV/0! | 0 | 0
[12 empty] | #DIV/0! | 0 | 0
[12 empty] | #DIV/0! | 0 | 0
[12 empty] | #DIV/0! | 0 | 0
[12 empty] | #DIV/0! | 0 | 0
[12 empty] | #DIV/0! | 0 | 0
[12 empty] | #DIV/0! | 0 | 0
[12 empty] | #DIV/0! | 0 | 0
[12 empty] | #DIV/0! | 0 | 0
[12 empty] | #DIV/0! | 0 | 0
[12 empty] | #DIV/0! | 0 | 0
[12 empty] | #DIV/0! | 0 | 0
[12 empty] | #DIV/0! | 0 | 0
[12 empty] | #DIV/0! | 0 | 0
[12 empty] | #DIV/0! | 0 | 0
[12 empty] | #DIV/0! | 0 | 0
[12 empty] | #DIV/0! | 0 | 0
[12 empty] | #DIV/0! | 0 | 0
[12 empty] | #DIV/0! | 0 | 0
[12 empty] | #DIV/0! | 0 | 0
[12 empty] | #DIV/0! | 0 | 0
[12 empty] | #DIV/0! | 0 | 0
[12 empty] | #DIV/0! | 0 | 0
[12 empty] | #DIV/0! | 0 | 0
[12 empty] | #DIV/0! | 0 | 0
[12 empty] | #DIV/0! | 0 | 0
[12 empty] | #DIV/0! | 0 | 0
[12 empty] | #DIV/0! | 0 | 0
[12 empty] | #DIV/0! | 0 | 0
[12 empty] | #DIV/0! | 0 | 0
[12 empty] | #DIV/0! | 0 | 0
[12 empty] | #DIV/0! | 0 | 0
[12 empty] | #DIV/0! | 0 | 0
[12 empty] | #DIV/0! | 0 | 0
[12 empty] | #DIV/0! | 0 | 0
[12 empty] | #DIV/0! | 0 | 0
[12 empty] | #DIV/0! | 0 | 0
[12 empty] | #DIV/0! | 0 | 0
[12 empty] | #DIV/0! | 0 | 0
[12 empty] | #DIV/0! | 0 | 0
[12 empty] | #DIV/0! | 0 | 0
[12 empty] | #DIV/0! | 0 | 0
[12 empty] | #DIV/0! | 0 | 0
[12 empty] | #DIV/0! | 0 | 0
[12 empty] | #DIV/0! | 0 | 0
[12 empty] | #DIV/0! | 0 | 0
[12 empty] | #DIV/0! | 0 | 0
[12 empty] | #DIV/0! | 0 | 0
[12 empty] | #DIV/0! | 0 | 0
[12 empty] | #DIV/0! | 0 | 0
[12 empty] | #DIV/0! | 0 | 0
[12 empty] | #DIV/0! | 0 | 0
[12 empty] | #DIV/0! | 0 | 0
[12 empty] | #DIV/0! | 0 | 0
[12 empty] | #DIV/0! | 0 | 0
[12 empty] | #DIV/0! | 0 | 0
[12 empty] | #DIV/0! | 0 | 0
[12 empty] | #DIV/0! | 0 | 0
[12 empty] | #DIV/0! | 0 | 0
[12 empty] | #DIV/0! | 0 | 0
[12 empty] | #DIV/0! | 0 | 0
[12 empty] | #DIV/0! | 0 | 0
[12 empty] | #DIV/0! | 0 | 0
[12 empty] | #DIV/0! | 0 | 0
[12 empty] | #DIV/0! | 0 | 0
[12 empty] | #DIV/0! | 0 | 0
[12 empty] | #DIV/0! | 0 | 0
[12 empty] | #DIV/0! | 0 | 0
[12 empty] | #DIV/0! | 0 | 0
[12 empty] | #DIV/0! | 0 | 0
[12 empty] | #DIV/0! | 0 | 0
[12 empty] | #DIV/0! | 0 | 0
[12 empty] | #DIV/0! | 0 | 0
[12 empty] | #DIV/0! | 0 | 0
[12 empty] | #DIV/0! | 0 | 0
[12 empty] | #DIV/0! | 0 | 0
[12 empty] | #DIV/0! | 0 | 0
[12 empty] | #DIV/0! | 0 | 0
[12 empty] | #DIV/0! | 0 | 0
[12 empty] | #DIV/0! | 0 | 0
[12 empty] | #DIV/0! | 0 | 0
[12 empty] | #DIV/0! | 0 | 0
[12 empty] | #DIV/0! | 0 | 0
[12 empty] | #DIV/0! | 0 | 0
[12 empty] | #DIV/0! | 0 | 0
[12 empty] | #DIV/0! | 0 | 0
[12 empty] | #DIV/0! | 0 | 0
[12 empty] | #DIV/0! | 0 | 0
[12 empty] | #DIV/0! | 0 | 0
[12 empty] | #DIV/0! | 0 | 0
[12 empty] | #DIV/0! | 0 | 0
[12 empty] | #DIV/0! | 0 | 0
[12 empty] | #DIV/0! | 0 | 0
[12 empty] | #DIV/0! | 0 | 0
[12 empty] | #DIV/0! | 0 | 0
[12 empty] | #DIV/0! | 0 | 0
[12 empty] | #DIV/0! | 0 | 0
[12 empty] | #DIV/0! | 0 | 0
[12 empty] | #DIV/0! | 0 | 0
[12 empty] | #DIV/0! | 0 | 0
[12 empty] | #DIV/0! | 0 | 0
[12 empty] | #DIV/0! | 0 | 0
[12 empty] | #DIV/0! | 0 | 0
[12 empty] | #DIV/0! | 0 | 0
[12 empty] | #DIV/0! | 0 | 0
[12 empty] | #DIV/0! | 0 | 0
[12 empty] | #DIV/0! | 0 | 0
[12 empty] | #DIV/0! | 0 | 0
[12 empty] | #DIV/0! | 0 | 0
[12 empty] | #DIV/0! | 0 | 0
[12 empty] | #DIV/0! | 0 | 0
[12 empty] | #DIV/0! | 0 | 0
[12 empty] | #DIV/0! | 0 | 0
[12 empty] | #DIV/0! | 0 | 0
[12 empty] | #DIV/0! | 0 | 0
[12 empty] | #DIV/0! | 0 | 0
[12 empty] | #DIV/0! | 0 | 0
[12 empty] | #DIV/0! | 0 | 0
[12 empty] | #DIV/0! | 0 | 0
[12 empty] | #DIV/0! | 0 | 0
[12 empty] | #DIV/0! | 0 | 0
[12 empty] | #DIV/0! | 0 | 0
[12 empty] | #DIV/0! | 0 | 0
[12 empty] | #DIV/0! | 0 | 0
[12 empty] | #DIV/0! | 0 | 0
[12 empty] | #DIV/0! | 0 | 0
[12 empty] | #DIV/0! | 0 | 0
[12 empty] | #DIV/0! | 0 | 0
[12 empty] | #DIV/0! | 0 | 0
[12 empty] | #DIV/0! | 0 | 0
[12 empty] | #DIV/0! | 0 | 0
[12 empty] | #DIV/0! | 0 | 0
[12 empty] | #DIV/0! | 0 | 0
[12 empty] | #DIV/0! | 0 | 0
[12 empty] | #DIV/0! | 0 | 0
[12 empty] | #DIV/0! | 0 | 0
[12 empty] | #DIV/0! | 0 | 0
[12 empty] | #DIV/0! | 0 | 0
[12 empty] | #DIV/0! | 0 | 0
[12 empty] | #DIV/0! | 0 | 0
[12 empty] | #DIV/0! | 0 | 0
[12 empty] | #DIV/0! | 0 | 0
[12 empty] | #DIV/0! | 0 | 0
[12 empty] | #DIV/0! | 0 | 0
[12 empty] | #DIV/0! | 0 | 0
[12 empty] | #DIV/0! | 0 | 0
[12 empty] | #DIV/0! | 0 | 0
[12 empty] | #DIV/0! | 0 | 0
[12 empty] | #DIV/0! | 0 | 0
[12 empty] | #DIV/0! | 0 | 0
[12 empty] | #DIV/0! | 0 | 0
[12 empty] | #DIV/0! | 0 | 0
[12 empty] | #DIV/0! | 0 | 0
[12 empty] | #DIV/0! | 0 | 0
[12 empty] | #DIV/0! | 0 | 0
[12 empty] | #DIV/0! | 0 | 0
[12 empty] | #DIV/0! | 0 | 0
[12 empty] | #DIV/0! | 0 | 0
[12 empty] | #DIV/0! | 0 | 0
[12 empty] | #DIV/0! | 0 | 0
[12 empty] | #DIV/0! | 0 | 0
[12 empty] | #DIV/0! | 0 | 0
[12 empty] | #DIV/0! | 0 | 0
[12 empty] | #DIV/0! | 0 | 0
[12 empty] | #DIV/0! | 0 | 0
[12 empty] | #DIV/0! | 0 | 0
[12 empty] | #DIV/0! | 0 | 0
[12 empty] | #DIV/0! | 0 | 0
[12 empty] | #DIV/0! | 0 | 0
[12 empty] | #DIV/0! | 0 | 0
[12 empty] | #DIV/0! | 0 | 0
[12 empty] | #DIV/0! | 0 | 0
[12 empty] | #DIV/0! | 0 | 0
[12 empty] | #DIV/0! | 0 | 0
[12 empty] | #DIV/0! | 0 | 0
[12 empty] | #DIV/0! | 0 | 0
[12 empty] | #DIV/0! | 0 | 0
[12 empty] | #DIV/0! | 0 | 0
[12 empty] | #DIV/0! | 0 | 0
[12 empty] | #DIV/0! | 0 | 0
[12 empty] | #DIV/0! | 0 | 0
[12 empty] | #DIV/0! | 0 | 0
[12 empty] | #DIV/0! | 0 | 0
[12 empty] | #DIV/0! | 0 | 0
[12 empty] | #DIV/0! | 0 | 0
[12 empty] | #DIV/0! | 0 | 0
[12 empty] | #DIV/0! | 0 | 0
[12 empty] | #DIV/0! | 0 | 0
[12 empty] | #DIV/0! | 0 | 0
[12 empty] | #DIV/0! | 0 | 0
[12 empty] | #DIV/0! | 0 | 0
[12 empty] | #DIV/0! | 0 | 0
[12 empty] | #DIV/0! | 0 | 0
[12 empty] | #DIV/0! | 0 | 0
[12 empty] | #DIV/0! | 0 | 0
[12 empty] | #DIV/0! | 0 | 0
[12 empty] | #DIV/0! | 0 | 0
[12 empty] | #DIV/0! | 0 | 0
[12 empty] | #DIV/0! | 0 | 0
[12 empty] | #DIV/0! | 0 | 0
[12 empty] | #DIV/0! | 0 | 0
[12 empty] | #DIV/0! | 0 | 0
[12 empty] | #DIV/0! | 0 | 0
[12 empty] | #DIV/0! | 0 | 0
[12 empty] | #DIV/0! | 0 | 0
[12 empty] | #DIV/0! | 0 | 0
[12 empty] | #DIV/0! | 0 | 0
[12 empty] | #DIV/0! | 0 | 0
[12 empty] | #DIV/0! | 0 | 0
[12 empty] | #DIV/0! | 0 | 0
[12 empty] | #DIV/0! | 0 | 0
[12 empty] | #DIV/0! | 0 | 0
[12 empty] | #DIV/0! | 0 | 0
[12 empty] | #DIV/0! | 0 | 0
[12 empty] | #DIV/0! | 0 | 0
[12 empty] | #DIV/0! | 0 | 0
[12 empty] | #DIV/0! | 0 | 0
[12 empty] | #DIV/0! | 0 | 0
[12 empty] | #DIV/0! | 0 | 0
[12 empty] | #DIV/0! | 0 | 0
[12 empty] | #DIV/0! | 0 | 0
[12 empty] | #DIV/0! | 0 | 0
[12 empty] | #DIV/0! | 0 | 0
[12 empty] | #DIV/0! | 0 | 0
[12 empty] | #DIV/0! | 0 | 0
[12 empty] | #DIV/0! | 0 | 0
[12 empty] | #DIV/0! | 0 | 0
[12 empty] | #DIV/0! | 0 | 0
[12 empty] | #DIV/0! | 0 | 0
[12 empty] | #DIV/0! | 0 | 0
[12 empty] | #DIV/0! | 0 | 0
[12 empty] | #DIV/0! | 0 | 0
[12 empty] | #DIV/0! | 0 | 0
[12 empty] | #DIV/0! | 0 | 0
[12 empty] | #DIV/0! | 0 | 0
[12 empty] | #DIV/0! | 0 | 0
[12 empty] | #DIV/0! | 0 | 0
[12 empty] | #DIV/0! | 0 | 0
[12 empty] | #DIV/0! | 0 | 0
[12 empty] | #DIV/0! | 0 | 0
[12 empty] | #DIV/0! | 0 | 0
[12 empty] | #DIV/0! | 0 | 0
[12 empty] | #DIV/0! | 0 | 0
[12 empty] | #DIV/0! | 0 | 0
[12 empty] | #DIV/0! | 0 | 0
[12 empty] | #DIV/0! | 0 | 0
[12 empty] | #DIV/0! | 0 | 0
[12 empty] | #DIV/0! | 0 | 0
[12 empty] | #DIV/0! | 0 | 0
[12 empty] | #DIV/0! | 0 | 0
[12 empty] | #DIV/0! | 0 | 0
[12 empty] | #DIV/0! | 0 | 0
[12 empty] | #DIV/0! | 0 | 0
[12 empty] | #DIV/0! | 0 | 0
[12 empty] | #DIV/0! | 0 | 0
[12 empty] | #DIV/0! | 0 | 0
[12 empty] | #DIV/0! | 0 | 0
[12 empty] | #DIV/0! | 0 | 0
[12 empty] | #DIV/0! | 0 | 0
[12 empty] | #DIV/0! | 0 | 0
[12 empty] | #DIV/0! | 0 | 0
[12 empty] | #DIV/0! | 0 | 0
[12 empty] | #DIV/0! | 0 | 0
[12 empty] | #DIV/0! | 0 | 0
[12 empty] | #DIV/0! | 0 | 0
[12 empty] | #DIV/0! | 0 | 0
[12 empty] | #DIV/0! | 0 | 0
[12 empty] | #DIV/0! | 0 | 0
[12 empty] | #DIV/0! | 0 | 0
[12 empty] | #DIV/0! | 0 | 0
[12 empty] | #DIV/0! | 0 | 0
[12 empty] | #DIV/0! | 0 | 0
[12 empty] | #DIV/0! | 0 | 0
[12 empty] | #DIV/0! | 0 | 0
[12 empty] | #DIV/0! | 0 | 0
[12 empty] | #DIV/0! | 0 | 0
[12 empty] | #DIV/0! | 0 | 0
[12 empty] | #DIV/0! | 0 | 0
[12 empty] | #DIV/0! | 0 | 0
[12 empty] | #DIV/0! | 0 | 0
[12 empty] | #DIV/0! | 0 | 0
[12 empty] | #DIV/0! | 0 | 0
[12 empty] | #DIV/0! | 0 | 0
[12 empty] | #DIV/0! | 0 | 0
[12 empty] | #DIV/0! | 0 | 0
[12 empty] | #DIV/0! | 0 | 0
[12 empty] | #DIV/0! | 0 | 0
[12 empty] | #DIV/0! | 0 | 0
[12 empty] | #DIV/0! | 0 | 0
[12 empty] | #DIV/0! | 0 | 0
[12 empty] | #DIV/0! | 0 | 0
[12 empty] | #DIV/0! | 0 | 0
[12 empty] | #DIV/0! | 0 | 0
[12 empty] | #DIV/0! | 0 | 0
[12 empty] | #DIV/0! | 0 | 0
[12 empty] | #DIV/0! | 0 | 0
[12 empty] | #DIV/0! | 0 | 0
[12 empty] | #DIV/0! | 0 | 0
[12 empty] | #DIV/0! | 0 | 0
[12 empty] | #DIV/0! | 0 | 0
[12 empty] | #DIV/0! | 0 | 0
[12 empty] | #DIV/0! | 0 | 0
[12 empty] | #DIV/0! | 0 | 0
[12 empty] | #DIV/0! | 0 | 0
[12 empty] | #DIV/0! | 0 | 0
[12 empty] | #DIV/0! | 0 | 0
[12 empty] | #DIV/0! | 0 | 0
[12 empty] | #DIV/0! | 0 | 0
[12 empty] | #DIV/0! | 0 | 0
[12 empty] | #DIV/0! | 0 | 0
[12 empty] | #DIV/0! | 0 | 0
[12 empty] | #DIV/0! | 0 | 0
[12 empty] | #DIV/0! | 0 | 0
[12 empty] | #DIV/0! | 0 | 0
[12 empty] | #DIV/0! | 0 | 0
[12 empty] | #DIV/0! | 0 | 0
[12 empty] | #DIV/0! | 0 | 0
[12 empty] | #DIV/0! | 0 | 0
[12 empty] | #DIV/0! | 0 | 0
[12 empty] | #DIV/0! | 0 | 0
[12 empty] | #DIV/0! | 0 | 0
[12 empty] | #DIV/0! | 0 | 0
[12 empty] | #DIV/0! | 0 | 0
[12 empty] | #DIV/0! | 0 | 0
[12 empty] | #DIV/0! | 0 | 0
[12 empty] | #DIV/0! | 0 | 0
[12 empty] | #DIV/0! | 0 | 0
[12 empty] | #DIV/0! | 0 | 0
[12 empty] | #DIV/0! | 0 | 0
[12 empty] | #DIV/0! | 0 | 0
[12 empty] | #DIV/0! | 0 | 0
[12 empty] | #DIV/0! | 0 | 0
[12 empty] | #DIV/0! | 0 | 0
[12 empty] | #DIV/0! | 0 | 0
[12 empty] | #DIV/0! | 0 | 0
[12 empty] | #DIV/0! | 0 | 0
[12 empty] | #DIV/0! | 0 | 0
[12 empty] | #DIV/0! | 0 | 0
[12 empty] | #DIV/0! | 0 | 0
[12 empty] | #DIV/0! | 0 | 0
[12 empty] | #DIV/0! | 0 | 0
[12 empty] | #DIV/0! | 0 | 0
[12 empty] | #DIV/0! | 0 | 0
[12 empty] | #DIV/0! | 0 | 0
[12 empty] | #DIV/0! | 0 | 0
[12 empty] | #DIV/0! | 0 | 0
[12 empty] | #DIV/0! | 0 | 0
[12 empty] | #DIV/0! | 0 | 0
[12 empty] | #DIV/0! | 0 | 0
[12 empty] | #DIV/0! | 0 | 0
[12 empty] | #DIV/0! | 0 | 0
[12 empty] | #DIV/0! | 0 | 0
[12 empty] | #DIV/0! | 0 | 0
[12 empty] | #DIV/0! | 0 | 0
[12 empty] | #DIV/0! | 0 | 0
[12 empty] | #DIV/0! | 0 | 0
[12 empty] | #DIV/0! | 0 | 0
[12 empty] | #DIV/0! | 0 | 0
[12 empty] | #DIV/0! | 0 | 0
[12 empty] | #DIV/0! | 0 | 0
[12 empty] | #DIV/0! | 0 | 0
[12 empty] | #DIV/0! | 0 | 0
[12 empty] | #DIV/0! | 0 | 0
[12 empty] | #DIV/0! | 0 | 0
[12 empty] | #DIV/0! | 0 | 0
[12 empty] | #DIV/0! | 0 | 0
[12 empty] | #DIV/0! | 0 | 0
[12 empty] | #DIV/0! | 0 | 0
[12 empty] | #DIV/0! | 0 | 0
[12 empty] | #DIV/0! | 0 | 0
[12 empty] | #DIV/0! | 0 | 0
[12 empty] | #DIV/0! | 0 | 0
[12 empty] | #DIV/0! | 0 | 0
[12 empty] | #DIV/0! | 0 | 0
[12 empty] | #DIV/0! | 0 | 0
[12 empty] | #DIV/0! | 0 | 0
[12 empty] | #DIV/0! | 0 | 0
[12 empty] | #DIV/0! | 0 | 0
[12 empty] | #DIV/0! | 0 | 0
[12 empty] | #DIV/0! | 0 | 0
[12 empty] | #DIV/0! | 0 | 0
[12 empty] | #DIV/0! | 0 | 0
[12 empty] | #DIV/0! | 0 | 0
[12 empty] | #DIV/0! | 0 | 0
[12 empty] | #DIV/0! | 0 | 0
[12 empty] | #DIV/0! | 0 | 0
[12 empty] | #DIV/0! | 0 | 0
[12 empty] | #DIV/0! | 0 | 0
[12 empty] | #DIV/0! | 0 | 0
[12 empty] | #DIV/0! | 0 | 0
[12 empty] | #DIV/0! | 0 | 0
[12 empty] | #DIV/0! | 0 | 0
[12 empty] | #DIV/0! | 0 | 0
[12 empty] | #DIV/0! | 0 | 0
[12 empty] | #DIV/0! | 0 | 0
[12 empty] | #DIV/0! | 0 | 0
[12 empty] | #DIV/0! | 0 | 0
[12 empty] | #DIV/0! | 0 | 0
[12 empty] | #DIV/0! | 0 | 0
[12 empty] | #DIV/0! | 0 | 0
[12 empty] | #DIV/0! | 0 | 0
[12 empty] | #DIV/0! | 0 | 0
[12 empty] | #DIV/0! | 0 | 0
[12 empty] | #DIV/0! | 0 | 0
[12 empty] | #DIV/0! | 0 | 0
[12 empty] | #DIV/0! | 0 | 0
[12 empty] | #DIV/0! | 0 | 0
[12 empty] | #DIV/0! | 0 | 0
[12 empty] | #DIV/0! | 0 | 0
[12 empty] | #DIV/0! | 0 | 0
[12 empty] | #DIV/0! | 0 | 0
[12 empty] | #DIV/0! | 0 | 0
[12 empty] | #DIV/0! | 0 | 0
[12 empty] | #DIV/0! | 0 | 0
[12 empty] | #DIV/0! | 0 | 0
[12 empty] | #DIV/0! | 0 | 0
[12 empty] | #DIV/0! | 0 | 0
[12 empty] | #DIV/0! | 0 | 0
[12 empty] | #DIV/0! | 0 | 0
[12 empty] | #DIV/0! | 0 | 0
[12 empty] | #DIV/0! | 0 | 0
[12 empty] | #DIV/0! | 0 | 0
[12 empty] | #DIV/0! | 0 | 0
[12 empty] | #DIV/0! | 0 | 0
[12 empty] | #DIV/0! | 0 | 0
[12 empty] | #DIV/0! | 0 | 0
[12 empty] | #DIV/0! | 0 | 0
[12 empty] | #DIV/0! | 0 | 0
[12 empty] | #DIV/0! | 0 | 0
[12 empty] | #DIV/0! | 0 | 0
[12 empty] | #DIV/0! | 0 | 0
[12 empty] | #DIV/0! | 0 | 0
[12 empty] | #DIV/0! | 0 | 0
[12 empty] | #DIV/0! | 0 | 0
[12 empty] | #DIV/0! | 0 | 0
[12 empty] | #DIV/0! | 0 | 0
[12 empty] | #DIV/0! | 0 | 0
[12 empty] | #DIV/0! | 0 | 0
[12 empty] | #DIV/0! | 0 | 0
[12 empty] | #DIV/0! | 0 | 0
[12 empty] | #DIV/0! | 0 | 0
[12 empty] | #DIV/0! | 0 | 0
[12 empty] | #DIV/0! | 0 | 0
[12 empty] | #DIV/0! | 0 | 0
[12 empty] | #DIV/0! | 0 | 0
[12 empty] | #DIV/0! | 0 | 0
[12 empty] | #DIV/0! | 0 | 0
[12 empty] | #DIV/0! | 0 | 0
[12 empty] | #DIV/0! | 0 | 0
[12 empty] | #DIV/0! | 0 | 0
[12 empty] | #DIV/0! | 0 | 0
[12 empty] | #DIV/0! | 0 | 0
[12 empty] | #DIV/0! | 0 | 0
[12 empty] | #DIV/0! | 0 | 0
[12 empty] | #DIV/0! | 0 | 0
[12 empty] | #DIV/0! | 0 | 0
[12 empty] | #DIV/0! | 0 | 0
[12 empty] | #DIV/0! | 0 | 0
[12 empty] | #DIV/0! | 0 | 0
[12 empty] | #DIV/0! | 0 | 0
[12 empty] | #DIV/0! | 0 | 0
[12 empty] | #DIV/0! | 0 | 0
[12 empty] | #DIV/0! | 0 | 0
[12 empty] | #DIV/0! | 0 | 0
[12 empty] | #DIV/0! | 0 | 0
[12 empty] | #DIV/0! | 0 | 0
[12 empty] | #DIV/0! | 0 | 0
[12 empty] | #DIV/0! | 0 | 0
[12 empty] | #DIV/0! | 0 | 0
[12 empty] | #DIV/0! | 0 | 0
[12 empty] | #DIV/0! | 0 | 0
[12 empty] | #DIV/0! | 0 | 0
[12 empty] | #DIV/0! | 0 | 0
[12 empty] | #DIV/0! | 0 | 0
[12 empty] | #DIV/0! | 0 | 0
[12 empty] | #DIV/0! | 0 | 0
[12 empty] | #DIV/0! | 0 | 0
[12 empty] | #DIV/0! | 0 | 0
[12 empty] | #DIV/0! | 0 | 0
[12 empty] | #DIV/0! | 0 | 0
[12 empty] | #DIV/0! | 0 | 0
[12 empty] | #DIV/0! | 0 | 0
[12 empty] | #DIV/0! | 0 | 0
[12 empty] | #DIV/0! | 0 | 0
[12 empty] | #DIV/0! | 0 | 0
[12 empty] | #DIV/0! | 0 | 0
[12 empty] | #DIV/0! | 0 | 0
[12 empty] | #DIV/0! | 0 | 0
[12 empty] | #DIV/0! | 0 | 0
[12 empty] | #DIV/0! | 0 | 0
[12 empty] | #DIV/0! | 0 | 0
[12 empty] | #DIV/0! | 0 | 0
[12 empty] | #DIV/0! | 0 | 0
[12 empty] | #DIV/0! | 0 | 0
[12 empty] | #DIV/0! | 0 | 0
[12 empty] | #DIV/0! | 0 | 0
[12 empty] | #DIV/0! | 0 | 0
[12 empty] | #DIV/0! | 0 | 0
[12 empty] | #DIV/0! | 0 | 0
[12 empty] | #DIV/0! | 0 | 0
[12 empty] | #DIV/0! | 0 | 0
[12 empty] | #DIV/0! | 0 | 0
[12 empty] | #DIV/0! | 0 | 0
[12 empty] | #DIV/0! | 0 | 0
[12 empty] | #DIV/0! | 0 | 0
[12 empty] | #DIV/0! | 0 | 0
[12 empty] | #DIV/0! | 0 | 0
[12 empty] | #DIV/0! | 0 | 0
[12 empty] | #DIV/0! | 0 | 0
[12 empty] | #DIV/0! | 0 | 0
[12 empty] | #DIV/0! | 0 | 0
[12 empty] | #DIV/0! | 0 | 0
[12 empty] | #DIV/0! | 0 | 0
[12 empty] | #DIV/0! | 0 | 0
[12 empty] | #DIV/0! | 0 | 0
[12 empty] | #DIV/0! | 0 | 0
[12 empty] | #DIV/0! | 0 | 0
[12 empty] | #DIV/0! | 0 | 0
[12 empty] | #DIV/0! | 0 | 0
[12 empty] | #DIV/0! | 0 | 0
[12 empty] | #DIV/0! | 0 | 0
[12 empty] | #DIV/0! | 0 | 0
[12 empty] | #DIV/0! | 0 | 0
[12 empty] | #DIV/0! | 0 | 0
[12 empty] | #DIV/0! | 0 | 0
[12 empty] | #DIV/0! | 0 | 0
[12 empty] | #DIV/0! | 0 | 0
[12 empty] | #DIV/0! | 0 | 0
[12 empty] | #DIV/0! | 0 | 0
[12 empty] | #DIV/0! | 0 | 0
[12 empty] | #DIV/0! | 0 | 0
[12 empty] | #DIV/0! | 0 | 0
[12 empty] | #DIV/0! | 0 | 0
[12 empty] | #DIV/0! | 0 | 0
[12 empty] | #DIV/0! | 0 | 0
[12 empty] | #DIV/0! | 0 | 0
[12 empty] | #DIV/0! | 0 | 0
[12 empty] | #DIV/0! | 0 | 0
[12 empty] | #DIV/0! | 0 | 0
[12 empty] | #DIV/0! | 0 | 0
[12 empty] | #DIV/0! | 0 | 0
[12 empty] | #DIV/0! | 0 | 0
[12 empty] | #DIV/0! | 0 | 0
[12 empty] | #DIV/0! | 0 | 0
[12 empty] | #DIV/0! | 0 | 0
[12 empty] | #DIV/0! | 0 | 0
[12 empty] | #DIV/0! | 0 | 0
[12 empty] | #DIV/0! | 0 | 0
[12 empty] | #DIV/0! | 0 | 0
[12 empty] | #DIV/0! | 0 | 0
[12 empty] | #DIV/0! | 0 | 0
[12 empty] | #DIV/0! | 0 | 0
[12 empty] | #DIV/0! | 0 | 0
[12 empty] | #DIV/0! | 0 | 0
[12 empty] | #DIV/0! | 0 | 0
[12 empty] | #DIV/0! | 0 | 0
[12 empty] | #DIV/0! | 0 | 0
[12 empty] | #DIV/0! | 0 | 0
[12 empty] | #DIV/0! | 0 | 0
[12 empty] | #DIV/0! | 0 | 0
[12 empty] | #DIV/0! | 0 | 0
[12 empty] | #DIV/0! | 0 | 0
[12 empty] | #DIV/0! | 0 | 0
[12 empty] | #DIV/0! | 0 | 0
[12 empty] | #DIV/0! | 0 | 0
[12 empty] | #DIV/0! | 0 | 0
[12 empty] | #DIV/0! | 0 | 0
[12 empty] | #DIV/0! | 0 | 0
[12 empty] | #DIV/0! | 0 | 0
[12 empty] | #DIV/0! | 0 | 0
[12 empty] | #DIV/0! | 0 | 0
[12 empty] | #DIV/0! | 0 | 0
[12 empty] | #DIV/0! | 0 | 0
[12 empty] | #DIV/0! | 0 | 0
[12 empty] | #DIV/0! | 0 | 0
[12 empty] | #DIV/0! | 0 | 0
[12 empty] | #DIV/0! | 0 | 0
[12 empty] | #DIV/0! | 0 | 0
[12 empty] | #DIV/0! | 0 | 0
[12 empty] | #DIV/0! | 0 | 0
[12 empty] | #DIV/0! | 0 | 0
[12 empty] | #DIV/0! | 0 | 0
[12 empty] | #DIV/0! | 0 | 0
[12 empty] | #DIV/0! | 0 | 0
[12 empty] | #DIV/0! | 0 | 0
[12 empty] | #DIV/0! | 0 | 0
[12 empty] | #DIV/0! | 0 | 0
[12 empty] | #DIV/0! | 0 | 0
[12 empty] | #DIV/0! | 0 | 0
[12 empty] | #DIV/0! | 0 | 0
[12 empty] | #DIV/0! | 0 | 0
[12 empty] | #DIV/0! | 0 | 0
[12 empty] | #DIV/0! | 0 | 0
[12 empty] | #DIV/0! | 0 | 0
[12 empty] | #DIV/0! | 0 | 0
[12 empty] | #DIV/0! | 0 | 0
[12 empty] | #DIV/0! | 0 | 0
[12 empty] | #DIV/0! | 0 | 0
[12 empty] | #DIV/0! | 0 | 0
[12 empty] | #DIV/0! | 0 | 0
[12 empty] | #DIV/0! | 0 | 0
[12 empty] | #DIV/0! | 0 | 0
[12 empty] | #DIV/0! | 0 | 0
[12 empty] | #DIV/0! | 0 | 0
[12 empty] | #DIV/0! | 0 | 0
[12 empty] | #DIV/0! | 0 | 0
[12 empty] | #DIV/0! | 0 | 0
[12 empty] | #DIV/0! | 0 | 0
[12 empty] | #DIV/0! | 0 | 0
[12 empty] | #DIV/0! | 0 | 0
[12 empty] | #DIV/0! | 0 | 0
[12 empty] | #DIV/0! | 0 | 0
[12 empty] | #DIV/0! | 0 | 0
[12 empty] | #DIV/0! | 0 | 0
[12 empty] | #DIV/0! | 0 | 0
[12 empty] | #DIV/0! | 0 | 0
[12 empty] | #DIV/0! | 0 | 0
[12 empty] | #DIV/0! | 0 | 0
[12 empty] | #DIV/0! | 0 | 0
[12 empty] | #DIV/0! | 0 | 0
[12 empty] | #DIV/0! | 0 | 0
[12 empty] | #DIV/0! | 0 | 0
[12 empty] | #DIV/0! | 0 | 0
[12 empty] | #DIV/0! | 0 | 0
[12 empty] | #DIV/0! | 0 | 0
[12 empty] | #DIV/0! | 0 | 0
[12 empty] | #DIV/0! | 0 | 0
[12 empty] | #DIV/0! | 0 | 0
[12 empty] | #DIV/0! | 0 | 0
[12 empty] | #DIV/0! | 0 | 0
[12 empty] | #DIV/0! | 0 | 0
[12 empty] | #DIV/0! | 0 | 0
[12 empty] | #DIV/0! | 0 | 0
[12 empty] | #DIV/0! | 0 | 0
[12 empty] | #DIV/0! | 0 | 0
[12 empty] | #DIV/0! | 0 | 0
[12 empty] | #DIV/0! | 0 | 0
[12 empty] | #DIV/0! | 0 | 0
[12 empty] | #DIV/0! | 0 | 0
[12 empty] | #DIV/0! | 0 | 0
[12 empty] | #DIV/0! | 0 | 0
[12 empty] | #DIV/0! | 0 | 0
[12 empty] | #DIV/0! | 0 | 0
[12 empty] | #DIV/0! | 0 | 0
[12 empty] | #DIV/0! | 0 | 0
[12 empty] | #DIV/0! | 0 | 0
[12 empty] | #DIV/0! | 0 | 0
[12 empty] | #DIV/0! | 0 | 0
[12 empty] | #DIV/0! | 0 | 0
[12 empty] | #DIV/0! | 0 | 0
[12 empty] | #DIV/0! | 0 | 0
[12 empty] | #DIV/0! | 0 | 0
[12 empty] | #DIV/0! | 0 | 0
[12 empty] | #DIV/0! | 0 | 0
[12 empty] | #DIV/0! | 0 | 0
[12 empty] | #DIV/0! | 0 | 0
[12 empty] | #DIV/0! | 0 | 0
[12 empty] | #DIV/0! | 0 | 0
[12 empty] | #DIV/0! | 0 | 0
[12 empty] | #DIV/0! | 0 | 0
[12 empty] | #DIV/0! | 0 | 0
[12 empty] | #DIV/0! | 0 | 0
[12 empty] | #DIV/0! | 0 | 0
[12 empty] | #DIV/0! | 0 | 0
[12 empty] | #DIV/0! | 0 | 0
[12 empty] | #DIV/0! | 0 | 0
[12 empty] | #DIV/0! | 0 | 0
[12 empty] | #DIV/0! | 0 | 0
[12 empty] | #DIV/0! | 0 | 0
[12 empty] | #DIV/0! | 0 | 0
[12 empty] | #DIV/0! | 0 | 0
[12 empty] | #DIV/0! | 0 | 0
[12 empty] | #DIV/0! | 0 | 0
[12 empty] | #DIV/0! | 0 | 0
[12 empty] | #DIV/0! | 0 | 0
[12 empty] | #DIV/0! | 0 | 0
[12 empty] | #DIV/0! | 0 | 0
[12 empty] | #DIV/0! | 0 | 0
[12 empty] | #DIV/0! | 0 | 0
[12 empty] | #DIV/0! | 0 | 0
[12 empty] | #DIV/0! | 0 | 0
[12 empty] | #DIV/0! | 0 | 0
[12 empty] | #DIV/0! | 0 | 0
[12 empty] | #DIV/0! | 0 | 0
[12 empty] | #DIV/0! | 0 | 0
[12 empty] | #DIV/0! | 0 | 0
[12 empty] | #DIV/0! | 0 | 0
[12 empty] | #DIV/0! | 0 | 0
[12 empty] | #DIV/0! | 0 | 0
[12 empty] | #DIV/0! | 0 | 0
[12 empty] | #DIV/0! | 0 | 0
[12 empty] | #DIV/0! | 0 | 0
[12 empty] | #DIV/0! | 0 | 0
[12 empty] | #DIV/0! | 0 | 0
[12 empty] | #DIV/0! | 0 | 0
[12 empty] | #DIV/0! | 0 | 0
[12 empty] | #DIV/0! | 0 | 0
[12 empty] | #DIV/0! | 0 | 0
[12 empty] | #DIV/0! | 0 | 0
[12 empty] | #DIV/0! | 0 | 0
[12 empty] | #DIV/0! | 0 | 0
[12 empty] | #DIV/0! | 0 | 0
[12 empty] | #DIV/0! | 0 | 0
[12 empty] | #DIV/0! | 0 | 0
[12 empty] | #DIV/0! | 0 | 0
[12 empty] | #DIV/0! | 0 | 0
[12 empty] | #DIV/0! | 0 | 0
[12 empty] | #DIV/0! | 0 | 0
[12 empty] | #DIV/0! | 0 | 0
[12 empty] | #DIV/0! | 0 | 0
[12 empty] | #DIV/0! | 0 | 0
[12 empty] | #DIV/0! | 0 | 0
[12 empty] | #DIV/0! | 0 | 0
[12 empty] | #DIV/0! | 0 | 0
[12 empty] | #DIV/0! | 0 | 0
[12 empty] | #DIV/0! | 0 | 0
[12 empty] | #DIV/0! | 0 | 0
[12 empty] | #DIV/0! | 0 | 0
[12 empty] | #DIV/0! | 0 | 0
[12 empty] | #DIV/0! | 0 | 0
[12 empty] | #DIV/0! | 0 | 0
[12 empty] | #DIV/0! | 0 | 0
[12 empty] | #DIV/0! | 0 | 0
[12 empty] | #DIV/0! | 0 | 0
[12 empty] | #DIV/0! | 0 | 0
[12 empty] | #DIV/0! | 0 | 0
[12 empty] | #DIV/0! | 0 | 0
[12 empty] | #DIV/0! | 0 | 0
[12 empty] | #DIV/0! | 0 | 0
[12 empty] | #DIV/0! | 0 | 0
[12 empty] | #DIV/0! | 0 | 0
[12 empty] | #DIV/0! | 0 | 0
[12 empty] | #DIV/0! | 0 | 0
[12 empty] | #DIV/0! | 0 | 0
[12 empty] | #DIV/0! | 0 | 0
[12 empty] | #DIV/0! | 0 | 0
[12 empty] | #DIV/0! | 0 | 0
[12 empty] | #DIV/0! | 0 | 0
[12 empty] | #DIV/0! | 0 | 0
[12 empty] | #DIV/0! | 0 | 0
[12 empty] | #DIV/0! | 0 | 0
[12 empty] | #DIV/0! | 0 | 0
[12 empty] | #DIV/0! | 0 | 0
[12 empty] | #DIV/0! | 0 | 0
[12 empty] | #DIV/0! | 0 | 0
[12 empty] | #DIV/0! | 0 | 0
[12 empty] | #DIV/0! | 0 | 0
[12 empty] | #DIV/0! | 0 | 0
[12 empty] | #DIV/0! | 0 | 0
[12 empty] | #DIV/0! | 0 | 0
[12 empty] | #DIV/0! | 0 | 0
[12 empty] | #DIV/0! | 0 | 0
[12 empty] | #DIV/0! | 0 | 0
[12 empty] | #DIV/0! | 0 | 0
[12 empty] | #DIV/0! | 0 | 0
[12 empty] | #DIV/0! | 0 | 0
[12 empty] | #DIV/0! | 0 | 0
[12 empty] | #DIV/0! | 0 | 0
[12 empty] | #DIV/0! | 0 | 0
[12 empty] | #DIV/0! | 0 | 0
[12 empty] | #DIV/0! | 0 | 0
[12 empty] | #DIV/0! | 0 | 0
[12 empty] | #DIV/0! | 0 | 0
[12 empty] | #DIV/0! | 0 | 0
[12 empty] | #DIV/0! | 0 | 0
[12 empty] | #DIV/0! | 0 | 0
[12 empty] | #DIV/0! | 0 | 0
[12 empty] | #DIV/0! | 0 | 0
[12 empty] | #DIV/0! | 0 | 0
[12 empty] | #DIV/0! | 0 | 0
[12 empty] | #DIV/0! | 0 | 0
[12 empty] | #DIV/0! | 0 | 0
[12 empty] | #DIV/0! | 0 | 0
[12 empty] | #DIV/0! | 0 | 0
[12 empty] | #DIV/0! | 0 | 0
[12 empty] | #DIV/0! | 0 | 0
[12 empty] | #DIV/0! | 0 | 0
[12 empty] | #DIV/0! | 0 | 0
[12 empty] | #DIV/0! | 0 | 0
[12 empty] | #DIV/0! | 0 | 0
[12 empty] | #DIV/0! | 0 | 0
[12 empty] | #DIV/0! | 0 | 0
[12 empty] | #DIV/0! | 0 | 0
[12 empty] | #DIV/0! | 0 | 0
[12 empty] | #DIV/0! | 0 | 0
[12 empty] | #DIV/0! | 0 | 0
[12 empty] | #DIV/0! | 0 | 0
[12 empty] | #DIV/0! | 0 | 0
[12 empty] | #DIV/0! | 0 | 0
[12 empty] | #DIV/0! | 0 | 0
[12 empty] | #DIV/0! | 0 | 0
[12 empty] | #DIV/0! | 0 | 0
[12 empty] | #DIV/0! | 0 | 0
[12 empty] | #DIV/0! | 0 | 0
[12 empty] | #DIV/0! | 0 | 0
[12 empty] | #DIV/0! | 0 | 0
[12 empty] | #DIV/0! | 0 | 0
[12 empty] | #DIV/0! | 0 | 0
[12 empty] | #DIV/0! | 0 | 0
[12 empty] | #DIV/0! | 0 | 0
[12 empty] | #DIV/0! | 0 | 0
[12 empty] | #DIV/0! | 0 | 0
[12 empty] | #DIV/0! | 0 | 0
[12 empty] | #DIV/0! | 0 | 0
[12 empty] | #DIV/0! | 0 | 0
[12 empty] | #DIV/0! | 0 | 0
[12 empty] | #DIV/0! | 0 | 0
[12 empty] | #DIV/0! | 0 | 0
[12 empty] | #DIV/0! | 0 | 0
[12 empty] | #DIV/0! | 0 | 0
[12 empty] | #DIV/0! | 0 | 0
[12 empty] | #DIV/0! | 0 | 0
[12 empty] | #DIV/0! | 0 | 0
[12 empty] | #DIV/0! | 0 | 0
[12 empty] | #DIV/0! | 0 | 0
[12 empty] | #DIV/0! | 0 | 0
[12 empty] | #DIV/0! | 0 | 0
[12 empty] | #DIV/0! | 0 | 0
[12 empty] | #DIV/0! | 0 | 0
[12 empty] | #DIV/0! | 0 | 0
[12 empty] | #DIV/0! | 0 | 0
[12 empty] | #DIV/0! | 0 | 0
[12 empty] | #DIV/0! | 0 | 0
[12 empty] | #DIV/0! | 0 | 0
[12 empty] | #DIV/0! | 0 | 0
[12 empty] | #DIV/0! | 0 | 0
[12 empty] | #DIV/0! | 0 | 0
[12 empty] | #DIV/0! | 0 | 0
[12 empty] | #DIV/0! | 0 | 0
[12 empty] | #DIV/0! | 0 | 0
[12 empty] | #DIV/0! | 0 | 0
[12 empty] | #DIV/0! | 0 | 0
[12 empty] | #DIV/0! | 0 | 0
[12 empty] | #DIV/0! | 0 | 0
[12 empty] | #DIV/0! | 0 | 0
[12 empty] | #DIV/0! | 0 | 0
[12 empty] | #DIV/0! | 0 | 0
[12 empty] | #DIV/0! | 0 | 0
[12 empty] | #DIV/0! | 0 | 0
[12 empty] | #DIV/0! | 0 | 0
[12 empty] | #DIV/0! | 0 | 0
[12 empty] | #DIV/0! | 0 | 0
[12 empty] | #DIV/0! | 0 | 0
[12 empty] | #DIV/0! | 0 | 0
[12 empty] | #DIV/0! | 0 | 0
[12 empty] | #DIV/0! | 0 | 0
[12 empty] | #DIV/0! | 0 | 0
[12 empty] | #DIV/0! | 0 | 0
[12 empty] | #DIV/0! | 0 | 0
[12 empty] | #DIV/0! | 0 | 0
[12 empty] | #DIV/0! | 0 | 0
[12 empty] | #DIV/0! | 0 | 0
[12 empty] | #DIV/0! | 0 | 0
[12 empty] | #DIV/0! | 0 | 0
[12 empty] | #DIV/0! | 0 | 0
[12 empty] | #DIV/0! | 0 | 0
[12 empty] | #DIV/0! | 0 | 0
[12 empty] | #DIV/0! | 0 | 0
[12 empty] | #DIV/0! | 0 | 0
[12 empty] | #DIV/0! | 0 | 0
[12 empty] | #DIV/0! | 0 | 0
[12 empty] | #DIV/0! | 0 | 0
[12 empty] | #DIV/0! | 0 | 0
[12 empty] | #DIV/0! | 0 | 0
[12 empty] | #DIV/0! | 0 | 0
[12 empty] | #DIV/0! | 0 | 0
[12 empty] | #DIV/0! | 0 | 0
[12 empty] | #DIV/0! | 0 | 0
[12 empty] | #DIV/0! | 0 | 0
[12 empty] | #DIV/0! | 0 | 0
[12 empty] | #DIV/0! | 0 | 0
[12 empty] | #DIV/0! | 0 | 0
[12 empty] | #DIV/0! | 0 | 0
[12 empty] | #DIV/0! | 0 | 0
[12 empty] | #DIV/0! | 0 | 0
[12 empty] | #DIV/0! | 0 | 0
[12 empty] | #DIV/0! | 0 | 0
[12 empty] | #DIV/0! | 0 | 0
[12 empty] | #DIV/0! | 0 | 0
[12 empty] | #DIV/0! | 0 | 0
[12 empty] | #DIV/0! | 0 | 0
[12 empty] | #DIV/0! | 0 | 0
[12 empty] | #DIV/0! | 0 | 0
[12 empty] | #DIV/0! | 0 | 0
[12 empty] | #DIV/0! | 0 | 0
[12 empty] | #DIV/0! | 0 | 0
[12 empty] | #DIV/0! | 0 | 0
[12 empty] | #DIV/0! | 0 | 0
[12 empty] | #DIV/0! | 0 | 0
[12 empty] | #DIV/0! | 0 | 0
[12 empty] | #DIV/0! | 0 | 0
[12 empty] | #DIV/0! | 0 | 0
[12 empty] | #DIV/0! | 0 | 0
[12 empty] | #DIV/0! | 0 | 0
[12 empty] | #DIV/0! | 0 | 0
[12 empty] | #DIV/0! | 0 | 0
[12 empty] | #DIV/0! | 0 | 0
[12 empty] | #DIV/0! | 0 | 0
[12 empty] | #DIV/0! | 0 | 0
[12 empty] | #DIV/0! | 0 | 0
[12 empty] | #DIV/0! | 0 | 0
[12 empty] | #DIV/0! | 0 | 0
[12 empty] | #DIV/0! | 0 | 0
[12 empty] | #DIV/0! | 0 | 0
[12 empty] | #DIV/0! | 0 | 0
[12 empty] | #DIV/0! | 0 | 0
[12 empty] | #DIV/0! | 0 | 0
[12 empty] | #DIV/0! | 0 | 0
[12 empty] | #DIV/0! | 0 | 0
[12 empty] | #DIV/0! | 0 | 0
[12 empty] | #DIV/0! | 0 | 0
[12 empty] | #DIV/0! | 0 | 0
[12 empty] | #DIV/0! | 0 | 0
[12 empty] | #DIV/0! | 0 | 0
[12 empty] | #DIV/0! | 0 | 0
[12 empty] | #DIV/0! | 0 | 0
[12 empty] | #DIV/0! | 0 | 0
[12 empty] | #DIV/0! | 0 | 0
[12 empty] | #DIV/0! | 0 | 0
[12 empty] | #DIV/0! | 0 | 0
[12 empty] | #DIV/0! | 0 | 0
[12 empty] | #DIV/0! | 0 | 0
[12 empty] | #DIV/0! | 0 | 0
[12 empty] | #DIV/0! | 0 | 0
[12 empty] | #DIV/0! | 0 | 0
[12 empty] | #DIV/0! | 0 | 0
[12 empty] | #DIV/0! | 0 | 0
[12 empty] | #DIV/0! | 0 | 0
[12 empty] | #DIV/0! | 0 | 0
[12 empty] | #DIV/0! | 0 | 0
[12 empty] | #DIV/0! | 0 | 0
[12 empty] | #DIV/0! | 0 | 0
[12 empty] | #DIV/0! | 0 | 0
[12 empty] | #DIV/0! | 0 | 0
[12 empty] | #DIV/0! | 0 | 0
[12 empty] | #DIV/0! | 0 | 0
[12 empty] | #DIV/0! | 0 | 0
[12 empty] | #DIV/0! | 0 | 0
[12 empty] | #DIV/0! | 0 | 0
[12 empty] | #DIV/0! | 0 | 0
[12 empty] | #DIV/0! | 0 | 0
[12 empty] | #DIV/0! | 0 | 0
[12 empty] | #DIV/0! | 0 | 0
[12 empty] | #DIV/0! | 0 | 0
[12 empty] | #DIV/0! | 0 | 0
[12 empty] | #DIV/0! | 0 | 0
[12 empty] | #DIV/0! | 0 | 0
[12 empty] | #DIV/0! | 0 | 0
[12 empty] | #DIV/0! | 0 | 0
[12 empty] | #DIV/0! | 0 | 0
[12 empty] | #DIV/0! | 0 | 0
[12 empty] | #DIV/0! | 0 | 0
[12 empty] | #DIV/0! | 0 | 0
[12 empty] | #DIV/0! | 0 | 0
[12 empty] | #DIV/0! | 0 | 0
[12 empty] | #DIV/0! | 0 | 0
[12 empty] | #DIV/0! | 0 | 0
[12 empty] | #DIV/0! | 0 | 0
[12 empty] | #DIV/0! | 0 | 0
[12 empty] | #DIV/0! | 0 | 0
[12 empty] | #DIV/0! | 0 | 0
[12 empty] | #DIV/0! | 0 | 0
[12 empty] | #DIV/0! | 0 | 0
[12 empty] | #DIV/0! | 0 | 0
[12 empty] | #DIV/0! | 0 | 0
[12 empty] | #DIV/0! | 0 | 0
[12 empty] | #DIV/0! | 0 | 0
[12 empty] | #DIV/0! | 0 | 0
[12 empty] | #DIV/0! | 0 | 0
[12 empty] | #DIV/0! | 0 | 0
[12 empty] | #DIV/0! | 0 | 0
[12 empty] | #DIV/0! | 0 | 0
[12 empty] | #DIV/0! | 0 | 0
[12 empty] | #DIV/0! | 0 | 0
[12 empty] | #DIV/0! | 0 | 0
[12 empty] | #DIV/0! | 0 | 0
[12 empty] | #DIV/0! | 0 | 0
[12 empty] | #DIV/0! | 0 | 0
[12 empty] | #DIV/0! | 0 | 0
[12 empty] | #DIV/0! | 0 | 0
[12 empty] | #DIV/0! | 0 | 0
[12 empty] | #DIV/0! | 0 | 0
[12 empty] | #DIV/0! | 0 | 0
[12 empty] | #DIV/0! | 0 | 0
[12 empty] | #DIV/0! | 0 | 0
[12 empty] | #DIV/0! | 0 | 0
[12 empty] | #DIV/0! | 0 | 0
[12 empty] | #DIV/0! | 0 | 0
[12 empty] | #DIV/0! | 0 | 0
[12 empty] | #DIV/0! | 0 | 0
[12 empty] | #DIV/0! | 0 | 0
[12 empty] | #DIV/0! | 0 | 0
[12 empty] | #DIV/0! | 0 | 0
[12 empty] | #DIV/0! | 0 | 0
[12 empty] | #DIV/0! | 0 | 0
[12 empty] | #DIV/0! | 0 | 0
[12 empty] | #DIV/0! | 0 | 0
[12 empty] | #DIV/0! | 0 | 0
[12 empty] | #DIV/0! | 0 | 0
[12 empty] | #DIV/0! | 0 | 0
[12 empty] | #DIV/0! | 0 | 0
[12 empty] | #DIV/0! | 0 | 0
[12 empty] | #DIV/0! | 0 | 0
[12 empty] | #DIV/0! | 0 | 0
[12 empty] | #DIV/0! | 0 | 0
[12 empty] | #DIV/0! | 0 | 0
[12 empty] | #DIV/0! | 0 | 0
[12 empty] | #DIV/0! | 0 | 0
[12 empty] | #DIV/0! | 0 | 0
[12 empty] | #DIV/0! | 0 | 0
[12 empty] | #DIV/0! | 0 | 0
[12 empty] | #DIV/0! | 0 | 0
[12 empty] | #DIV/0! | 0 | 0
[12 empty] | #DIV/0! | 0 | 0
[12 empty] | #DIV/0! | 0 | 0
[12 empty] | #DIV/0! | 0 | 0
[12 empty] | #DIV/0! | 0 | 0
[12 empty] | #DIV/0! | 0 | 0
[12 empty] | #DIV/0! | 0 | 0
[12 empty] | #DIV/0! | 0 | 0
[12 empty] | #DIV/0! | 0 | 0
[12 empty] | #DIV/0! | 0 | 0
[12 empty] | #DIV/0! | 0 | 0
[12 empty] | #DIV/0! | 0 | 0
[12 empty] | #DIV/0! | 0 | 0
[12 empty] | #DIV/0! | 0 | 0
[12 empty] | #DIV/0! | 0 | 0
[12 empty] | #DIV/0! | 0 | 0
[12 empty] | #DIV/0! | 0 | 0
[12 empty] | #DIV/0! | 0 | 0
[12 empty] | #DIV/0! | 0 | 0
[12 empty] | #DIV/0! | 0 | 0
[12 empty] | #DIV/0! | 0 | 0
[12 empty] | #DIV/0! | 0 | 0
[12 empty] | #DIV/0! | 0 | 0
[12 empty] | #DIV/0! | 0 | 0
[12 empty] | #DIV/0! | 0 | 0
[12 empty] | #DIV/0! | 0 | 0
[12 empty] | #DIV/0! | 0 | 0
[12 empty] | #DIV/0! | 0 | 0
[12 empty] | #DIV/0! | 0 | 0
[12 empty] | #DIV/0! | 0 | 0
[12 empty] | #DIV/0! | 0 | 0
[12 empty] | #DIV/0! | 0 | 0
[12 empty] | #DIV/0! | 0 | 0
[12 empty] | #DIV/0! | 0 | 0
[12 empty] | #DIV/0! | 0 | 0
[12 empty] | #DIV/0! | 0 | 0
[12 empty] | #DIV/0! | 0 | 0
[12 empty] | #DIV/0! | 0 | 0
[12 empty] | #DIV/0! | 0 | 0
[12 empty] | #DIV/0! | 0 | 0
[12 empty] | #DIV/0! | 0 | 0
[12 empty] | #DIV/0! | 0 | 0
[12 empty] | #DIV/0! | 0 | 0
[12 empty] | #DIV/0! | 0 | 0
[12 empty] | #DIV/0! | 0 | 0
[12 empty] | #DIV/0! | 0 | 0
[12 empty] | #DIV/0! | 0 | 0
[12 empty] | #DIV/0! | 0 | 0
[12 empty] | #DIV/0! | 0 | 0
[12 empty] | #DIV/0! | 0 | 0
[12 empty] | #DIV/0! | 0 | 0
[12 empty] | #DIV/0! | 0 | 0
[12 empty] | #DIV/0! | 0 | 0
[12 empty] | #DIV/0! | 0 | 0
[12 empty] | #DIV/0! | 0 | 0
[12 empty] | #DIV/0! | 0 | 0
[12 empty] | #DIV/0! | 0 | 0
[12 empty] | #DIV/0! | 0 | 0
[12 empty] | #DIV/0! | 0 | 0
[12 empty] | #DIV/0! | 0 | 0
[12 empty] | #DIV/0! | 0 | 0
[12 empty] | #DIV/0! | 0 | 0
[12 empty] | #DIV/0! | 0 | 0
[12 empty] | #DIV/0! | 0 | 0
[12 empty] | #DIV/0! | 0 | 0
[12 empty] | #DIV/0! | 0 | 0
[12 empty] | #DIV/0! | 0 | 0
[12 empty] | #DIV/0! | 0 | 0
[12 empty] | #DIV/0! | 0 | 0
[12 empty] | #DIV/0! | 0 | 0
[12 empty] | #DIV/0! | 0 | 0
[12 empty] | #DIV/0! | 0 | 0
[12 empty] | #DIV/0! | 0 | 0
[12 empty] | #DIV/0! | 0 | 0
[12 empty] | #DIV/0! | 0 | 0
[12 empty] | #DIV/0! | 0 | 0
[12 empty] | #DIV/0! | 0 | 0
[12 empty] | #DIV/0! | 0 | 0
[12 empty] | #DIV/0! | 0 | 0
[12 empty] | #DIV/0! | 0 | 0
[12 empty] | #DIV/0! | 0 | 0
[12 empty] | #DIV/0! | 0 | 0
[12 empty] | #DIV/0! | 0 | 0
[12 empty] | #DIV/0! | 0 | 0
[12 empty] | #DIV/0! | 0 | 0
[12 empty] | #DIV/0! | 0 | 0
[12 empty] | #DIV/0! | 0 | 0
[12 empty] | #DIV/0! | 0 | 0
[12 empty] | #DIV/0! | 0 | 0
[12 empty] | #DIV/0! | 0 | 0
[12 empty] | #DIV/0! | 0 | 0
[12 empty] | #DIV/0! | 0 | 0
[12 empty] | #DIV/0! | 0 | 0
[12 empty] | #DIV/0! | 0 | 0
[12 empty] | #DIV/0! | 0 | 0
[12 empty] | #DIV/0! | 0 | 0
[12 empty] | #DIV/0! | 0 | 0
[12 empty] | #DIV/0! | 0 | 0
[12 empty] | #DIV/0! | 0 | 0
[12 empty] | #DIV/0! | 0 | 0
[12 empty] | #DIV/0! | 0 | 0
[12 empty] | #DIV/0! | 0 | 0
[12 empty] | #DIV/0! | 0 | 0
[12 empty] | #DIV/0! | 0 | 0
[12 empty] | #DIV/0! | 0 | 0
[12 empty] | #DIV/0! | 0 | 0
[12 empty] | #DIV/0! | 0 | 0
[12 empty] | #DIV/0! | 0 | 0
[12 empty] | #DIV/0! | 0 | 0
[12 empty] | #DIV/0! | 0 | 0
[12 empty] | #DIV/0! | 0 | 0
[12 empty] | #DIV/0! | 0 | 0
[12 empty] | #DIV/0! | 0 | 0
[12 empty] | #DIV/0! | 0 | 0
[12 empty] | #DIV/0! | 0 | 0
[12 empty] | #DIV/0! | 0 | 0
[12 empty] | #DIV/0! | 0 | 0
[12 empty] | #DIV/0! | 0 | 0
[12 empty] | #DIV/0! | 0 | 0
[12 empty] | #DIV/0! | 0 | 0
[12 empty] | #DIV/0! | 0 | 0
[12 empty] | #DIV/0! | 0 | 0
[12 empty] | #DIV/0! | 0 | 0
[12 empty] | #DIV/0! | 0 | 0
[12 empty] | #DIV/0! | 0 | 0
[12 empty] | #DIV/0! | 0 | 0
[12 empty] | #DIV/0! | 0 | 0
[12 empty] | #DIV/0! | 0 | 0
[12 empty] | #DIV/0! | 0 | 0
[12 empty] | #DIV/0! | 0 | 0
[12 empty] | #DIV/0! | 0 | 0
[12 empty] | #DIV/0! | 0 | 0
[12 empty] | #DIV/0! | 0 | 0
[12 empty] | #DIV/0! | 0 | 0
[12 empty] | #DIV/0! | 0 | 0
[12 empty] | #DIV/0! | 0 | 0
[12 empty] | #DIV/0! | 0 | 0
[12 empty] | #DIV/0! | 0 | 0
[12 empty] | #DIV/0! | 0 | 0
[12 empty] | #DIV/0! | 0 | 0
[12 empty] | #DIV/0! | 0 | 0
[12 empty] | #DIV/0! | 0 | 0
[12 empty] | #DIV/0! | 0 | 0
[12 empty] | #DIV/0! | 0 | 0
[12 empty] | #DIV/0! | 0 | 0
[12 empty] | #DIV/0! | 0 | 0
[12 empty] | #DIV/0! | 0 | 0
[12 empty] | #DIV/0! | 0 | 0
[12 empty] | #DIV/0! | 0 | 0
[12 empty] | #DIV/0! | 0 | 0
[12 empty] | #DIV/0! | 0 | 0
[12 empty] | #DIV/0! | 0 | 0
[12 empty] | #DIV/0! | 0 | 0
[12 empty] | #DIV/0! | 0 | 0
[12 empty] | #DIV/0! | 0 | 0
[12 empty] | #DIV/0! | 0 | 0
[12 empty] | #DIV/0! | 0 | 0
[12 empty] | #DIV/0! | 0 | 0
[12 empty] | #DIV/0! | 0 | 0
[12 empty] | #DIV/0! | 0 | 0
[12 empty] | #DIV/0! | 0 | 0
[12 empty] | #DIV/0! | 0 | 0
[12 empty] | #DIV/0! | 0 | 0
[12 empty] | #DIV/0! | 0 | 0
[12 empty] | #DIV/0! | 0 | 0
[12 empty] | #DIV/0! | 0 | 0
[12 empty] | #DIV/0! | 0 | 0
[12 empty] | #DIV/0! | 0 | 0
[12 empty] | #DIV/0! | 0 | 0
[12 empty] | #DIV/0! | 0 | 0
[12 empty] | #DIV/0! | 0 | 0
[12 empty] | #DIV/0! | 0 | 0
[12 empty] | #DIV/0! | 0 | 0
[12 empty] | #DIV/0! | 0 | 0
[12 empty] | #DIV/0! | 0 | 0
[12 empty] | #DIV/0! | 0 | 0
[12 empty] | #DIV/0! | 0 | 0
[12 empty] | #DIV/0! | 0 | 0
[12 empty] | #DIV/0! | 0 | 0
[12 empty] | #DIV/0! | 0 | 0
[12 empty] | #DIV/0! | 0 | 0
[12 empty] | #DIV/0! | 0 | 0
[12 empty] | #DIV/0! | 0 | 0
[12 empty] | #DIV/0! | 0 | 0
[12 empty] | #DIV/0! | 0 | 0
[12 empty] | #DIV/0! | 0 | 0
[12 empty] | #DIV/0! | 0 | 0
[12 empty] | #DIV/0! | 0 | 0
[12 empty] | #DIV/0! | 0 | 0
[12 empty] | #DIV/0! | 0 | 0
[12 empty] | #DIV/0! | 0 | 0
[12 empty] | #DIV/0! | 0 | 0
[12 empty] | #DIV/0! | 0 | 0
[12 empty] | #DIV/0! | 0 | 0
[12 empty] | #DIV/0! | 0 | 0
[12 empty] | #DIV/0! | 0 | 0
[12 empty] | #DIV/0! | 0 | 0
[12 empty] | #DIV/0! | 0 | 0
[12 empty] | #DIV/0! | 0 | 0
[12 empty] | #DIV/0! | 0 | 0
[12 empty] | #DIV/0! | 0 | 0
[12 empty] | #DIV/0! | 0 | 0
[12 empty] | #DIV/0! | 0 | 0
[12 empty] | #DIV/0! | 0 | 0
[12 empty] | #DIV/0! | 0 | 0
[12 empty] | #DIV/0! | 0 | 0
[12 empty] | #DIV/0! | 0 | 0
[12 empty] | #DIV/0! | 0 | 0
[12 empty] | #DIV/0! | 0 | 0
[12 empty] | #DIV/0! | 0 | 0
[12 empty] | #DIV/0! | 0 | 0
[12 empty] | #DIV/0! | 0 | 0
[12 empty] | #DIV/0! | 0 | 0
[12 empty] | #DIV/0! | 0 | 0
[12 empty] | #DIV/0! | 0 | 0
[12 empty] | #DIV/0! | 0 | 0
[12 empty] | #DIV/0! | 0 | 0
[12 empty] | #DIV/0! | 0 | 0
[12 empty] | #DIV/0! | 0 | 0
[12 empty] | #DIV/0! | 0 | 0
[12 empty] | #DIV/0! | 0 | 0
[12 empty] | #DIV/0! | 0 | 0
[12 empty] | #DIV/0! | 0 | 0
[12 empty] | #DIV/0! | 0 | 0
[12 empty] | #DIV/0! | 0 | 0
[12 empty] | #DIV/0! | 0 | 0
[12 empty] | #DIV/0! | 0 | 0
[12 empty] | #DIV/0! | 0 | 0
[12 empty] | #DIV/0! | 0 | 0
[12 empty] | #DIV/0! | 0 | 0
[12 empty] | #DIV/0! | 0 | 0
[12 empty] | #DIV/0! | 0 | 0
[12 empty] | #DIV/0! | 0 | 0
[12 empty] | #DIV/0! | 0 | 0
[12 empty] | #DIV/0! | 0 | 0
[12 empty] | #DIV/0! | 0 | 0
[12 empty] | #DIV/0! | 0 | 0
[12 empty] | #DIV/0! | 0 | 0
[12 empty] | #DIV/0! | 0 | 0
[12 empty] | #DIV/0! | 0 | 0
[12 empty] | #DIV/0! | 0 | 0
[12 empty] | #DIV/0! | 0 | 0
[12 empty] | #DIV/0! | 0 | 0
[12 empty] | #DIV/0! | 0 | 0
[12 empty] | #DIV/0! | 0 | 0
[12 empty] | #DIV/0! | 0 | 0
[12 empty] | #DIV/0! | 0 | 0
[12 empty] | #DIV/0! | 0 | 0
[12 empty] | #DIV/0! | 0 | 0
[12 empty] | #DIV/0! | 0 | 0
[12 empty] | #DIV/0! | 0 | 0
[12 empty] | #DIV/0! | 0 | 0
[12 empty] | #DIV/0! | 0 | 0
[12 empty] | #DIV/0! | 0 | 0
[12 empty] | #DIV/0! | 0 | 0
[12 empty] | #DIV/0! | 0 | 0
[12 empty] | #DIV/0! | 0 | 0
[12 empty] | #DIV/0! | 0 | 0
[12 empty] | #DIV/0! | 0 | 0
[12 empty] | #DIV/0! | 0 | 0
[12 empty] | #DIV/0! | 0 | 0
[12 empty] | #DIV/0! | 0 | 0
[12 empty] | #DIV/0! | 0 | 0
[12 empty] | #DIV/0! | 0 | 0
[12 empty] | #DIV/0! | 0 | 0
[12 empty] | #DIV/0! | 0 | 0
[12 empty] | #DIV/0! | 0 | 0
[12 empty] | #DIV/0! | 0 | 0
[12 empty] | #DIV/0! | 0 | 0
[12 empty] | #DIV/0! | 0 | 0
[12 empty] | #DIV/0! | 0 | 0
[12 empty] | #DIV/0! | 0 | 0
[12 empty] | #DIV/0! | 0 | 0
[12 empty] | #DIV/0! | 0 | 0
[12 empty] | #DIV/0! | 0 | 0
[12 empty] | #DIV/0! | 0 | 0
[12 empty] | #DIV/0! | 0 | 0
[12 empty] | #DIV/0! | 0 | 0
[12 empty] | #DIV/0! | 0 | 0
[12 empty] | #DIV/0! | 0 | 0
[12 empty] | #DIV/0! | 0 | 0
[12 empty] | #DIV/0! | 0 | 0
[12 empty] | #DIV/0! | 0 | 0
[12 empty] | #DIV/0! | 0 | 0
[12 empty] | #DIV/0! | 0 | 0
[12 empty] | #DIV/0! | 0 | 0
[12 empty] | #DIV/0! | 0 | 0
[12 empty] | #DIV/0! | 0 | 0
[12 empty] | #DIV/0! | 0 | 0
[12 empty] | #DIV/0! | 0 | 0
[12 empty] | #DIV/0! | 0 | 0
[12 empty] | #DIV/0! | 0 | 0
[12 empty] | #DIV/0! | 0 | 0
[12 empty] | #DIV/0! | 0 | 0
[12 empty] | #DIV/0! | 0 | 0
[12 empty] | #DIV/0! | 0 | 0
[12 empty] | #DIV/0! | 0 | 0
[12 empty] | #DIV/0! | 0 | 0
[12 empty] | #DIV/0! | 0 | 0
[12 empty] | #DIV/0! | 0 | 0
[12 empty] | #DIV/0! | 0 | 0
[12 empty] | #DIV/0! | 0 | 0
[12 empty] | #DIV/0! | 0 | 0
[12 empty] | #DIV/0! | 0 | 0
[12 empty] | #DIV/0! | 0 | 0
[12 empty] | #DIV/0! | 0 | 0
[12 empty] | #DIV/0! | 0 | 0
[12 empty] | #DIV/0! | 0 | 0
[12 empty] | #DIV/0! | 0 | 0
[12 empty] | #DIV/0! | 0 | 0
[12 empty] | #DIV/0! | 0 | 0
[12 empty] | #DIV/0! | 0 | 0
[12 empty] | #DIV/0! | 0 | 0
[12 empty] | #DIV/0! | 0 | 0
[12 empty] | #DIV/0! | 0 | 0
[12 empty] | #DIV/0! | 0 | 0
[12 empty] | #DIV/0! | 0 | 0
[12 empty] | #DIV/0! | 0 | 0
[12 empty] | #DIV/0! | 0 | 0
[12 empty] | #DIV/0! | 0 | 0
[12 empty] | #DIV/0! | 0 | 0
[12 empty] | #DIV/0! | 0 | 0
[12 empty] | #DIV/0! | 0 | 0
[12 empty] | #DIV/0! | 0 | 0
[12 empty] | #DIV/0! | 0 | 0
[12 empty] | #DIV/0! | 0 | 0
[12 empty] | #DIV/0! | 0 | 0
[12 empty] | #DIV/0! | 0 | 0
[12 empty] | #DIV/0! | 0 | 0
[12 empty] | #DIV/0! | 0 | 0
[12 empty] | #DIV/0! | 0 | 0
[12 empty] | #DIV/0! | 0 | 0
[12 empty] | #DIV/0! | 0 | 0
[12 empty] | #DIV/0! | 0 | 0
[12 empty] | #DIV/0! | 0 | 0
[12 empty] | #DIV/0! | 0 | 0
[12 empty] | #DIV/0! | 0 | 0
[12 empty] | #DIV/0! | 0 | 0
[12 empty] | #DIV/0! | 0 | 0
[12 empty] | #DIV/0! | 0 | 0
[12 empty] | #DIV/0! | 0 | 0
[12 empty] | #DIV/0! | 0 | 0
[12 empty] | #DIV/0! | 0 | 0
[12 empty] | #DIV/0! | 0 | 0
[12 empty] | #DIV/0! | 0 | 0
[12 empty] | #DIV/0! | 0 | 0
[12 empty] | #DIV/0! | 0 | 0
[12 empty] | #DIV/0! | 0 | 0
[12 empty] | #DIV/0! | 0 | 0
[12 empty] | #DIV/0! | 0 | 0
[12 empty] | #DIV/0! | 0 | 0
[12 empty] | #DIV/0! | 0 | 0
[12 empty] | #DIV/0! | 0 | 0
[12 empty] | #DIV/0! | 0 | 0
[12 empty] | #DIV/0! | 0 | 0
[12 empty] | #DIV/0! | 0 | 0
[12 empty] | #DIV/0! | 0 | 0
[12 empty] | #DIV/0! | 0 | 0
[12 empty] | #DIV/0! | 0 | 0
[12 empty] | #DIV/0! | 0 | 0
[12 empty] | #DIV/0! | 0 | 0
[12 empty] | #DIV/0! | 0 | 0
[12 empty] | #DIV/0! | 0 | 0
[12 empty] | #DIV/0! | 0 | 0
[12 empty] | #DIV/0! | 0 | 0
[12 empty] | #DIV/0! | 0 | 0
[12 empty] | #DIV/0! | 0 | 0
[12 empty] | #DIV/0! | 0 | 0
[12 empty] | #DIV/0! | 0 | 0
[12 empty] | #DIV/0! | 0 | 0
[12 empty] | #DIV/0! | 0 | 0
[12 empty] | #DIV/0! | 0 | 0
[12 empty] | #DIV/0! | 0 | 0
[12 empty] | #DIV/0! | 0 | 0
[12 empty] | #DIV/0! | 0 | 0
[12 empty] | #DIV/0! | 0 | 0
[12 empty] | #DIV/0! | 0 | 0
[12 empty] | #DIV/0! | 0 | 0
[12 empty] | #DIV/0! | 0 | 0
[12 empty] | #DIV/0! | 0 | 0
[12 empty] | #DIV/0! | 0 | 0
[12 empty] | #DIV/0! | 0 | 0
[12 empty] | #DIV/0! | 0 | 0
[12 empty] | #DIV/0! | 0 | 0
[12 empty] | #DIV/0! | 0 | 0
[12 empty] | #DIV/0! | 0 | 0
[12 empty] | #DIV/0! | 0 | 0
[12 empty] | #DIV/0! | 0 | 0
[12 empty] | #DIV/0! | 0 | 0
[12 empty] | #DIV/0! | 0 | 0
[12 empty] | #DIV/0! | 0 | 0
[12 empty] | #DIV/0! | 0 | 0
[12 empty] | #DIV/0! | 0 | 0
[12 empty] | #DIV/0! | 0 | 0
[12 empty] | #DIV/0! | 0 | 0
[12 empty] | #DIV/0! | 0 | 0
[12 empty] | #DIV/0! | 0 | 0
[12 empty] | #DIV/0! | 0 | 0
[12 empty] | #DIV/0! | 0 | 0
[12 empty] | #DIV/0! | 0 | 0
[12 empty] | #DIV/0! | 0 | 0
[12 empty] | #DIV/0! | 0 | 0
[12 empty] | #DIV/0! | 0 | 0
[12 empty] | #DIV/0! | 0 | 0
[12 empty] | #DIV/0! | 0 | 0
[12 empty] | #DIV/0! | 0 | 0
[12 empty] | #DIV/0! | 0 | 0
[12 empty] | #DIV/0! | 0 | 0
[12 empty] | #DIV/0! | 0 | 0
[12 empty] | #DIV/0! | 0 | 0
[12 empty] | #DIV/0! | 0 | 0
[12 empty] | #DIV/0! | 0 | 0
[12 empty] | #DIV/0! | 0 | 0
[12 empty] | #DIV/0! | 0 | 0
[12 empty] | #DIV/0! | 0 | 0
[12 empty] | #DIV/0! | 0 | 0
[12 empty] | #DIV/0! | 0 | 0
[12 empty] | #DIV/0! | 0 | 0
[12 empty] | #DIV/0! | 0 | 0
[12 empty] | #DIV/0! | 0 | 0
[12 empty] | #DIV/0! | 0 | 0
[12 empty] | #DIV/0! | 0 | 0
[12 empty] | #DIV/0! | 0 | 0
[12 empty] | #DIV/0! | 0 | 0
[12 empty] | #DIV/0! | 0 | 0
[12 empty] | #DIV/0! | 0 | 0
[12 empty] | #DIV/0! | 0 | 0
[12 empty] | #DIV/0! | 0 | 0
[12 empty] | #DIV/0! | 0 | 0
[12 empty] | #DIV/0! | 0 | 0
[12 empty] | #DIV/0! | 0 | 0
[12 empty] | #DIV/0! | 0 | 0
[12 empty] | #DIV/0! | 0 | 0
[12 empty] | #DIV/0! | 0 | 0
[12 empty] | #DIV/0! | 0 | 0
[12 empty] | #DIV/0! | 0 | 0
[12 empty] | #DIV/0! | 0 | 0
[12 empty] | #DIV/0! | 0 | 0
[12 empty] | #DIV/0! | 0 | 0
[12 empty] | #DIV/0! | 0 | 0
[12 empty] | #DIV/0! | 0 | 0
[12 empty] | #DIV/0! | 0 | 0
[12 empty] | #DIV/0! | 0 | 0
[12 empty] | #DIV/0! | 0 | 0
[12 empty] | #DIV/0! | 0 | 0
[12 empty] | #DIV/0! | 0 | 0
[12 empty] | #DIV/0! | 0 | 0
[12 empty] | #DIV/0! | 0 | 0
[12 empty] | #DIV/0! | 0 | 0
[12 empty] | #DIV/0! | 0 | 0
[12 empty] | #DIV/0! | 0 | 0
[12 empty] | #DIV/0! | 0 | 0
[12 empty] | #DIV/0! | 0 | 0
[12 empty] | #DIV/0! | 0 | 0
[12 empty] | #DIV/0! | 0 | 0
[12 empty] | #DIV/0! | 0 | 0
[12 empty] | #DIV/0! | 0 | 0
[12 empty] | #DIV/0! | 0 | 0
[12 empty] | #DIV/0! | 0 | 0
[12 empty] | #DIV/0! | 0 | 0
[12 empty] | #DIV/0! | 0 | 0
[12 empty] | #DIV/0! | 0 | 0
[12 empty] | #DIV/0! | 0 | 0
[12 empty] | #DIV/0! | 0 | 0
[12 empty] | #DIV/0! | 0 | 0
[12 empty] | #DIV/0! | 0 | 0
[12 empty] | #DIV/0! | 0 | 0
[12 empty] | #DIV/0! | 0 | 0
[12 empty] | #DIV/0! | 0 | 0
[12 empty] | #DIV/0! | 0 | 0
[12 empty] | #DIV/0! | 0 | 0
[12 empty] | #DIV/0! | 0 | 0
[12 empty] | #DIV/0! | 0 | 0
[12 empty] | #DIV/0! | 0 | 0
[12 empty] | #DIV/0! | 0 | 0
[12 empty] | #DIV/0! | 0 | 0
[12 empty] | #DIV/0! | 0 | 0
[12 empty] | #DIV/0! | 0 | 0
[12 empty] | #DIV/0! | 0 | 0
[12 empty] | #DIV/0! | 0 | 0
[12 empty] | #DIV/0! | 0 | 0
[12 empty] | #DIV/0! | 0 | 0
[12 empty] | #DIV/0! | 0 | 0
[12 empty] | #DIV/0! | 0 | 0
[12 empty] | #DIV/0! | 0 | 0
[12 empty] | #DIV/0! | 0 | 0
[12 empty] | #DIV/0! | 0 | 0
[12 empty] | #DIV/0! | 0 | 0
[12 empty] | #DIV/0! | 0 | 0
[12 empty] | #DIV/0! | 0 | 0
[12 empty] | #DIV/0! | 0 | 0
[12 empty] | #DIV/0! | 0 | 0
[12 empty] | #DIV/0! | 0 | 0
[12 empty] | #DIV/0! | 0 | 0
[12 empty] | #DIV/0! | 0 | 0
[12 empty] | #DIV/0! | 0 | 0
[12 empty] | #DIV/0! | 0 | 0
[12 empty] | #DIV/0! | 0 | 0
[12 empty] | #DIV/0! | 0 | 0
[12 empty] | #DIV/0! | 0 | 0
[12 empty] | #DIV/0! | 0 | 0
[12 empty] | #DIV/0! | 0 | 0
[12 empty] | #DIV/0! | 0 | 0
[12 empty] | #DIV/0! | 0 | 0
[12 empty] | #DIV/0! | 0 | 0
[12 empty] | #DIV/0! | 0 | 0
[12 empty] | #DIV/0! | 0 | 0
[12 empty] | #DIV/0! | 0 | 0
[12 empty] | #DIV/0! | 0 | 0
[12 empty] | #DIV/0! | 0 | 0
[12 empty] | #DIV/0! | 0 | 0
[12 empty] | #DIV/0! | 0 | 0
[12 empty] | #DIV/0! | 0 | 0
[12 empty] | #DIV/0! | 0 | 0
[12 empty] | #DIV/0! | 0 | 0
[12 empty] | #DIV/0! | 0 | 0
[12 empty] | #DIV/0! | 0 | 0
[12 empty] | #DIV/0! | 0 | 0
[12 empty] | #DIV/0! | 0 | 0
[12 empty] | #DIV/0! | 0 | 0
[12 empty] | #DIV/0! | 0 | 0
[12 empty] | #DIV/0! | 0 | 0
[12 empty] | #DIV/0! | 0 | 0
[12 empty] | #DIV/0! | 0 | 0
[12 empty] | #DIV/0! | 0 | 0
[12 empty] | #DIV/0! | 0 | 0
[12 empty] | #DIV/0! | 0 | 0
[12 empty] | #DIV/0! | 0 | 0
[12 empty] | #DIV/0! | 0 | 0
[12 empty] | #DIV/0! | 0 | 0
[12 empty] | #DIV/0! | 0 | 0
[12 empty] | #DIV/0! | 0 | 0
[12 empty] | #DIV/0! | 0 | 0
[12 empty] | #DIV/0! | 0 | 0
[12 empty] | #DIV/0! | 0 | 0
[12 empty] | #DIV/0! | 0 | 0
[12 empty] | #DIV/0! | 0 | 0
[12 empty] | #DIV/0! | 0 | 0
[12 empty] | #DIV/0! | 0 | 0
[12 empty] | #DIV/0! | 0 | 0
[12 empty] | #DIV/0! | 0 | 0
[12 empty] | #DIV/0! | 0 | 0
[12 empty] | #DIV/0! | 0 | 0
[12 empty] | #DIV/0! | 0 | 0
[12 empty] | #DIV/0! | 0 | 0
[12 empty] | #DIV/0! | 0 | 0
[12 empty] | #DIV/0! | 0 | 0
[12 empty] | #DIV/0! | 0 | 0
[12 empty] | #DIV/0! | 0 | 0
[12 empty] | #DIV/0! | 0 | 0
[12 empty] | #DIV/0! | 0 | 0
[12 empty] | #DIV/0! | 0 | 0
[12 empty] | #DIV/0! | 0 | 0
[12 empty] | #DIV/0! | 0 | 0
[12 empty] | #DIV/0! | 0 | 0
[12 empty] | #DIV/0! | 0 | 0
[12 empty] | #DIV/0! | 0 | 0
[12 empty] | #DIV/0! | 0 | 0
[12 empty] | #DIV/0! | 0 | 0
[12 empty] | #DIV/0! | 0 | 0
[12 empty] | #DIV/0! | 0 | 0
[12 empty] | #DIV/0! | 0 | 0
[12 empty] | #DIV/0! | 0 | 0
[12 empty] | #DIV/0! | 0 | 0
[12 empty] | #DIV/0! | 0 | 0
[12 empty] | #DIV/0! | 0 | 0
[12 empty] | #DIV/0! | 0 | 0
[12 empty] | #DIV/0! | 0 | 0
[12 empty] | #DIV/0! | 0 | 0
[12 empty] | #DIV/0! | 0 | 0
[12 empty] | #DIV/0! | 0 | 0
[12 empty] | #DIV/0! | 0 | 0
[12 empty] | #DIV/0! | 0 | 0
[12 empty] | #DIV/0! | 0 | 0
[12 empty] | #DIV/0! | 0 | 0
[12 empty] | #DIV/0! | 0 | 0
[12 empty] | #DIV/0! | 0 | 0
[12 empty] | #DIV/0! | 0 | 0
[12 empty] | #DIV/0! | 0 | 0
[12 empty] | #DIV/0! | 0 | 0
[12 empty] | #DIV/0! | 0 | 0
[12 empty] | #DIV/0! | 0 | 0
[12 empty] | #DIV/0! | 0 | 0
[12 empty] | #DIV/0! | 0 | 0
[12 empty] | #DIV/0! | 0 | 0
[12 empty] | #DIV/0! | 0 | 0
[12 empty] | #DIV/0! | 0 | 0
[12 empty] | #DIV/0! | 0 | 0
[12 empty] | #DIV/0! | 0 | 0
[12 empty] | #DIV/0! | 0 | 0
[12 empty] | #DIV/0! | 0 | 0
[12 empty] | #DIV/0! | 0 | 0
[12 empty] | #DIV/0! | 0 | 0
[12 empty] | #DIV/0! | 0 | 0
[12 empty] | #DIV/0! | 0 | 0
[12 empty] | #DIV/0! | 0 | 0
[12 empty] | #DIV/0! | 0 | 0
[12 empty] | #DIV/0! | 0 | 0
[12 empty] | #DIV/0! | 0 | 0
[12 empty] | #DIV/0! | 0 | 0
[12 empty] | #DIV/0! | 0 | 0
[12 empty] | #DIV/0! | 0 | 0
[12 empty] | #DIV/0! | 0 | 0
[12 empty] | #DIV/0! | 0 | 0
[12 empty] | #DIV/0! | 0 | 0
[12 empty] | #DIV/0! | 0 | 0
[12 empty] | #DIV/0! | 0 | 0
[12 empty] | #DIV/0! | 0 | 0
[12 empty] | #DIV/0! | 0 | 0
[12 empty] | #DIV/0! | 0 | 0
[12 empty] | #DIV/0! | 0 | 0
[12 empty] | #DIV/0! | 0 | 0
[12 empty] | #DIV/0! | 0 | 0
[12 empty] | #DIV/0! | 0 | 0
[12 empty] | #DIV/0! | 0 | 0
[12 empty] | #DIV/0! | 0 | 0
[12 empty] | #DIV/0! | 0 | 0

## Program Conversions (hidden)
Commercial
DCV |  |  | Ventilation - Demand Controlled
| therm/sq ft | (ton / sq ft) | LoadMap Outputs (per sq ft) | Savings | Inc. Cost | Incentive | Converted LoadMap Outputs (per ton) | Market Size | Market Size % | Savings | Inc. Cost | Incentive | Weighted Avg
Office | 0.020552 | 0.0017126 | Office | 0.020552 | 0.53487 | 0.37441 | Office | 0 | 0% | 0 | 0 | 0 | 10.2134
Retail | 0.032054 | 0.0026712 | Retail | 0.032054 | 0.53487 | 0.37441 | Retail | 0 | 0% | 0 | 0 | 0
Restaurant | 0.027194 | 0.0022662 | Restaurant | 0.027194 | 0.53487 | 0.37441 | Restaurant | 0 | 0% | 0 | 0 | 0
Grocery | 0.0097803 | 0.00081503 | Grocery | 0.0097803 | 0.53487 | 0.37441 | Grocery | 0 | 0% | 0 | 0 | 0
Education | 0.012419 | 0.0010349 | Education | 0.012419 | 0.53487 | 0.37441 | Education | 0 | 0% | 0 | 0 | 0
Healthcare | 0.046425 | 0.0038687 | Healthcare | 0.046425 | 0.53487 | 0.37441 | Healthcare | 22635.8097 | 100% | 10.2134 | 117.6724 | 82.3707
Lodging | 0.021026 | 0.0017522 | Lodging | 0.021026 | 0.53487 | 0.37441 | Lodging | 0 | 0% | 0 | 0 | 0
Warehouse | 0.02828 | 0.0023567 | Warehouse | 0.02828 | 0.53487 | 0.37441 | Warehouse | 0 | 0% | 0 | 0 | 0
Miscellaneous | 0.027844 | 0.0023204 | Miscellaneous | 0.027844 | 0.53487 | 0.37441 | Miscellaneous | 0 | 0% | 0 | 0 | 0
22635.8097
Assumption of 220 sq ft/ton for healthcare sector, per https://www.engproguides.com/ruleofthumbcalculator.pdf
Gas Boiler - Steam Trap Replacement
| Steam traps per building assumption, by segment | 2026 Savings Potential
Healthcare | 30 | 11.9749
Office | 2 | 48.1403
Restaurant | 1 | 1.0188
Grocery | 2 | 1.2
Lodging | 2 | 1.1015
Miscellaneous | 2 | 47.7132
Warehouse | 2 | 3.6114
Retail | 2 | 0.37495
Education | 5 | 78.0294
4.9424
Note on L3: Economic achievable incr. purchases. Only Healthcare sector has positive values