Water Heater - Thermostatic Shower Restriction Valve_Miscellaneous_Existing_Showerhead with restrictor valve | Water Heater - Thermostatic Shower Restriction Valve_Miscellaneous_Existing | Water Heater - Thermostatic Shower Restriction Valve_Commercial_Existing_Typical showerhead without valve_Showerhead with restrictor valve | Commercial | Miscellaneous | Existing | Water Heating | Natural Gas | Water Heater - Thermostatic Shower Restriction Valve | NEQ | Typical showerhead without valve | 6 | 6 | 6 | 1.8 | 0 | 0 | 0.001 | 0.05 | Retro12Med | 3.879925052500492E-06 | TBD | A | WCM831 | 0.7 | 0.42 | showerhead | 0.0321 | 4779.2473404604425 | 4779.2473 | 3769.547198109643 | 3769.5472 | Regional Technical Forum. Thermostatic Shower Restriction Valve - UES Workbook, Version 6.1. Northwest Power and Conservation Council. August 29, 2023 | Regional Technical Forum. Thermostatic Shower Restriction Valve - UES Workbook, Version 6.1. Northwest Power and Conservation Council. August 29, 2023 | Regional Technical Forum. Thermostatic Shower Restriction Valve - UES Workbook, Version 6.1. Northwest Power and Conservation Council. August 29, 2023 | 0 | 0 | 34.4397 | Typical showerhead without valve | Typical showerhead without valve | Typical showerhead without valve | Typical showerhead without valve | Typical showerhead without valve | Typical showerhead without valve | Typical showerhead without valve | Typical showerhead without valve | Typical showerhead without valve | Typical showerhead without valve | Typical showerhead without valve | Typical showerhead without valve | Typical showerhead without valve | Typical showerhead without valve | Typical showerhead without valve | Typical showerhead without valve | Typical showerhead without valve | Typical showerhead without valve | Typical showerhead without valve | Typical showerhead without valve | Typical showerhead without valve | Typical showerhead without valve | Typical showerhead without valve | Typical showerhead without valve | Typical showerhead without valve | Typical showerhead without valve | Typical showerhead without valve | Typical showerhead without valve | 0 | 0 | 0 | 63.9699 | 63.228 | 62.4008 | 61.492 | 60.5031 | 53.4938 | 41.9754 | 32.9601 | 25.8794 | 20.3574 | 16.0384 | 12.6536 | 9.9767 | 7.8765 | 6.2486 | 4.9646 | 0.033683 | 0.011982 | 0.0027017 | 0.0017978 | 0 | 0 | 0 | 0 | 0 | 0 | 0 | 0 | 63.9699 | 126.456 | 187.2025 | 245.9681 | 302.5153 | 350.6819 | 385.9404 | 411.7724 | 430.0197 | 443.1889 | 452.4921 | 458.8995 | 462.2507 | 464.0509 | 466.4243 | 468.1933 | 465.7404 | 463.931 | 462.767 | 461.9186 | 461.567 | 461.2857 | 461.0607 | 460.8806 | 460.7366 | 0 | 0 | 0 | 0.005511834641493699 | 0.005511834641493698 | 0.005511834641493698 | 0.005511834641493697 | 0.005511834641493699 | 0.004960651177344329 | 0.003968520941875463 | 0.0031748167535003697 | 0.0025398534028002965 | 0.002031882722240237 | 0.00162550617779219 | 0.0013004049422337524 | 0.0010403239537870013 | 0.0008322591630296013 | 0.0006658073304236812 | 0.0005326458643389448 | 3.6330532217973443E-06 | 1.2975190077851653E-06 | 2.9328801683114314E-07 | 1.9552534455409542E-07 | 0 | 0 | 0 | 0 | 0 | 0 | 0 | 0 | 0.005511834641493699 | 0.011023669282987397 | 0.016535503924481096 | 0.02204733856597479 | 0.02755917320746849 | 0.032519824384812816 | 0.03648834532668828 | 0.03966316208018865 | 0.042203015482988944 | 0.044234898205229176 | 0.045860404383021365 | 0.04716080932525511 | 0.048201133279042116 | 0.04903339244207172 | 0.04969919977249541 | 0.05023184563683435 | 0.050235478690056144 | 0.05023677620906393 | 0.050237069497080754 | 0.050237265022425315 | 0.050237265022425315 | 0.050237265022425315 | 0.050237265022425315 | 0.050237265022425315 | 0.050237265022425315 | Showerhead with restrictor valve | Showerhead with restrictor valve | Showerhead with restrictor valve | Showerhead with restrictor valve | Showerhead with restrictor valve | Showerhead with restrictor valve | Showerhead with restrictor valve | Showerhead with restrictor valve | Showerhead with restrictor valve | Showerhead with restrictor valve | Showerhead with restrictor valve | Showerhead with restrictor valve | Showerhead with restrictor valve | Showerhead with restrictor valve | Showerhead with restrictor valve | Showerhead with restrictor valve | Showerhead with restrictor valve | Showerhead with restrictor valve | Showerhead with restrictor valve | Showerhead with restrictor valve | Showerhead with restrictor valve | Showerhead with restrictor valve | Showerhead with restrictor valve | Showerhead with restrictor valve | Showerhead with restrictor valve | Showerhead with restrictor valve | Showerhead with restrictor valve | Showerhead with restrictor valve | 34.4397 | 34.4397 | 34.4397 | 34.4397 | 34.4397 | 34.4397 | 34.4397 | 34.4397 | 34.4397 | 34.4397 | 34.4397 | 34.4397 | 34.4397 | 34.4397 | 34.4397 | 34.4397 | 34.4397 | 34.4397 | 34.4397 | 34.4397 | 34.4397 | 34.4397 | 34.4397 | 34.4397 | 34.4397 | 34.4397 | 34.4397 | 34.4397 | 1.8 | 1.8 | 1.8 | 1.8 | 1.8 | 1.8 | 1.8 | 1.8 | 1.8 | 1.8 | 1.8 | 1.8 | 1.8 | 1.8 | 1.8 | 1.8 | 1.8 | 1.8 | 1.8 | 1.8 | 1.8 | 1.8 | 1.8 | 1.8 | 1.8 | 1.8 | 1.8 | 1.8 | 0 | 0 | 0 | 0 | 0 | 0 | 0 | 0 | 0 | 0 | 0 | 0 | 0 | 0 | 0 | 0 | 0 | 0 | 0 | 0 | 0 | 0 | 0 | 0 | 0 | 0 | 0 | 0 | 0 | 0 | 0 | 0 | 0 | 0 | 0 | 0 | 0 | 0 | 0 | 0 | 0 | 0 | 0 | 0 | 0 | 0 | 0 | 0 | 0 | 0 | 0 | 0 | 0 | 0 | 0 | 0 | 0 | 0 | 0 | 0 | 0 | 0 | 0 | 0 | 0 | 0 | 0 | 0 | 0 | 0 | 0 | 0 | 0 | 0 | 0 | 0 | 0 | 0 | 0 | 0 | 0 | 0 | 0 | 0 | 0 | 0 | 0 | 0 | 0 | 0 | 0 | 0 | 0 | 0 | 0 | 0 | 0 | 0 | 0 | 0 | 0 | 0 | 0 | 0 | 0 | 0 | 0 | 0 | 0 | 0 | 0 | 0 | Showerhead with restrictor valve | Showerhead with restrictor valve | Showerhead with restrictor valve | Showerhead with restrictor valve | Showerhead with restrictor valve | Showerhead with restrictor valve | Showerhead with restrictor valve | Showerhead with restrictor valve | Showerhead with restrictor valve | Showerhead with restrictor valve | Showerhead with restrictor valve | Showerhead with restrictor valve | Showerhead with restrictor valve | Showerhead with restrictor valve | Showerhead with restrictor valve | Showerhead with restrictor valve | Showerhead with restrictor valve | Showerhead with restrictor valve | Showerhead with restrictor valve | Showerhead with restrictor valve | Showerhead with restrictor valve | Showerhead with restrictor valve | Showerhead with restrictor valve | Showerhead with restrictor valve | Showerhead with restrictor valve | Showerhead with restrictor valve | Showerhead with restrictor valve | Showerhead with restrictor valve | 34.4397 | 34.4397 | 34.4397 | 34.4397 | 34.4397 | 34.4397 | 34.4397 | 34.4397 | 34.4397 | 34.4397 | 34.4397 | 34.4397 | 34.4397 | 34.4397 | 34.4397 | 34.4397 | 34.4397 | 34.4397 | 34.4397 | 34.4397 | 34.4397 | 34.4397 | 34.4397 | 34.4397 | 34.4397 | 34.4397 | 34.4397 | 34.4397 | 1.8 | 1.8 | 1.8 | 1.8 | 1.8 | 1.8 | 1.8 | 1.8 | 1.8 | 1.8 | 1.8 | 1.8 | 1.8 | 1.8 | 1.8 | 1.8 | 1.8 | 1.8 | 1.8 | 1.8 | 1.8 | 1.8 | 1.8 | 1.8 | 1.8 | 1.8 | 1.8 | 1.8 | 0 | 0 | 0 | 0 | 0 | 0 | 0 | 0 | 0 | 0 | 0 | 0 | 0 | 0 | 0 | 0 | 0 | 0 | 0 | 0 | 0 | 0 | 0 | 0 | 0 | 0 | 0 | 0 | 0 | 0 | 0 | 0 | 0 | 0 | 0 | 0 | 0 | 0 | 0 | 0 | 0 | 0 | 0 | 0 | 0 | 0 | 0 | 0 | 0 | 0 | 0 | 0 | 0 | 0 | 0 | 0 | 0 | 0 | 0 | 0 | 0 | 0 | 0 | 0 | 0 | 0 | 0 | 0 | 0 | 0 | 0 | 0 | 0 | 0 | 0 | 0 | 0 | 0 | 0 | 0 | 0 | 0 | 0 | 0 | 0 | 0
Water Heater - Thermostatic Shower Restriction Valve_Restaurant_Existing_Showerhead with restrictor valve | Water Heater - Thermostatic Shower Restriction Valve_Restaurant_Existing | Water Heater - Thermostatic Shower Restriction Valve_Commercial_Existing_Typical showerhead without valve_Showerhead with restrictor valve | Commercial | Restaurant | Existing | Water Heating | Natural Gas | Water Heater - Thermostatic Shower Restriction Valve | NEQ | Typical showerhead without valve | 6 | 6 | 6 | 1.8 | 0 | 0 | 0 | 0 | Retro12Med | 3.879925052500492E-06 | TBD | A | WCM131 | 0.7 | 0.42 | showerhead | 0.0321 | 4780.05202392095 | 4780.052 | 3770.181878022157 | 3770.1819 | Regional Technical Forum. Thermostatic Shower Restriction Valve - UES Workbook, Version 6.1. Northwest Power and Conservation Council. August 29, 2023 | Regional Technical Forum. Thermostatic Shower Restriction Valve - UES Workbook, Version 6.1. Northwest Power and Conservation Council. August 29, 2023 | Regional Technical Forum. Thermostatic Shower Restriction Valve - UES Workbook, Version 6.1. Northwest Power and Conservation Council. August 29, 2023 | 0 | 0 | 34.4397 | Typical showerhead without valve | Typical showerhead without valve | Typical showerhead without valve | Typical showerhead without valve | Typical showerhead without valve | Typical showerhead without valve | Typical showerhead without valve | Typical showerhead without valve | Typical showerhead without valve | Typical showerhead without valve | Typical showerhead without valve | Typical showerhead without valve | Typical showerhead without valve | Typical showerhead without valve | Typical showerhead without valve | Typical showerhead without valve | Typical showerhead without valve | Typical showerhead without valve | Typical showerhead without valve | Typical showerhead without valve | Typical showerhead without valve | Typical showerhead without valve | Typical showerhead without valve | Typical showerhead without valve | Typical showerhead without valve | Typical showerhead without valve | Typical showerhead without valve | Typical showerhead without valve | 0 | 0 | 0 | 0 | 0 | 0 | 0 | 0 | 0 | 0 | 0 | 0 | 0 | 0 | 0 | 0 | 0 | 0 | 0 | 0 | 0 | 0 | 0 | 0 | 0 | 0 | 0 | 0 | 0 | 0 | 0 | 0 | 0 | 0 | 0 | 0 | 0 | 0 | 0 | 0 | 0 | 0 | 0 | 0 | 0 | 0 | 0 | 0 | 0 | 0 | 0 | 0 | 0 | 0 | 0 | 0 | 0 | 0 | 0 | 0 | 0 | 0 | 0 | 0 | 0 | 0 | 0 | 0 | 0 | 0 | 0 | 0 | 0 | 0 | 0 | 0 | 0 | 0 | 0 | 0 | 0 | 0 | 0 | 0 | 0 | 0 | 0 | 0 | 0 | 0 | 0 | 0 | 0 | 0 | 0 | 0 | 0 | 0 | 0 | 0 | 0 | 0 | 0 | 0 | 0 | 0 | 0 | 0 | 0 | 0 | 0 | 0 | Showerhead with restrictor valve | Showerhead with restrictor valve | Showerhead with restrictor valve | Showerhead with restrictor valve | Showerhead with restrictor valve | Showerhead with restrictor valve | Showerhead with restrictor valve | Showerhead with restrictor valve | Showerhead with restrictor valve | Showerhead with restrictor valve | Showerhead with restrictor valve | Showerhead with restrictor valve | Showerhead with restrictor valve | Showerhead with restrictor valve | Showerhead with restrictor valve | Showerhead with restrictor valve | Showerhead with restrictor valve | Showerhead with restrictor valve | Showerhead with restrictor valve | Showerhead with restrictor valve | Showerhead with restrictor valve | Showerhead with restrictor valve | Showerhead with restrictor valve | Showerhead with restrictor valve | Showerhead with restrictor valve | Showerhead with restrictor valve | Showerhead with restrictor valve | Showerhead with restrictor valve | 34.4397 | 34.4397 | 34.4397 | 34.4397 | 34.4397 | 34.4397 | 34.4397 | 34.4397 | 34.4397 | 34.4397 | 34.4397 | 34.4397 | 34.4397 | 34.4397 | 34.4397 | 34.4397 | 34.4397 | 34.4397 | 34.4397 | 34.4397 | 34.4397 | 34.4397 | 34.4397 | 34.4397 | 34.4397 | 34.4397 | 34.4397 | 34.4397 | 1.8 | 1.8 | 1.8 | 1.8 | 1.8 | 1.8 | 1.8 | 1.8 | 1.8 | 1.8 | 1.8 | 1.8 | 1.8 | 1.8 | 1.8 | 1.8 | 1.8 | 1.8 | 1.8 | 1.8 | 1.8 | 1.8 | 1.8 | 1.8 | 1.8 | 1.8 | 1.8 | 1.8 | 0 | 0 | 0 | 0 | 0 | 0 | 0 | 0 | 0 | 0 | 0 | 0 | 0 | 0 | 0 | 0 | 0 | 0 | 0 | 0 | 0 | 0 | 0 | 0 | 0 | 0 | 0 | 0 | 0 | 0 | 0 | 0 | 0 | 0 | 0 | 0 | 0 | 0 | 0 | 0 | 0 | 0 | 0 | 0 | 0 | 0 | 0 | 0 | 0 | 0 | 0 | 0 | 0 | 0 | 0 | 0 | 0 | 0 | 0 | 0 | 0 | 0 | 0 | 0 | 0 | 0 | 0 | 0 | 0 | 0 | 0 | 0 | 0 | 0 | 0 | 0 | 0 | 0 | 0 | 0 | 0 | 0 | 0 | 0 | 0 | 0 | 0 | 0 | 0 | 0 | 0 | 0 | 0 | 0 | 0 | 0 | 0 | 0 | 0 | 0 | 0 | 0 | 0 | 0 | 0 | 0 | 0 | 0 | 0 | 0 | 0 | 0 | Showerhead with restrictor valve | Showerhead with restrictor valve | Showerhead with restrictor valve | Showerhead with restrictor valve | Showerhead with restrictor valve | Showerhead with restrictor valve | Showerhead with restrictor valve | Showerhead with restrictor valve | Showerhead with restrictor valve | Showerhead with restrictor valve | Showerhead with restrictor valve | Showerhead with restrictor valve | Showerhead with restrictor valve | Showerhead with restrictor valve | Showerhead with restrictor valve | Showerhead with restrictor valve | Showerhead with restrictor valve | Showerhead with restrictor valve | Showerhead with restrictor valve | Showerhead with restrictor valve | Showerhead with restrictor valve | Showerhead with restrictor valve | Showerhead with restrictor valve | Showerhead with restrictor valve | Showerhead with restrictor valve | Showerhead with restrictor valve | Showerhead with restrictor valve | Showerhead with restrictor valve | 34.4397 | 34.4397 | 34.4397 | 34.4397 | 34.4397 | 34.4397 | 34.4397 | 34.4397 | 34.4397 | 34.4397 | 34.4397 | 34.4397 | 34.4397 | 34.4397 | 34.4397 | 34.4397 | 34.4397 | 34.4397 | 34.4397 | 34.4397 | 34.4397 | 34.4397 | 34.4397 | 34.4397 | 34.4397 | 34.4397 | 34.4397 | 34.4397 | 1.8 | 1.8 | 1.8 | 1.8 | 1.8 | 1.8 | 1.8 | 1.8 | 1.8 | 1.8 | 1.8 | 1.8 | 1.8 | 1.8 | 1.8 | 1.8 | 1.8 | 1.8 | 1.8 | 1.8 | 1.8 | 1.8 | 1.8 | 1.8 | 1.8 | 1.8 | 1.8 | 1.8 | 0 | 0 | 0 | 0 | 0 | 0 | 0 | 0 | 0 | 0 | 0 | 0 | 0 | 0 | 0 | 0 | 0 | 0 | 0 | 0 | 0 | 0 | 0 | 0 | 0 | 0 | 0 | 0 | 0 | 0 | 0 | 0 | 0 | 0 | 0 | 0 | 0 | 0 | 0 | 0 | 0 | 0 | 0 | 0 | 0 | 0 | 0 | 0 | 0 | 0 | 0 | 0 | 0 | 0 | 0 | 0 | 0 | 0 | 0 | 0 | 0 | 0 | 0 | 0 | 0 | 0 | 0 | 0 | 0 | 0 | 0 | 0 | 0 | 0 | 0 | 0 | 0 | 0 | 0 | 0 | 0 | 0 | 0 | 0 | 0 | 0
Destratification Fans (HVLS)_Miscellaneous_Existing_High Volume, Low Speed (HVLS) fans with a minimum diameter of 14 ft with Variable Speed Drive (VSD) installed | Destratification Fans (HVLS)_Miscellaneous_Existing | Destratification Fans (HVLS)_Commercial_Existing_No destratification fans or other means to effectively mix indoor air_High Volume, Low Speed (HVLS) fans with a minimum diameter of 14 ft with Variable Speed Drive (VSD) installed | Commercial | Miscellaneous | Existing | Space Heating | Natural Gas | Destratification Fans (HVLS) | NEQ | No destratification fans or other means to effectively mix indoor air | 10 | 10 | 10 | 0.023817 | 0 | 0 | 0.15 | 0.2 | Retro1Slow | 0.012666666666666666 | TBD | A | WCM813 | 0.7 | 0.42 | sqft roof | 0.0321 | 5068.023785718724 | 5068.0238 | 3997.314535214769 | 3997.3145 | IL TRM v12 - 4.4.34 - Destratification Fan - CI-HVC-DSFN-V07-240101 | IL TRM v12 - 4.4.34 - Destratification Fan - CI-HVC-DSFN-V07-240101 | IL TRM v12 - 4.4.34 - Destratification Fan - CI-HVC-DSFN-V07-240101 | 0 | 0 | 0.71324 | No destratification fans or other means to effectively mix indoor air | No destratification fans or other means to effectively mix indoor air | No destratification fans or other means to effectively mix indoor air | No destratification fans or other means to effectively mix indoor air | No destratification fans or other means to effectively mix indoor air | No destratification fans or other means to effectively mix indoor air | No destratification fans or other means to effectively mix indoor air | No destratification fans or other means to effectively mix indoor air | No destratification fans or other means to effectively mix indoor air | No destratification fans or other means to effectively mix indoor air | No destratification fans or other means to effectively mix indoor air | No destratification fans or other means to effectively mix indoor air | No destratification fans or other means to effectively mix indoor air | No destratification fans or other means to effectively mix indoor air | No destratification fans or other means to effectively mix indoor air | No destratification fans or other means to effectively mix indoor air | No destratification fans or other means to effectively mix indoor air | No destratification fans or other means to effectively mix indoor air | No destratification fans or other means to effectively mix indoor air | No destratification fans or other means to effectively mix indoor air | No destratification fans or other means to effectively mix indoor air | No destratification fans or other means to effectively mix indoor air | No destratification fans or other means to effectively mix indoor air | No destratification fans or other means to effectively mix indoor air | No destratification fans or other means to effectively mix indoor air | No destratification fans or other means to effectively mix indoor air | No destratification fans or other means to effectively mix indoor air | No destratification fans or other means to effectively mix indoor air | 0 | 0 | 0 | 193.0841 | 380.582 | 665.4226 | 1064.3692 | 1586.2425 | 2226.8656 | 2964.6702 | 3756.9731 | 4539.4181 | 5228.5179 | 5731.6098 | 5961.8029 | 5858.3647 | 5408.6336 | 4660.9268 | 3779.9175 | 2837.6574 | 1930.8686 | 1003.0976 | 658.9846 | 2.8909e-14 | 2.8552e-14 | 2.8222e-14 | 2.7919e-14 | 2.7638e-14 | 0 | 0 | 0 | 193.0841 | 570.9745 | 1227.6788 | 2271.5958 | 3816.6106 | 5967.9237 | 8805.5605 | 12364.7833 | 16618.6529 | 21460.5517 | 26700.2946 | 32068.5213 | 37239.4801 | 41880.308 | 45709.2316 | 48604.2932 | 50552.9774 | 51617.5905 | 51811.6823 | 51715.4824 | 51032.1431 | 50401.8912 | 49820.5684 | 49284.347 | 48789.7026 | 0 | 0 | 0 | 8283.652647744033 | 16558.478302376967 | 29400.3280659116 | 47823.663242734365 | 72589.64116241624 | 103963.87692954497 | 141419.42336555434 | 183330.64977266104 | 226748.4170928526 | 267390.2481675021 | 299994.48135955515 | 319137.6457722069 | 320470.0032755404 | 302097.02425140253 | 265610.85027758725 | 219657.23839506943 | 167973.18230211185 | 116289.12620915438 | 61374.81661038704 | 40916.54440692469 | 1.8189894035458565E-12 | 1.8189894035458565E-12 | 1.8189894035458565E-12 | 1.8189894035458565E-12 | 1.8189894035458565E-12 | 0 | 0 | 0 | 8283.652647744033 | 24842.130950120998 | 54242.4590160326 | 102066.12225876696 | 174655.76342118322 | 278619.6403507282 | 420039.0637162825 | 603369.7134889435 | 830118.1305817962 | 1097508.3787492984 | 1397502.8601088536 | 1716640.5058810604 | 2037110.5091566008 | 2339207.5334080034 | 2604818.3836855907 | 2824475.62208066 | 2992448.8043827717 | 3108737.930591926 | 3170112.747202313 | 3211029.291609238 | 3211029.291609238 | 3211029.291609238 | 3211029.291609238 | 3211029.291609238 | 3211029.291609238 | High Volume, Low Speed (HVLS) fans with a minimum diameter of 14 ft with Variable Speed Drive (VSD) installed | High Volume, Low Speed (HVLS) fans with a minimum diameter of 14 ft with Variable Speed Drive (VSD) installed | High Volume, Low Speed (HVLS) fans with a minimum diameter of 14 ft with Variable Speed Drive (VSD) installed | High Volume, Low Speed (HVLS) fans with a minimum diameter of 14 ft with Variable Speed Drive (VSD) installed | High Volume, Low Speed (HVLS) fans with a minimum diameter of 14 ft with Variable Speed Drive (VSD) installed | High Volume, Low Speed (HVLS) fans with a minimum diameter of 14 ft with Variable Speed Drive (VSD) installed | High Volume, Low Speed (HVLS) fans with a minimum diameter of 14 ft with Variable Speed Drive (VSD) installed | High Volume, Low Speed (HVLS) fans with a minimum diameter of 14 ft with Variable Speed Drive (VSD) installed | High Volume, Low Speed (HVLS) fans with a minimum diameter of 14 ft with Variable Speed Drive (VSD) installed | High Volume, Low Speed (HVLS) fans with a minimum diameter of 14 ft with Variable Speed Drive (VSD) installed | High Volume, Low Speed (HVLS) fans with a minimum diameter of 14 ft with Variable Speed Drive (VSD) installed | High Volume, Low Speed (HVLS) fans with a minimum diameter of 14 ft with Variable Speed Drive (VSD) installed | High Volume, Low Speed (HVLS) fans with a minimum diameter of 14 ft with Variable Speed Drive (VSD) installed | High Volume, Low Speed (HVLS) fans with a minimum diameter of 14 ft with Variable Speed Drive (VSD) installed | High Volume, Low Speed (HVLS) fans with a minimum diameter of 14 ft with Variable Speed Drive (VSD) installed | High Volume, Low Speed (HVLS) fans with a minimum diameter of 14 ft with Variable Speed Drive (VSD) installed | High Volume, Low Speed (HVLS) fans with a minimum diameter of 14 ft with Variable Speed Drive (VSD) installed | High Volume, Low Speed (HVLS) fans with a minimum diameter of 14 ft with Variable Speed Drive (VSD) installed | High Volume, Low Speed (HVLS) fans with a minimum diameter of 14 ft with Variable Speed Drive (VSD) installed | High Volume, Low Speed (HVLS) fans with a minimum diameter of 14 ft with Variable Speed Drive (VSD) installed | High Volume, Low Speed (HVLS) fans with a minimum diameter of 14 ft with Variable Speed Drive (VSD) installed | High Volume, Low Speed (HVLS) fans with a minimum diameter of 14 ft with Variable Speed Drive (VSD) installed | High Volume, Low Speed (HVLS) fans with a minimum diameter of 14 ft with Variable Speed Drive (VSD) installed | High Volume, Low Speed (HVLS) fans with a minimum diameter of 14 ft with Variable Speed Drive (VSD) installed | High Volume, Low Speed (HVLS) fans with a minimum diameter of 14 ft with Variable Speed Drive (VSD) installed | High Volume, Low Speed (HVLS) fans with a minimum diameter of 14 ft with Variable Speed Drive (VSD) installed | High Volume, Low Speed (HVLS) fans with a minimum diameter of 14 ft with Variable Speed Drive (VSD) installed | High Volume, Low Speed (HVLS) fans with a minimum diameter of 14 ft with Variable Speed Drive (VSD) installed | 0.7132 | 0.7132 | 0.7132 | 0.7132 | 0.7132 | 0.7132 | 0.7132 | 0.7132 | 0.7132 | 0.7132 | 0.7132 | 0.7132 | 0.7132 | 0.7132 | 0.7132 | 0.7132 | 0.7132 | 0.7132 | 0.7132 | 0.7132 | 0.7132 | 0.7132 | 0.7132 | 0.7132 | 0.7132 | 0.7132 | 0.7132 | 0.7132 | 0.0238 | 0.0238 | 0.0238 | 0.0238 | 0.0238 | 0.0238 | 0.0238 | 0.0238 | 0.0238 | 0.0238 | 0.0238 | 0.0238 | 0.0238 | 0.0238 | 0.0238 | 0.0238 | 0.0238 | 0.0238 | 0.0238 | 0.0238 | 0.0238 | 0.0238 | 0.0238 | 0.0238 | 0.0238 | 0.0238 | 0.0238 | 0.0238 | 0 | 0 | 0 | 0 | 0 | 0 | 0 | 0 | 0 | 0 | 0 | 0 | 0 | 0 | 0 | 0 | 0 | 0 | 0 | 0 | 0 | 0 | 0 | 0 | 0 | 0 | 0 | 0 | 0 | 0 | 0 | 0 | 0 | 0 | 0 | 0 | 0 | 0 | 0 | 0 | 0 | 0 | 0 | 0 | 0 | 0 | 0 | 0 | 0 | 0 | 0 | 0 | 0 | 0 | 0 | 0 | 0 | 0 | 0 | 0 | 0 | 0 | 0 | 0 | 0 | 0 | 0 | 0 | 0 | 0 | 0 | 0 | 0 | 0 | 0 | 0 | 0 | 0 | 0 | 0 | 0 | 0 | 0 | 0 | 0 | 0 | 0 | 0 | 0 | 0 | 0 | 0 | 0 | 0 | 0 | 0 | 0 | 0 | 0 | 0 | 0 | 0 | 0 | 0 | 0 | 0 | 0 | 0 | 0 | 0 | 0 | 0 | High Volume, Low Speed (HVLS) fans with a minimum diameter of 14 ft with Variable Speed Drive (VSD) installed | High Volume, Low Speed (HVLS) fans with a minimum diameter of 14 ft with Variable Speed Drive (VSD) installed | High Volume, Low Speed (HVLS) fans with a minimum diameter of 14 ft with Variable Speed Drive (VSD) installed | High Volume, Low Speed (HVLS) fans with a minimum diameter of 14 ft with Variable Speed Drive (VSD) installed | High Volume, Low Speed (HVLS) fans with a minimum diameter of 14 ft with Variable Speed Drive (VSD) installed | High Volume, Low Speed (HVLS) fans with a minimum diameter of 14 ft with Variable Speed Drive (VSD) installed | High Volume, Low Speed (HVLS) fans with a minimum diameter of 14 ft with Variable Speed Drive (VSD) installed | High Volume, Low Speed (HVLS) fans with a minimum diameter of 14 ft with Variable Speed Drive (VSD) installed | High Volume, Low Speed (HVLS) fans with a minimum diameter of 14 ft with Variable Speed Drive (VSD) installed | High Volume, Low Speed (HVLS) fans with a minimum diameter of 14 ft with Variable Speed Drive (VSD) installed | High Volume, Low Speed (HVLS) fans with a minimum diameter of 14 ft with Variable Speed Drive (VSD) installed | High Volume, Low Speed (HVLS) fans with a minimum diameter of 14 ft with Variable Speed Drive (VSD) installed | High Volume, Low Speed (HVLS) fans with a minimum diameter of 14 ft with Variable Speed Drive (VSD) installed | High Volume, Low Speed (HVLS) fans with a minimum diameter of 14 ft with Variable Speed Drive (VSD) installed | High Volume, Low Speed (HVLS) fans with a minimum diameter of 14 ft with Variable Speed Drive (VSD) installed | High Volume, Low Speed (HVLS) fans with a minimum diameter of 14 ft with Variable Speed Drive (VSD) installed | High Volume, Low Speed (HVLS) fans with a minimum diameter of 14 ft with Variable Speed Drive (VSD) installed | High Volume, Low Speed (HVLS) fans with a minimum diameter of 14 ft with Variable Speed Drive (VSD) installed | High Volume, Low Speed (HVLS) fans with a minimum diameter of 14 ft with Variable Speed Drive (VSD) installed | High Volume, Low Speed (HVLS) fans with a minimum diameter of 14 ft with Variable Speed Drive (VSD) installed | High Volume, Low Speed (HVLS) fans with a minimum diameter of 14 ft with Variable Speed Drive (VSD) installed | High Volume, Low Speed (HVLS) fans with a minimum diameter of 14 ft with Variable Speed Drive (VSD) installed | High Volume, Low Speed (HVLS) fans with a minimum diameter of 14 ft with Variable Speed Drive (VSD) installed | High Volume, Low Speed (HVLS) fans with a minimum diameter of 14 ft with Variable Speed Drive (VSD) installed | High Volume, Low Speed (HVLS) fans with a minimum diameter of 14 ft with Variable Speed Drive (VSD) installed | High Volume, Low Speed (HVLS) fans with a minimum diameter of 14 ft with Variable Speed Drive (VSD) installed | High Volume, Low Speed (HVLS) fans with a minimum diameter of 14 ft with Variable Speed Drive (VSD) installed | High Volume, Low Speed (HVLS) fans with a minimum diameter of 14 ft with Variable Speed Drive (VSD) installed | 0.7132 | 0.7132 | 0.7132 | 0.7132 | 0.7132 | 0.7132 | 0.7132 | 0.7132 | 0.7132 | 0.7132 | 0.7132 | 0.7132 | 0.7132 | 0.7132 | 0.7132 | 0.7132 | 0.7132 | 0.7132 | 0.7132 | 0.7132 | 0.7132 | 0.7132 | 0.7132 | 0.7132 | 0.7132 | 0.7132 | 0.7132 | 0.7132 | 0.0238 | 0.0238 | 0.0238 | 0.0238 | 0.0238 | 0.0238 | 0.0238 | 0.0238 | 0.0238 | 0.0238 | 0.0238 | 0.0238 | 0.0238 | 0.0238 | 0.0238 | 0.0238 | 0.0238 | 0.0238 | 0.0238 | 0.0238 | 0.0238 | 0.0238 | 0.0238 | 0.0238 | 0.0238 | 0.0238 | 0.0238 | 0.0238 | 0 | 0 | 0 | 0 | 0 | 0 | 0 | 0 | 0 | 0 | 0 | 0 | 0 | 0 | 0 | 0 | 0 | 0 | 0 | 0 | 0 | 0 | 0 | 0 | 0 | 0 | 0 | 0 | 0 | 0 | 0 | 0 | 0 | 0 | 0 | 0 | 0 | 0 | 0 | 0 | 0 | 0 | 0 | 0 | 0 | 0 | 0 | 0 | 0 | 0 | 0 | 0 | 0 | 0 | 0 | 0 | 0 | 0 | 0 | 0 | 0 | 0 | 0 | 0 | 0 | 0 | 0 | 0 | 0 | 0 | 0 | 0 | 0 | 0 | 0 | 0 | 0 | 0 | 0 | 0 | 0 | 0 | 0 | 0 | 0 | 0
HVAC - Energy Recovery Ventilator_Grocery_Existing_unitary equipment that incorporates energy recovery not required by the IECC 2012/2015/2018/2021 | HVAC - Energy Recovery Ventilator_Grocery_Existing | HVAC - Energy Recovery Ventilator_Commercial_Existing_unitary equipment not required by IECC 2012/2015/2018/2021 to incorporate energy recovery_unitary equipment that incorporates energy recovery not required by the IECC 2012/2015/2018/2021 | Commercial | Grocery | Existing | Space Heating | Natural Gas | HVAC - Energy Recovery Ventilator | NEQ | unitary equipment not required by IECC 2012/2015/2018/2021 to incorporate energy recovery | 15 | 15 | 15 | 0.014867 | 0 | 0 | 0 | 0.05 | Retro1Slow | 0.012666666666666666 | TBD | A | WCM307 | 0.7 | 0.42 | CFM | 0.0321 | 4980.050421506065 | 4980.0504 | 3927.9270930188663 | 3927.9271 | IL TRM v13 - 4.4.27 - Energy Recovery Ventilator - CI-HVC-ERVE-V07-250101 | IL TRM v13 - 4.4.27 - Energy Recovery Ventilator - CI-HVC-ERVE-V07-250101 | IL TRM v13 - 4.4.27 - Energy Recovery Ventilator - CI-HVC-ERVE-V07-250101 | 0 | 0 | 0.61453 | unitary equipment not required by IECC 2012/2015/2018/2021 to incorporate energy recovery | unitary equipment not required by IECC 2012/2015/2018/2021 to incorporate energy recovery | unitary equipment not required by IECC 2012/2015/2018/2021 to incorporate energy recovery | unitary equipment not required by IECC 2012/2015/2018/2021 to incorporate energy recovery | unitary equipment not required by IECC 2012/2015/2018/2021 to incorporate energy recovery | unitary equipment not required by IECC 2012/2015/2018/2021 to incorporate energy recovery | unitary equipment not required by IECC 2012/2015/2018/2021 to incorporate energy recovery | unitary equipment not required by IECC 2012/2015/2018/2021 to incorporate energy recovery | unitary equipment not required by IECC 2012/2015/2018/2021 to incorporate energy recovery | unitary equipment not required by IECC 2012/2015/2018/2021 to incorporate energy recovery | unitary equipment not required by IECC 2012/2015/2018/2021 to incorporate energy recovery | unitary equipment not required by IECC 2012/2015/2018/2021 to incorporate energy recovery | unitary equipment not required by IECC 2012/2015/2018/2021 to incorporate energy recovery | unitary equipment not required by IECC 2012/2015/2018/2021 to incorporate energy recovery | unitary equipment not required by IECC 2012/2015/2018/2021 to incorporate energy recovery | unitary equipment not required by IECC 2012/2015/2018/2021 to incorporate energy recovery | unitary equipment not required by IECC 2012/2015/2018/2021 to incorporate energy recovery | unitary equipment not required by IECC 2012/2015/2018/2021 to incorporate energy recovery | unitary equipment not required by IECC 2012/2015/2018/2021 to incorporate energy recovery | unitary equipment not required by IECC 2012/2015/2018/2021 to incorporate energy recovery | unitary equipment not required by IECC 2012/2015/2018/2021 to incorporate energy recovery | unitary equipment not required by IECC 2012/2015/2018/2021 to incorporate energy recovery | unitary equipment not required by IECC 2012/2015/2018/2021 to incorporate energy recovery | unitary equipment not required by IECC 2012/2015/2018/2021 to incorporate energy recovery | unitary equipment not required by IECC 2012/2015/2018/2021 to incorporate energy recovery | unitary equipment not required by IECC 2012/2015/2018/2021 to incorporate energy recovery | unitary equipment not required by IECC 2012/2015/2018/2021 to incorporate energy recovery | unitary equipment not required by IECC 2012/2015/2018/2021 to incorporate energy recovery | 0 | 0 | 0 | 47.3592 | 92.9806 | 161.8812 | 257.7425 | 382.1934 | 533.6735 | 706.4185 | 889.7235 | 1068.1804 | 1222.1557 | 1330.661 | 1374.4469 | 1340.9065 | 1228.7767 | 1050.7206 | 844.9397 | 628.9296 | 424.4463 | 218.7374 | 142.6163 | 0 | 0 | 0 | 0 | 0 | 0 | 0 | 0 | 47.3592 | 139.4956 | 298.6645 | 550.0787 | 919.584 | 1430.2269 | 2098.1798 | 2928.2185 | 3910.5717 | 5016.3613 | 6198.7894 | 7393.1459 | 8523.6516 | 9514.7041 | 10304.3091 | 10864.7074 | 11204.4046 | 11346.6515 | 11298.1558 | 11192.1777 | 10966.2161 | 10757.9949 | 10566.0998 | 10389.2309 | 10226.1945 | 0 | 0 | 0 | 4355.466018732696 | 8706.290888182844 | 15458.413730752569 | 25145.228681428634 | 38166.945047002635 | 54663.220730973066 | 74356.99190322662 | 96393.51735667852 | 119222.16773759935 | 140591.2571613234 | 157734.25382880168 | 167799.5481664421 | 168500.08910862572 | 158839.7509455673 | 139655.66662259653 | 115493.69321502661 | 88318.7065761968 | 61143.719937367 | 32270.29663361037 | 21513.531089073585 | 0 | 0 | 0 | 0 | 0 | 0 | 0 | 0 | 4355.466018732696 | 13061.75690691554 | 28520.17063766811 | 53665.39931909674 | 91832.34436609937 | 146495.56509707242 | 220852.55700029904 | 317246.0743569776 | 436468.24209457694 | 577059.4992559004 | 734793.7530847021 | 902593.3012511441 | 1071093.3903597698 | 1229933.1413053372 | 1369588.8079279335 | 1485082.5011429603 | 1573401.207719157 | 1634544.927656524 | 1666815.2242901346 | 1688328.7553792084 | 1688328.7553792084 | 1688328.7553792084 | 1688328.7553792084 | 1688328.7553792084 | 1688328.7553792084 | unitary equipment that incorporates energy recovery not required by the IECC 2012/2015/2018/2021 | unitary equipment that incorporates energy recovery not required by the IECC 2012/2015/2018/2021 | unitary equipment that incorporates energy recovery not required by the IECC 2012/2015/2018/2021 | unitary equipment that incorporates energy recovery not required by the IECC 2012/2015/2018/2021 | unitary equipment that incorporates energy recovery not required by the IECC 2012/2015/2018/2021 | unitary equipment that incorporates energy recovery not required by the IECC 2012/2015/2018/2021 | unitary equipment that incorporates energy recovery not required by the IECC 2012/2015/2018/2021 | unitary equipment that incorporates energy recovery not required by the IECC 2012/2015/2018/2021 | unitary equipment that incorporates energy recovery not required by the IECC 2012/2015/2018/2021 | unitary equipment that incorporates energy recovery not required by the IECC 2012/2015/2018/2021 | unitary equipment that incorporates energy recovery not required by the IECC 2012/2015/2018/2021 | unitary equipment that incorporates energy recovery not required by the IECC 2012/2015/2018/2021 | unitary equipment that incorporates energy recovery not required by the IECC 2012/2015/2018/2021 | unitary equipment that incorporates energy recovery not required by the IECC 2012/2015/2018/2021 | unitary equipment that incorporates energy recovery not required by the IECC 2012/2015/2018/2021 | unitary equipment that incorporates energy recovery not required by the IECC 2012/2015/2018/2021 | unitary equipment that incorporates energy recovery not required by the IECC 2012/2015/2018/2021 | unitary equipment that incorporates energy recovery not required by the IECC 2012/2015/2018/2021 | unitary equipment that incorporates energy recovery not required by the IECC 2012/2015/2018/2021 | unitary equipment that incorporates energy recovery not required by the IECC 2012/2015/2018/2021 | unitary equipment that incorporates energy recovery not required by the IECC 2012/2015/2018/2021 | unitary equipment that incorporates energy recovery not required by the IECC 2012/2015/2018/2021 | unitary equipment that incorporates energy recovery not required by the IECC 2012/2015/2018/2021 | unitary equipment that incorporates energy recovery not required by the IECC 2012/2015/2018/2021 | unitary equipment that incorporates energy recovery not required by the IECC 2012/2015/2018/2021 | unitary equipment that incorporates energy recovery not required by the IECC 2012/2015/2018/2021 | unitary equipment that incorporates energy recovery not required by the IECC 2012/2015/2018/2021 | unitary equipment that incorporates energy recovery not required by the IECC 2012/2015/2018/2021 | 0.6145 | 0.6145 | 0.6145 | 0.6145 | 0.6145 | 0.6145 | 0.6145 | 0.6145 | 0.6145 | 0.6145 | 0.6145 | 0.6145 | 0.6145 | 0.6145 | 0.6145 | 0.6145 | 0.6145 | 0.6145 | 0.6145 | 0.6145 | 0.6145 | 0.6145 | 0.6145 | 0.6145 | 0.6145 | 0.6145 | 0.6145 | 0.6145 | 0.0149 | 0.0149 | 0.0149 | 0.0149 | 0.0149 | 0.0149 | 0.0149 | 0.0149 | 0.0149 | 0.0149 | 0.0149 | 0.0149 | 0.0149 | 0.0149 | 0.0149 | 0.0149 | 0.0149 | 0.0149 | 0.0149 | 0.0149 | 0.0149 | 0.0149 | 0.0149 | 0.0149 | 0.0149 | 0.0149 | 0.0149 | 0.0149 | 0 | 0 | 0 | 0 | 0 | 0 | 0 | 0 | 0 | 0 | 0 | 0 | 0 | 0 | 0 | 0 | 0 | 0 | 0 | 0 | 0 | 0 | 0 | 0 | 0 | 0 | 0 | 0 | 0 | 0 | 0 | 0 | 0 | 0 | 0 | 0 | 0 | 0 | 0 | 0 | 0 | 0 | 0 | 0 | 0 | 0 | 0 | 0 | 0 | 0 | 0 | 0 | 0 | 0 | 0 | 0 | 0 | 0 | 0 | 0 | 0 | 0 | 0 | 0 | 0 | 0 | 0 | 0 | 0 | 0 | 0 | 0 | 0 | 0 | 0 | 0 | 0 | 0 | 0 | 0 | 0 | 0 | 0 | 0 | 0 | 0 | 0 | 0 | 0 | 0 | 0 | 0 | 0 | 0 | 0 | 0 | 0 | 0 | 0 | 0 | 0 | 0 | 0 | 0 | 0 | 0 | 0 | 0 | 0 | 0 | 0 | 0 | unitary equipment that incorporates energy recovery not required by the IECC 2012/2015/2018/2021 | unitary equipment that incorporates energy recovery not required by the IECC 2012/2015/2018/2021 | unitary equipment that incorporates energy recovery not required by the IECC 2012/2015/2018/2021 | unitary equipment that incorporates energy recovery not required by the IECC 2012/2015/2018/2021 | unitary equipment that incorporates energy recovery not required by the IECC 2012/2015/2018/2021 | unitary equipment that incorporates energy recovery not required by the IECC 2012/2015/2018/2021 | unitary equipment that incorporates energy recovery not required by the IECC 2012/2015/2018/2021 | unitary equipment that incorporates energy recovery not required by the IECC 2012/2015/2018/2021 | unitary equipment that incorporates energy recovery not required by the IECC 2012/2015/2018/2021 | unitary equipment that incorporates energy recovery not required by the IECC 2012/2015/2018/2021 | unitary equipment that incorporates energy recovery not required by the IECC 2012/2015/2018/2021 | unitary equipment that incorporates energy recovery not required by the IECC 2012/2015/2018/2021 | unitary equipment that incorporates energy recovery not required by the IECC 2012/2015/2018/2021 | unitary equipment that incorporates energy recovery not required by the IECC 2012/2015/2018/2021 | unitary equipment that incorporates energy recovery not required by the IECC 2012/2015/2018/2021 | unitary equipment that incorporates energy recovery not required by the IECC 2012/2015/2018/2021 | unitary equipment that incorporates energy recovery not required by the IECC 2012/2015/2018/2021 | unitary equipment that incorporates energy recovery not required by the IECC 2012/2015/2018/2021 | unitary equipment that incorporates energy recovery not required by the IECC 2012/2015/2018/2021 | unitary equipment that incorporates energy recovery not required by the IECC 2012/2015/2018/2021 | unitary equipment that incorporates energy recovery not required by the IECC 2012/2015/2018/2021 | unitary equipment that incorporates energy recovery not required by the IECC 2012/2015/2018/2021 | unitary equipment that incorporates energy recovery not required by the IECC 2012/2015/2018/2021 | unitary equipment that incorporates energy recovery not required by the IECC 2012/2015/2018/2021 | unitary equipment that incorporates energy recovery not required by the IECC 2012/2015/2018/2021 | unitary equipment that incorporates energy recovery not required by the IECC 2012/2015/2018/2021 | unitary equipment that incorporates energy recovery not required by the IECC 2012/2015/2018/2021 | unitary equipment that incorporates energy recovery not required by the IECC 2012/2015/2018/2021 | 0.6145 | 0.6145 | 0.6145 | 0.6145 | 0.6145 | 0.6145 | 0.6145 | 0.6145 | 0.6145 | 0.6145 | 0.6145 | 0.6145 | 0.6145 | 0.6145 | 0.6145 | 0.6145 | 0.6145 | 0.6145 | 0.6145 | 0.6145 | 0.6145 | 0.6145 | 0.6145 | 0.6145 | 0.6145 | 0.6145 | 0.6145 | 0.6145 | 0.0149 | 0.0149 | 0.0149 | 0.0149 | 0.0149 | 0.0149 | 0.0149 | 0.0149 | 0.0149 | 0.0149 | 0.0149 | 0.0149 | 0.0149 | 0.0149 | 0.0149 | 0.0149 | 0.0149 | 0.0149 | 0.0149 | 0.0149 | 0.0149 | 0.0149 | 0.0149 | 0.0149 | 0.0149 | 0.0149 | 0.0149 | 0.0149 | 0 | 0 | 0 | 0 | 0 | 0 | 0 | 0 | 0 | 0 | 0 | 0 | 0 | 0 | 0 | 0 | 0 | 0 | 0 | 0 | 0 | 0 | 0 | 0 | 0 | 0 | 0 | 0 | 0 | 0 | 0 | 0 | 0 | 0 | 0 | 0 | 0 | 0 | 0 | 0 | 0 | 0 | 0 | 0 | 0 | 0 | 0 | 0 | 0 | 0 | 0 | 0 | 0 | 0 | 0 | 0 | 0 | 0 | 0 | 0 | 0 | 0 | 0 | 0 | 0 | 0 | 0 | 0 | 0 | 0 | 0 | 0 | 0 | 0 | 0 | 0 | 0 | 0 | 0 | 0 | 0 | 0 | 0 | 0 | 0 | 0
Gas Boiler - Burner Control Optimization_Lodging_Existing_Linkageless/parallel positioning controls with oxygen trim for burner combustion control. | Gas Boiler - Burner Control Optimization_Lodging_Existing | Gas Boiler - Burner Control Optimization_Commercial_Existing_Single point positioning for burner combustion control_Linkageless/parallel positioning controls with oxygen trim for burner combustion control. | Commercial | Lodging | Existing | Space Heating | Natural Gas | Gas Boiler - Burner Control Optimization | NEQ | Single point positioning for burner combustion control | 20 | 20 | 20 | 892.9326 | 0 | 0 | 0.05 | 0.85 | Retro5Med | 8.35569166605469E-06 | TBD | A | WCM621 | 0.7 | 0.42 | perbldg | 0.0321 | 4288.5199944796195 | 4288.52 | 2563.1675519835762 | 2563.1676 | IL TRM v12 - 4.4.21 Linkageless Boiler Controls for Space Heating - CI-HVC-LBC-V06-220101 ¦ IL TRM v12 - 4.4.22 Oxygen Trim Controls for Space Heating Boilers - CI-HVC-O2TC-V02-220101 | IL TRM v12 - 4.4.22 Oxygen Trim Controls for Space Heating Boilers - CI-HVC-O2TC-V02-220101 | IL TRM v12 - 4.4.21 Linkageless Boiler Controls for Space Heating - CI-HVC-LBC-V06-220101 ¦ IL TRM v12 - 4.4.22 Oxygen Trim Controls for Space Heating Boilers - CI-HVC-O2TC-V02-220101 | 0 | 0 | 29888.108 | Single point positioning for burner combustion control | Single point positioning for burner combustion control | Single point positioning for burner combustion control | Single point positioning for burner combustion control | Single point positioning for burner combustion control | Single point positioning for burner combustion control | Single point positioning for burner combustion control | Single point positioning for burner combustion control | Single point positioning for burner combustion control | Single point positioning for burner combustion control | Single point positioning for burner combustion control | Single point positioning for burner combustion control | Single point positioning for burner combustion control | Single point positioning for burner combustion control | Single point positioning for burner combustion control | Single point positioning for burner combustion control | Single point positioning for burner combustion control | Single point positioning for burner combustion control | Single point positioning for burner combustion control | Single point positioning for burner combustion control | Single point positioning for burner combustion control | Single point positioning for burner combustion control | Single point positioning for burner combustion control | Single point positioning for burner combustion control | Single point positioning for burner combustion control | Single point positioning for burner combustion control | Single point positioning for burner combustion control | Single point positioning for burner combustion control | 0 | 0 | 0 | 1108.9227 | 1338.1158 | 1606.6534 | 1826.6402 | 2036.5803 | 2322.1896 | 2479.4616 | 2461.2124 | 2251.3391 | 1877.5826 | 1409.9087 | 906.0487 | 511.2517 | 239.4281 | 98.5892 | 34.917 | 10.6382 | 2.265 | 0.2041 | 0.1334 | 0 | 0 | 0 | 0 | 0 | 0 | 0 | 0 | 1108.9227 | 2427.9282 | 3988.9003 | 5733.346 | 7640.7745 | 9774.2157 | 11992.71 | 14114.2904 | 15951.4731 | 17353.9932 | 18249.7873 | 18626.6182 | 18612.411 | 18342.9655 | 17951.3175 | 17518.734 | 17098.4889 | 16704.8993 | 16352.9674 | 16032.5553 | 15748.0102 | 15485.4498 | 15243.1024 | 15019.3793 | 14812.8184 | 0 | 0 | 0 | 1.5928347935393093E-05 | 1.9557470982202938E-05 | 2.393262113654335E-05 | 2.7782002212894936E-05 | 3.1688891640364324E-05 | 3.704812342359368E-05 | 4.0642366734810144E-05 | 4.1519048472354365E-05 | 3.912672044676113E-05 | 3.363273037210293E-05 | 2.602642674462708E-05 | 1.722484137199486E-05 | 1.0001520796642177E-05 | 4.8155470502351195E-06 | 2.037346828945628E-06 | 7.408533923438648E-07 | 2.314092686401873E-07 | 5.043671326777242E-08 | 4.642756887131984E-09 | 3.09517125808799E-09 | 0 | 0 | 0 | 0 | 0 | 0 | 0 | 0 | 1.5928347935393093E-05 | 3.548581891759603E-05 | 5.941844005413938E-05 | 8.720044226703432E-05 | 0.00011888933390739864 | 0.0001559374573309923 | 0.00019657982406580247 | 0.0002380988725381568 | 0.0002772255929849179 | 0.0003108583233570209 | 0.00033688475010164797 | 0.0003541095914736428 | 0.00036411111227028505 | 0.00036892665932052016 | 0.0003709640061494658 | 0.0003717048595418096 | 0.0003719362688104498 | 0.0003719867055237176 | 0.0003719913482806047 | 0.00037199444345186285 | 0.00037199444345186285 | 0.00037199444345186285 | 0.00037199444345186285 | 0.00037199444345186285 | 0.00037199444345186285 | Linkageless/parallel positioning controls with oxygen trim for burner combustion control. | Linkageless/parallel positioning controls with oxygen trim for burner combustion control. | Linkageless/parallel positioning controls with oxygen trim for burner combustion control. | Linkageless/parallel positioning controls with oxygen trim for burner combustion control. | Linkageless/parallel positioning controls with oxygen trim for burner combustion control. | Linkageless/parallel positioning controls with oxygen trim for burner combustion control. | Linkageless/parallel positioning controls with oxygen trim for burner combustion control. | Linkageless/parallel positioning controls with oxygen trim for burner combustion control. | Linkageless/parallel positioning controls with oxygen trim for burner combustion control. | Linkageless/parallel positioning controls with oxygen trim for burner combustion control. | Linkageless/parallel positioning controls with oxygen trim for burner combustion control. | Linkageless/parallel positioning controls with oxygen trim for burner combustion control. | Linkageless/parallel positioning controls with oxygen trim for burner combustion control. | Linkageless/parallel positioning controls with oxygen trim for burner combustion control. | Linkageless/parallel positioning controls with oxygen trim for burner combustion control. | Linkageless/parallel positioning controls with oxygen trim for burner combustion control. | Linkageless/parallel positioning controls with oxygen trim for burner combustion control. | Linkageless/parallel positioning controls with oxygen trim for burner combustion control. | Linkageless/parallel positioning controls with oxygen trim for burner combustion control. | Linkageless/parallel positioning controls with oxygen trim for burner combustion control. | Linkageless/parallel positioning controls with oxygen trim for burner combustion control. | Linkageless/parallel positioning controls with oxygen trim for burner combustion control. | Linkageless/parallel positioning controls with oxygen trim for burner combustion control. | Linkageless/parallel positioning controls with oxygen trim for burner combustion control. | Linkageless/parallel positioning controls with oxygen trim for burner combustion control. | Linkageless/parallel positioning controls with oxygen trim for burner combustion control. | Linkageless/parallel positioning controls with oxygen trim for burner combustion control. | Linkageless/parallel positioning controls with oxygen trim for burner combustion control. | 29888.108 | 29888.108 | 29888.108 | 29888.108 | 29888.108 | 29888.108 | 29888.108 | 29888.108 | 29888.108 | 29888.108 | 29888.108 | 29888.108 | 29888.108 | 29888.108 | 29888.108 | 29888.108 | 29888.108 | 29888.108 | 29888.108 | 29888.108 | 29888.108 | 29888.108 | 29888.108 | 29888.108 | 29888.108 | 29888.108 | 29888.108 | 29888.108 | 892.9326 | 892.9326 | 892.9326 | 892.9326 | 892.9326 | 892.9326 | 892.9326 | 892.9326 | 892.9326 | 892.9326 | 892.9326 | 892.9326 | 892.9326 | 892.9326 | 892.9326 | 892.9326 | 892.9326 | 892.9326 | 892.9326 | 892.9326 | 892.9326 | 892.9326 | 892.9326 | 892.9326 | 892.9326 | 892.9326 | 892.9326 | 892.9326 | 0 | 0 | 0 | 0 | 0 | 0 | 0 | 0 | 0 | 0 | 0 | 0 | 0 | 0 | 0 | 0 | 0 | 0 | 0 | 0 | 0 | 0 | 0 | 0 | 0 | 0 | 0 | 0 | 0 | 0 | 0 | 0 | 0 | 0 | 0 | 0 | 0 | 0 | 0 | 0 | 0 | 0 | 0 | 0 | 0 | 0 | 0 | 0 | 0 | 0 | 0 | 0 | 0 | 0 | 0 | 0 | 0 | 0 | 0 | 0 | 0 | 0 | 0 | 0 | 0 | 0 | 0 | 0 | 0 | 0 | 0 | 0 | 0 | 0 | 0 | 0 | 0 | 0 | 0 | 0 | 0 | 0 | 0 | 0 | 0 | 0 | 0 | 0 | 0 | 0 | 0 | 0 | 0 | 0 | 0 | 0 | 0 | 0 | 0 | 0 | 0 | 0 | 0 | 0 | 0 | 0 | 0 | 0 | 0 | 0 | 0 | 0 | Linkageless/parallel positioning controls with oxygen trim for burner combustion control. | Linkageless/parallel positioning controls with oxygen trim for burner combustion control. | Linkageless/parallel positioning controls with oxygen trim for burner combustion control. | Linkageless/parallel positioning controls with oxygen trim for burner combustion control. | Linkageless/parallel positioning controls with oxygen trim for burner combustion control. | Linkageless/parallel positioning controls with oxygen trim for burner combustion control. | Linkageless/parallel positioning controls with oxygen trim for burner combustion control. | Linkageless/parallel positioning controls with oxygen trim for burner combustion control. | Linkageless/parallel positioning controls with oxygen trim for burner combustion control. | Linkageless/parallel positioning controls with oxygen trim for burner combustion control. | Linkageless/parallel positioning controls with oxygen trim for burner combustion control. | Linkageless/parallel positioning controls with oxygen trim for burner combustion control. | Linkageless/parallel positioning controls with oxygen trim for burner combustion control. | Linkageless/parallel positioning controls with oxygen trim for burner combustion control. | Linkageless/parallel positioning controls with oxygen trim for burner combustion control. | Linkageless/parallel positioning controls with oxygen trim for burner combustion control. | Linkageless/parallel positioning controls with oxygen trim for burner combustion control. | Linkageless/parallel positioning controls with oxygen trim for burner combustion control. | Linkageless/parallel positioning controls with oxygen trim for burner combustion control. | Linkageless/parallel positioning controls with oxygen trim for burner combustion control. | Linkageless/parallel positioning controls with oxygen trim for burner combustion control. | Linkageless/parallel positioning controls with oxygen trim for burner combustion control. | Linkageless/parallel positioning controls with oxygen trim for burner combustion control. | Linkageless/parallel positioning controls with oxygen trim for burner combustion control. | Linkageless/parallel positioning controls with oxygen trim for burner combustion control. | Linkageless/parallel positioning controls with oxygen trim for burner combustion control. | Linkageless/parallel positioning controls with oxygen trim for burner combustion control. | Linkageless/parallel positioning controls with oxygen trim for burner combustion control. | 29888.108 | 29888.108 | 29888.108 | 29888.108 | 29888.108 | 29888.108 | 29888.108 | 29888.108 | 29888.108 | 29888.108 | 29888.108 | 29888.108 | 29888.108 | 29888.108 | 29888.108 | 29888.108 | 29888.108 | 29888.108 | 29888.108 | 29888.108 | 29888.108 | 29888.108 | 29888.108 | 29888.108 | 29888.108 | 29888.108 | 29888.108 | 29888.108 | 892.9326 | 892.9326 | 892.9326 | 892.9326 | 892.9326 | 892.9326 | 892.9326 | 892.9326 | 892.9326 | 892.9326 | 892.9326 | 892.9326 | 892.9326 | 892.9326 | 892.9326 | 892.9326 | 892.9326 | 892.9326 | 892.9326 | 892.9326 | 892.9326 | 892.9326 | 892.9326 | 892.9326 | 892.9326 | 892.9326 | 892.9326 | 892.9326 | 0 | 0 | 0 | 0 | 0 | 0 | 0 | 0 | 0 | 0 | 0 | 0 | 0 | 0 | 0 | 0 | 0 | 0 | 0 | 0 | 0 | 0 | 0 | 0 | 0 | 0 | 0 | 0 | 0 | 0 | 0 | 0 | 0 | 0 | 0 | 0 | 0 | 0 | 0 | 0 | 0 | 0 | 0 | 0 | 0 | 0 | 0 | 0 | 0 | 0 | 0 | 0 | 0 | 0 | 0 | 0 | 0 | 0 | 0 | 0 | 0 | 0 | 0 | 0 | 0 | 0 | 0 | 0 | 0 | 0 | 0 | 0 | 0 | 0 | 0 | 0 | 0 | 0 | 0 | 0 | 0 | 0 | 0 | 0 | 0 | 0
Building Shell - Air Sealing (Infiltration Control)_Warehouse_Existing_Sealed building envelope | Building Shell - Air Sealing (Infiltration Control)_Warehouse_Existing | Building Shell - Air Sealing (Infiltration Control)_Commercial_Existing_Building envelope with leakage_Sealed building envelope | Commercial | Warehouse | Existing | Space Heating | Natural Gas | Building Shell - Air Sealing (Infiltration Control) | NEQ | Building envelope with leakage | 20 | 20 | 20 | 0.37514 | 0 | 0 | 0.7 | 0.8 | Retro1Slow | 0.012666666666666666 | TBD | A | WCM708 | 0.7 | 0.42 | BldgPerim | 0.0321 | 4931.430929128542 | 4931.4309 | 3889.579324383073 | 3889.5793 | IL TRM v13 - 4.8.4 - C&I Air Sealing - CI-SHL-CAIR-V04-250101 | IL TRM v13 - 4.8.4 - C&I Air Sealing - CI-SHL-CAIR-V04-250101 | AEG BEST | 0 | 0 | 19.2827 | Building envelope with leakage | Building envelope with leakage | Building envelope with leakage | Building envelope with leakage | Building envelope with leakage | Building envelope with leakage | Building envelope with leakage | Building envelope with leakage | Building envelope with leakage | Building envelope with leakage | Building envelope with leakage | Building envelope with leakage | Building envelope with leakage | Building envelope with leakage | Building envelope with leakage | Building envelope with leakage | Building envelope with leakage | Building envelope with leakage | Building envelope with leakage | Building envelope with leakage | Building envelope with leakage | Building envelope with leakage | Building envelope with leakage | Building envelope with leakage | Building envelope with leakage | Building envelope with leakage | Building envelope with leakage | Building envelope with leakage | 0 | 0 | 0 | 69.7316 | 137.3229 | 239.7509 | 382.6488 | 568.4817 | 794.6828 | 1052.3694 | 1325.4412 | 1591.0535 | 1820.7056 | 1983.9836 | 2053.1016 | 2009.1947 | 1849.3289 | 1590.493 | 1288.3363 | 966.7466 | 658.048 | 342.1531 | 225.02 | 3.3682e-15 | 3.3317e-15 | 3.298e-15 | 3.267e-15 | 3.2384e-15 | 0 | 0 | 0 | 69.7316 | 206.021 | 442.3311 | 816.656 | 1367.8069 | 2129.7226 | 3125.7109 | 4362.2335 | 5824.792 | 7473.1209 | 9242.2459 | 11043.6276 | 12771.7151 | 14319.7835 | 15597.8022 | 16566.1481 | 17222.6287 | 17591.4883 | 17672.7859 | 17659.0161 | 17453.592 | 17264.2869 | 17089.8156 | 16928.9983 | 16780.7513 | 0 | 0 | 0 | 3.240136499549305 | 6.47682033591043 | 11.499887805052689 | 18.70614370306058 | 28.393313411516118 | 40.665291822178254 | 55.315964451592436 | 71.70946864560574 | 88.69225372911654 | 104.58923612001294 | 117.34232590995703 | 124.83014177669288 | 125.35129112476159 | 118.16473194935047 | 103.89322769287247 | 85.91855136609298 | 65.7024216328946 | 45.486291899696255 | 24.006654058173023 | 16.00443603878202 | 2.4238115242452573E-16 | 2.4238115242452573E-16 | 2.4238115242452573E-16 | 2.4238115242452573E-16 | 2.4238115242452573E-16 | 0 | 0 | 0 | 3.240136499549305 | 9.716956835459735 | 21.216844640512424 | 39.92298834357301 | 68.31630175508913 | 108.98159357726738 | 164.2975580288598 | 236.00702667446552 | 324.6992804035821 | 429.28851652359504 | 546.6308424335521 | 671.460984210245 | 796.8122753350067 | 914.9770072843571 | 1018.8702349772295 | 1104.7887863433225 | 1170.491207976217 | 1215.9774998759133 | 1239.9841539340864 | 1255.9885899728683 | 1255.9885899728683 | 1255.9885899728683 | 1255.9885899728683 | 1255.9885899728683 | 1255.9885899728683 | Sealed building envelope | Sealed building envelope | Sealed building envelope | Sealed building envelope | Sealed building envelope | Sealed building envelope | Sealed building envelope | Sealed building envelope | Sealed building envelope | Sealed building envelope | Sealed building envelope | Sealed building envelope | Sealed building envelope | Sealed building envelope | Sealed building envelope | Sealed building envelope | Sealed building envelope | Sealed building envelope | Sealed building envelope | Sealed building envelope | Sealed building envelope | Sealed building envelope | Sealed building envelope | Sealed building envelope | Sealed building envelope | Sealed building envelope | Sealed building envelope | Sealed building envelope | 19.2827 | 19.2827 | 19.2827 | 19.2827 | 19.2827 | 19.2827 | 19.2827 | 19.2827 | 19.2827 | 19.2827 | 19.2827 | 19.2827 | 19.2827 | 19.2827 | 19.2827 | 19.2827 | 19.2827 | 19.2827 | 19.2827 | 19.2827 | 19.2827 | 19.2827 | 19.2827 | 19.2827 | 19.2827 | 19.2827 | 19.2827 | 19.2827 | 0.3751 | 0.3751 | 0.3751 | 0.3751 | 0.3751 | 0.3751 | 0.3751 | 0.3751 | 0.3751 | 0.3751 | 0.3751 | 0.3751 | 0.3751 | 0.3751 | 0.3751 | 0.3751 | 0.3751 | 0.3751 | 0.3751 | 0.3751 | 0.3751 | 0.3751 | 0.3751 | 0.3751 | 0.3751 | 0.3751 | 0.3751 | 0.3751 | 0 | 0 | 0 | 0 | 0 | 0 | 0 | 0 | 0 | 0 | 0 | 0 | 0 | 0 | 0 | 0 | 0 | 0 | 0 | 0 | 0 | 0 | 0 | 0 | 0 | 0 | 0 | 0 | 0 | 0 | 0 | 0 | 0 | 0 | 0 | 0 | 0 | 0 | 0 | 0 | 0 | 0 | 0 | 0 | 0 | 0 | 0 | 0 | 0 | 0 | 0 | 0 | 0 | 0 | 0 | 0 | 0 | 0 | 0 | 0 | 0 | 0 | 0 | 0 | 0 | 0 | 0 | 0 | 0 | 0 | 0 | 0 | 0 | 0 | 0 | 0 | 0 | 0 | 0 | 0 | 0 | 0 | 0 | 0 | 0 | 0 | 0 | 0 | 0 | 0 | 0 | 0 | 0 | 0 | 0 | 0 | 0 | 0 | 0 | 0 | 0 | 0 | 0 | 0 | 0 | 0 | 0 | 0 | 0 | 0 | 0 | 0 | Sealed building envelope | Sealed building envelope | Sealed building envelope | Sealed building envelope | Sealed building envelope | Sealed building envelope | Sealed building envelope | Sealed building envelope | Sealed building envelope | Sealed building envelope | Sealed building envelope | Sealed building envelope | Sealed building envelope | Sealed building envelope | Sealed building envelope | Sealed building envelope | Sealed building envelope | Sealed building envelope | Sealed building envelope | Sealed building envelope | Sealed building envelope | Sealed building envelope | Sealed building envelope | Sealed building envelope | Sealed building envelope | Sealed building envelope | Sealed building envelope | Sealed building envelope | 19.2827 | 19.2827 | 19.2827 | 19.2827 | 19.2827 | 19.2827 | 19.2827 | 19.2827 | 19.2827 | 19.2827 | 19.2827 | 19.2827 | 19.2827 | 19.2827 | 19.2827 | 19.2827 | 19.2827 | 19.2827 | 19.2827 | 19.2827 | 19.2827 | 19.2827 | 19.2827 | 19.2827 | 19.2827 | 19.2827 | 19.2827 | 19.2827 | 0.3751 | 0.3751 | 0.3751 | 0.3751 | 0.3751 | 0.3751 | 0.3751 | 0.3751 | 0.3751 | 0.3751 | 0.3751 | 0.3751 | 0.3751 | 0.3751 | 0.3751 | 0.3751 | 0.3751 | 0.3751 | 0.3751 | 0.3751 | 0.3751 | 0.3751 | 0.3751 | 0.3751 | 0.3751 | 0.3751 | 0.3751 | 0.3751 | 0 | 0 | 0 | 0 | 0 | 0 | 0 | 0 | 0 | 0 | 0 | 0 | 0 | 0 | 0 | 0 | 0 | 0 | 0 | 0 | 0 | 0 | 0 | 0 | 0 | 0 | 0 | 0 | 0 | 0 | 0 | 0 | 0 | 0 | 0 | 0 | 0 | 0 | 0 | 0 | 0 | 0 | 0 | 0 | 0 | 0 | 0 | 0 | 0 | 0 | 0 | 0 | 0 | 0 | 0 | 0 | 0 | 0 | 0 | 0 | 0 | 0 | 0 | 0 | 0 | 0 | 0 | 0 | 0 | 0 | 0 | 0 | 0 | 0 | 0 | 0 | 0 | 0 | 0 | 0 | 0 | 0 | 0 | 0 | 0 | 0
Gas Boiler - Maintenance_Grocery_Existing_Boiler with a tune-up performed adhering to program requirements | Gas Boiler - Maintenance_Grocery_Existing | Gas Boiler - Maintenance_Commercial_Existing_The baseline condition of this measure is a boiler that has not had a tune-up within the past 36 months_Boiler with a tune-up performed adhering to program requirements | Commercial | Grocery | Existing | Space Heating | Natural Gas | Gas Boiler - Maintenance | NEQ | The baseline condition of this measure is a boiler that has not had a tune-up within the past 36 months | 3 | 3 | 3 | 0.11504 | 0 | 0 | 0.2 | 0.3 | Retro5Med | 8.35569166605469E-06 | TBD | A | WCM316 | 0.7 | 0.42 | kBtuh heat | 0.0321 | 5495.92421035988 | 5495.9242 | 4334.8134616923 | 4334.8135 | IL TRM v13 - 4.4.2 - Space Heating Boiler Tune-up - CI-HVC-BLRT-V07-250101 | IL TRM v13 - 4.4.2 - Space Heating Boiler Tune-up - CI-HVC-BLRT-V07-250101 | IL TRM v13 - 4.4.2 - Space Heating Boiler Tune-up - CI-HVC-BLRT-V07-250101 | 0 | 0 | 1.2191 | The baseline condition of this measure is a boiler that has not had a tune-up within the past 36 months | The baseline condition of this measure is a boiler that has not had a tune-up within the past 36 months | The baseline condition of this measure is a boiler that has not had a tune-up within the past 36 months | The baseline condition of this measure is a boiler that has not had a tune-up within the past 36 months | The baseline condition of this measure is a boiler that has not had a tune-up within the past 36 months | The baseline condition of this measure is a boiler that has not had a tune-up within the past 36 months | The baseline condition of this measure is a boiler that has not had a tune-up within the past 36 months | The baseline condition of this measure is a boiler that has not had a tune-up within the past 36 months | The baseline condition of this measure is a boiler that has not had a tune-up within the past 36 months | The baseline condition of this measure is a boiler that has not had a tune-up within the past 36 months | The baseline condition of this measure is a boiler that has not had a tune-up within the past 36 months | The baseline condition of this measure is a boiler that has not had a tune-up within the past 36 months | The baseline condition of this measure is a boiler that has not had a tune-up within the past 36 months | The baseline condition of this measure is a boiler that has not had a tune-up within the past 36 months | The baseline condition of this measure is a boiler that has not had a tune-up within the past 36 months | The baseline condition of this measure is a boiler that has not had a tune-up within the past 36 months | The baseline condition of this measure is a boiler that has not had a tune-up within the past 36 months | The baseline condition of this measure is a boiler that has not had a tune-up within the past 36 months | The baseline condition of this measure is a boiler that has not had a tune-up within the past 36 months | The baseline condition of this measure is a boiler that has not had a tune-up within the past 36 months | The baseline condition of this measure is a boiler that has not had a tune-up within the past 36 months | The baseline condition of this measure is a boiler that has not had a tune-up within the past 36 months | The baseline condition of this measure is a boiler that has not had a tune-up within the past 36 months | The baseline condition of this measure is a boiler that has not had a tune-up within the past 36 months | The baseline condition of this measure is a boiler that has not had a tune-up within the past 36 months | The baseline condition of this measure is a boiler that has not had a tune-up within the past 36 months | The baseline condition of this measure is a boiler that has not had a tune-up within the past 36 months | The baseline condition of this measure is a boiler that has not had a tune-up within the past 36 months | 0 | 0 | 0 | 20.9753 | 25.2732 | 30.3025 | 34.3931 | 38.2852 | 43.5861 | 46.4623 | 46.0381 | 42.0331 | 34.9808 | 26.209 | 16.801 | 9.4549 | 4.4151 | 1.8128 | 0.63981 | 0.19422 | 0.041216 | 0.0037014 | 0.0024116 | 0 | 0 | 0 | 0 | 0 | 0 | 0 | 0 | 20.9753 | 45.8566 | 75.2332 | 107.9509 | 143.6371 | 183.4561 | 224.7299 | 264.014 | 297.8179 | 323.3184 | 339.2479 | 345.3967 | 344.2108 | 338.251 | 330.0859 | 321.0107 | 312.1706 | 303.9788 | 296.5671 | 289.842 | 283.8671 | 278.3704 | 273.3079 | 268.6444 | 264.3479 | 0 | 0 | 0 | 10.11751352296345 | 12.422693046384687 | 15.201740881796141 | 17.64682591214556 | 20.128439622209772 | 23.532565414755787 | 25.815589709149183 | 26.372448422363856 | 24.85286765677037 | 21.363144861861482 | 16.53170345168529 | 10.941032065530242 | 6.3528573283724015 | 3.058783158105229 | 1.294100566890674 | 0.4705820243238816 | 0.14698865282844528 | 0.03203685219649394 | 0.0029490287241286514 | 0.0019660191494191006 | 0 | 0 | 0 | 0 | 0 | 0 | 0 | 0 | 10.11751352296345 | 22.540206569348136 | 37.74194745114428 | 55.38877336328984 | 75.51721298549961 | 99.0497784002554 | 124.86536810940457 | 151.23781653176843 | 176.0906841885388 | 197.45382905040026 | 213.98553250208556 | 224.9265645676158 | 231.27942189598818 | 234.33820505409344 | 235.6323056209841 | 236.102887645308 | 236.24987629813643 | 236.2819131503329 | 236.28486217905706 | 236.28682819820645 | 236.28682819820645 | 236.28682819820645 | 236.28682819820645 | 236.28682819820645 | 236.28682819820645 | Boiler with a tune-up performed adhering to program requirements | Boiler with a tune-up performed adhering to program requirements | Boiler with a tune-up performed adhering to program requirements | Boiler with a tune-up performed adhering to program requirements | Boiler with a tune-up performed adhering to program requirements | Boiler with a tune-up performed adhering to program requirements | Boiler with a tune-up performed adhering to program requirements | Boiler with a tune-up performed adhering to program requirements | Boiler with a tune-up performed adhering to program requirements | Boiler with a tune-up performed adhering to program requirements | Boiler with a tune-up performed adhering to program requirements | Boiler with a tune-up performed adhering to program requirements | Boiler with a tune-up performed adhering to program requirements | Boiler with a tune-up performed adhering to program requirements | Boiler with a tune-up performed adhering to program requirements | Boiler with a tune-up performed adhering to program requirements | Boiler with a tune-up performed adhering to program requirements | Boiler with a tune-up performed adhering to program requirements | Boiler with a tune-up performed adhering to program requirements | Boiler with a tune-up performed adhering to program requirements | Boiler with a tune-up performed adhering to program requirements | Boiler with a tune-up performed adhering to program requirements | Boiler with a tune-up performed adhering to program requirements | Boiler with a tune-up performed adhering to program requirements | Boiler with a tune-up performed adhering to program requirements | Boiler with a tune-up performed adhering to program requirements | Boiler with a tune-up performed adhering to program requirements | Boiler with a tune-up performed adhering to program requirements | 1.2191 | 1.2191 | 1.2191 | 1.2191 | 1.2191 | 1.2191 | 1.2191 | 1.2191 | 1.2191 | 1.2191 | 1.2191 | 1.2191 | 1.2191 | 1.2191 | 1.2191 | 1.2191 | 1.2191 | 1.2191 | 1.2191 | 1.2191 | 1.2191 | 1.2191 | 1.2191 | 1.2191 | 1.2191 | 1.2191 | 1.2191 | 1.2191 | 0.115 | 0.115 | 0.115 | 0.115 | 0.115 | 0.115 | 0.115 | 0.115 | 0.115 | 0.115 | 0.115 | 0.115 | 0.115 | 0.115 | 0.115 | 0.115 | 0.115 | 0.115 | 0.115 | 0.115 | 0.115 | 0.115 | 0.115 | 0.115 | 0.115 | 0.115 | 0.115 | 0.115 | 0 | 0 | 0 | 0 | 0 | 0 | 0 | 0 | 0 | 0 | 0 | 0 | 0 | 0 | 0 | 0 | 0 | 0 | 0 | 0 | 0 | 0 | 0 | 0 | 0 | 0 | 0 | 0 | 0 | 0 | 0 | 0 | 0 | 0 | 0 | 0 | 0 | 0 | 0 | 0 | 0 | 0 | 0 | 0 | 0 | 0 | 0 | 0 | 0 | 0 | 0 | 0 | 0 | 0 | 0 | 0 | 0 | 0 | 0 | 0 | 0 | 0 | 0 | 0 | 0 | 0 | 0 | 0 | 0 | 0 | 0 | 0 | 0 | 0 | 0 | 0 | 0 | 0 | 0 | 0 | 0 | 0 | 0 | 0 | 0 | 0 | 0 | 0 | 0 | 0 | 0 | 0 | 0 | 0 | 0 | 0 | 0 | 0 | 0 | 0 | 0 | 0 | 0 | 0 | 0 | 0 | 0 | 0 | 0 | 0 | 0 | 0 | Boiler with a tune-up performed adhering to program requirements | Boiler with a tune-up performed adhering to program requirements | Boiler with a tune-up performed adhering to program requirements | Boiler with a tune-up performed adhering to program requirements | Boiler with a tune-up performed adhering to program requirements | Boiler with a tune-up performed adhering to program requirements | Boiler with a tune-up performed adhering to program requirements | Boiler with a tune-up performed adhering to program requirements | Boiler with a tune-up performed adhering to program requirements | Boiler with a tune-up performed adhering to program requirements | Boiler with a tune-up performed adhering to program requirements | Boiler with a tune-up performed adhering to program requirements | Boiler with a tune-up performed adhering to program requirements | Boiler with a tune-up performed adhering to program requirements | Boiler with a tune-up performed adhering to program requirements | Boiler with a tune-up performed adhering to program requirements | Boiler with a tune-up performed adhering to program requirements | Boiler with a tune-up performed adhering to program requirements | Boiler with a tune-up performed adhering to program requirements | Boiler with a tune-up performed adhering to program requirements | Boiler with a tune-up performed adhering to program requirements | Boiler with a tune-up performed adhering to program requirements | Boiler with a tune-up performed adhering to program requirements | Boiler with a tune-up performed adhering to program requirements | Boiler with a tune-up performed adhering to program requirements | Boiler with a tune-up performed adhering to program requirements | Boiler with a tune-up performed adhering to program requirements | Boiler with a tune-up performed adhering to program requirements | 1.2191 | 1.2191 | 1.2191 | 1.2191 | 1.2191 | 1.2191 | 1.2191 | 1.2191 | 1.2191 | 1.2191 | 1.2191 | 1.2191 | 1.2191 | 1.2191 | 1.2191 | 1.2191 | 1.2191 | 1.2191 | 1.2191 | 1.2191 | 1.2191 | 1.2191 | 1.2191 | 1.2191 | 1.2191 | 1.2191 | 1.2191 | 1.2191 | 0.115 | 0.115 | 0.115 | 0.115 | 0.115 | 0.115 | 0.115 | 0.115 | 0.115 | 0.115 | 0.115 | 0.115 | 0.115 | 0.115 | 0.115 | 0.115 | 0.115 | 0.115 | 0.115 | 0.115 | 0.115 | 0.115 | 0.115 | 0.115 | 0.115 | 0.115 | 0.115 | 0.115 | 0 | 0 | 0 | 0 | 0 | 0 | 0 | 0 | 0 | 0 | 0 | 0 | 0 | 0 | 0 | 0 | 0 | 0 | 0 | 0 | 0 | 0 | 0 | 0 | 0 | 0 | 0 | 0 | 0 | 0 | 0 | 0 | 0 | 0 | 0 | 0 | 0 | 0 | 0 | 0 | 0 | 0 | 0 | 0 | 0 | 0 | 0 | 0 | 0 | 0 | 0 | 0 | 0 | 0 | 0 | 0 | 0 | 0 | 0 | 0 | 0 | 0 | 0 | 0 | 0 | 0 | 0 | 0 | 0 | 0 | 0 | 0 | 0 | 0 | 0 | 0 | 0 | 0 | 0 | 0 | 0 | 0 | 0 | 0 | 0 | 0
Water Heater - Solar System_Grocery_Existing_Solar water heating system | Water Heater - Solar System_Grocery_Existing | Water Heater - Solar System_Commercial_Existing_Central storage gas water heater_Solar water heating system | Commercial | Grocery | Existing | Water Heating | Natural Gas | Water Heater - Solar System | NEQ | Central storage gas water heater | 15 | 15 | 15 | 0.0030986 | 0 | 0 | 0 | 0.1 | Retro1Slow | 0.012666666666666666 | TBD | A | WCM335 | 0.7 | 0.42 | sqft cond | 0.0321 | 5355.087583685574 | 5355.0876 | 4223.731051921019 | 4223.7311 | CA eTRM - Solar Thermal Water Heating System, Multifamily - SWWH034-03 | CA eTRM - Solar Thermal Water Heating System, Multifamily - SWWH034-03 and Applied Energy Group Research - AEG Measure Research v1.3 SEP23 | CA eTRM - Solar Thermal Water Heating System, Multifamily - SWWH034-03 | 0 | 0 | 0.14763 | Central storage gas water heater | Central storage gas water heater | Central storage gas water heater | Central storage gas water heater | Central storage gas water heater | Central storage gas water heater | Central storage gas water heater | Central storage gas water heater | Central storage gas water heater | Central storage gas water heater | Central storage gas water heater | Central storage gas water heater | Central storage gas water heater | Central storage gas water heater | Central storage gas water heater | Central storage gas water heater | Central storage gas water heater | Central storage gas water heater | Central storage gas water heater | Central storage gas water heater | Central storage gas water heater | Central storage gas water heater | Central storage gas water heater | Central storage gas water heater | Central storage gas water heater | Central storage gas water heater | Central storage gas water heater | Central storage gas water heater | 0 | 0 | 0 | 9.9247 | 19.5818 | 34.276 | 54.9051 | 81.9863 | 115.4326 | 154.2793 | 196.8541 | 239.8719 | 279.4463 | 310.4254 | 327.5707 | 326.0986 | 305.0436 | 267.2368 | 220.3413 | 168.1009 | 116.1467 | 61.1959 | 40.7448 | 0 | 0 | 0 | 0 | 0 | 0 | 0 | 0 | 9.9247 | 29.3779 | 63.238 | 117.1795 | 197.2648 | 309.3553 | 458.235 | 647.8774 | 878.1627 | 1146.9926 | 1446.0945 | 1762.0021 | 2072.8893 | 2362.0233 | 2620.7636 | 2833.2722 | 2994.7249 | 3104.9306 | 3160.8695 | 3197.5484 | 3195.1455 | 3193.2231 | 3191.6852 | 3190.4549 | 3189.4707 | 0 | 0 | 0 | 3233.862927948178 | 6464.279877775218 | 11477.621653747039 | 18669.924756137065 | 28338.338108869088 | 40586.55544179347 | 55208.8613515469 | 71570.62434503707 | 88520.52725885445 | 104386.7298177021 | 117115.12699918853 | 124588.444912217 | 125108.58520781204 | 117935.94069110716 | 103692.06900622637 | 85752.19535487701 | 65575.20821255299 | 45398.22107022899 | 23960.172231509747 | 15973.448154339829 | 0 | 0 | 0 | 0 | 0 | 0 | 0 | 0 | 3233.862927948178 | 9698.142805723395 | 21175.764459470432 | 39845.6892156075 | 68184.02732447658 | 108770.58276627006 | 163979.44411781695 | 235550.06846285402 | 324070.5957217085 | 428457.3255394106 | 545572.4525385991 | 670160.8974508161 | 795269.4826586281 | 913205.4233497353 | 1016897.4923559617 | 1102649.6877108386 | 1168224.8959233917 | 1213623.1169936208 | 1237583.2892251306 | 1253556.7373794704 | 1253556.7373794704 | 1253556.7373794704 | 1253556.7373794704 | 1253556.7373794704 | 1253556.7373794704 | Solar water heating system | Solar water heating system | Solar water heating system | Solar water heating system | Solar water heating system | Solar water heating system | Solar water heating system | Solar water heating system | Solar water heating system | Solar water heating system | Solar water heating system | Solar water heating system | Solar water heating system | Solar water heating system | Solar water heating system | Solar water heating system | Solar water heating system | Solar water heating system | Solar water heating system | Solar water heating system | Solar water heating system | Solar water heating system | Solar water heating system | Solar water heating system | Solar water heating system | Solar water heating system | Solar water heating system | Solar water heating system | 0.1476 | 0.1476 | 0.1476 | 0.1476 | 0.1476 | 0.1476 | 0.1476 | 0.1476 | 0.1476 | 0.1476 | 0.1476 | 0.1476 | 0.1476 | 0.1476 | 0.1476 | 0.1476 | 0.1476 | 0.1476 | 0.1476 | 0.1476 | 0.1476 | 0.1476 | 0.1476 | 0.1476 | 0.1476 | 0.1476 | 0.1476 | 0.1476 | 0.0031 | 0.0031 | 0.0031 | 0.0031 | 0.0031 | 0.0031 | 0.0031 | 0.0031 | 0.0031 | 0.0031 | 0.0031 | 0.0031 | 0.0031 | 0.0031 | 0.0031 | 0.0031 | 0.0031 | 0.0031 | 0.0031 | 0.0031 | 0.0031 | 0.0031 | 0.0031 | 0.0031 | 0.0031 | 0.0031 | 0.0031 | 0.0031 | 0 | 0 | 0 | 0 | 0 | 0 | 0 | 0 | 0 | 0 | 0 | 0 | 0 | 0 | 0 | 0 | 0 | 0 | 0 | 0 | 0 | 0 | 0 | 0 | 0 | 0 | 0 | 0 | 0 | 0 | 0 | 0 | 0 | 0 | 0 | 0 | 0 | 0 | 0 | 0 | 0 | 0 | 0 | 0 | 0 | 0 | 0 | 0 | 0 | 0 | 0 | 0 | 0 | 0 | 0 | 0 | 0 | 0 | 0 | 0 | 0 | 0 | 0 | 0 | 0 | 0 | 0 | 0 | 0 | 0 | 0 | 0 | 0 | 0 | 0 | 0 | 0 | 0 | 0 | 0 | 0 | 0 | 0 | 0 | 0 | 0 | 0 | 0 | 0 | 0 | 0 | 0 | 0 | 0 | 0 | 0 | 0 | 0 | 0 | 0 | 0 | 0 | 0 | 0 | 0 | 0 | 0 | 0 | 0 | 0 | 0 | 0 | Solar water heating system | Solar water heating system | Solar water heating system | Solar water heating system | Solar water heating system | Solar water heating system | Solar water heating system | Solar water heating system | Solar water heating system | Solar water heating system | Solar water heating system | Solar water heating system | Solar water heating system | Solar water heating system | Solar water heating system | Solar water heating system | Solar water heating system | Solar water heating system | Solar water heating system | Solar water heating system | Solar water heating system | Solar water heating system | Solar water heating system | Solar water heating system | Solar water heating system | Solar water heating system | Solar water heating system | Solar water heating system | 0.1476 | 0.1476 | 0.1476 | 0.1476 | 0.1476 | 0.1476 | 0.1476 | 0.1476 | 0.1476 | 0.1476 | 0.1476 | 0.1476 | 0.1476 | 0.1476 | 0.1476 | 0.1476 | 0.1476 | 0.1476 | 0.1476 | 0.1476 | 0.1476 | 0.1476 | 0.1476 | 0.1476 | 0.1476 | 0.1476 | 0.1476 | 0.1476 | 0.0031 | 0.0031 | 0.0031 | 0.0031 | 0.0031 | 0.0031 | 0.0031 | 0.0031 | 0.0031 | 0.0031 | 0.0031 | 0.0031 | 0.0031 | 0.0031 | 0.0031 | 0.0031 | 0.0031 | 0.0031 | 0.0031 | 0.0031 | 0.0031 | 0.0031 | 0.0031 | 0.0031 | 0.0031 | 0.0031 | 0.0031 | 0.0031 | 0 | 0 | 0 | 0 | 0 | 0 | 0 | 0 | 0 | 0 | 0 | 0 | 0 | 0 | 0 | 0 | 0 | 0 | 0 | 0 | 0 | 0 | 0 | 0 | 0 | 0 | 0 | 0 | 0 | 0 | 0 | 0 | 0 | 0 | 0 | 0 | 0 | 0 | 0 | 0 | 0 | 0 | 0 | 0 | 0 | 0 | 0 | 0 | 0 | 0 | 0 | 0 | 0 | 0 | 0 | 0 | 0 | 0 | 0 | 0 | 0 | 0 | 0 | 0 | 0 | 0 | 0 | 0 | 0 | 0 | 0 | 0 | 0 | 0 | 0 | 0 | 0 | 0 | 0 | 0 | 0 | 0 | 0 | 0 | 0 | 0
Connected Thermostat - ENERGY STAR (1.0)_Miscellaneous_Existing_Thermostat with capability to establish a schedule | Connected Thermostat - ENERGY STAR (1.0)_Miscellaneous_Existing | Connected Thermostat - ENERGY STAR (1.0)_Commercial_Existing_Manual or programmable thermostat_Thermostat with capability to establish a schedule | Commercial | Miscellaneous | Existing | Space Heating | Natural Gas | Connected Thermostat - ENERGY STAR (1.0) | NEQ | Manual or programmable thermostat | 5 | 5 | 5 | 5.7177 | 0 | 0 | 0.070136 | 0.80873 | Retro5Med | 8.35569166605469E-06 | TBD | A | WCM830 | 0.7 | 0.42 | tonCool | 0.0321 | 5658.791311526959 | 5658.7913 | 4463.272020359292 | 4463.272 | RTF Wkbk - ComConnectedThermostats_v2_1 | RTF Wkbk - ComConnectedThermostats_v2_1 | RTF Wkbk - ComConnectedThermostats_v2_1 | 0 | 0 | 102.1619 | Manual or programmable thermostat | Manual or programmable thermostat | Manual or programmable thermostat | Manual or programmable thermostat | Manual or programmable thermostat | Manual or programmable thermostat | Manual or programmable thermostat | Manual or programmable thermostat | Manual or programmable thermostat | Manual or programmable thermostat | Manual or programmable thermostat | Manual or programmable thermostat | Manual or programmable thermostat | Manual or programmable thermostat | Manual or programmable thermostat | Manual or programmable thermostat | Manual or programmable thermostat | Manual or programmable thermostat | Manual or programmable thermostat | Manual or programmable thermostat | Manual or programmable thermostat | Manual or programmable thermostat | Manual or programmable thermostat | Manual or programmable thermostat | Manual or programmable thermostat | Manual or programmable thermostat | Manual or programmable thermostat | Manual or programmable thermostat | 0 | 0 | 0 | 22961.0992 | 27793.1367 | 33477.616 | 38189.3201 | 42725.8386 | 48891.7009 | 52389.4691 | 52183.319 | 47888.0288 | 40055.0093 | 30157.7352 | 19427.2336 | 10988.3297 | 5159.3047 | 2131.3012 | 757.6237 | 231.7588 | 49.5643 | 4.487 | 2.946 | 0 | 0 | 0 | 0 | 0 | 0 | 0 | 0 | 22961.0992 | 50428.9239 | 83116.1663 | 119866.2926 | 160297.386 | 205787.6842 | 253398.4474 | 299255.1583 | 339302.3242 | 370217.728 | 390360.1976 | 399386.5376 | 400036.459 | 395262.4724 | 388071.3994 | 380118.9409 | 372498.0638 | 365552.0172 | 359508.9785 | 354062.8702 | 349384.4821 | 345069.55 | 341089.6044 | 337418.4387 | 334031.925 | 0 | 0 | 0 | 8.20733542228272 | 10.077298977493697 | 12.331664903274026 | 14.315119922586142 | 16.328207037399974 | 19.08963672421552 | 20.941627939130026 | 21.393352192505183 | 20.160667005955315 | 17.329800959312855 | 13.410531651056163 | 8.875374352003407 | 5.15344317213101 | 2.481287453248264 | 1.0497754609896504 | 0.38173653126896373 | 0.11923731797288088 | 0.025988321266281388 | 0.00239225456471453 | 0.0015948363764763532 | 0 | 0 | 0 | 0 | 0 | 0 | 0 | 0 | 8.20733542228272 | 18.28463439977642 | 30.616299303050443 | 44.93141922563659 | 61.25962626303656 | 80.34926298725208 | 101.2908909263821 | 122.68424311888728 | 142.8449101248426 | 160.17471108415546 | 173.58524273521164 | 182.46061708721504 | 187.61406025934605 | 190.0953477125943 | 191.14512317358395 | 191.52685970485288 | 191.64609702282576 | 191.67208534409204 | 191.67447759865675 | 191.67607243503323 | 191.67607243503323 | 191.67607243503323 | 191.67607243503323 | 191.67607243503323 | 191.67607243503323 | Thermostat with capability to establish a schedule | Thermostat with capability to establish a schedule | Thermostat with capability to establish a schedule | Thermostat with capability to establish a schedule | Thermostat with capability to establish a schedule | Thermostat with capability to establish a schedule | Thermostat with capability to establish a schedule | Thermostat with capability to establish a schedule | Thermostat with capability to establish a schedule | Thermostat with capability to establish a schedule | Thermostat with capability to establish a schedule | Thermostat with capability to establish a schedule | Thermostat with capability to establish a schedule | Thermostat with capability to establish a schedule | Thermostat with capability to establish a schedule | Thermostat with capability to establish a schedule | Thermostat with capability to establish a schedule | Thermostat with capability to establish a schedule | Thermostat with capability to establish a schedule | Thermostat with capability to establish a schedule | Thermostat with capability to establish a schedule | Thermostat with capability to establish a schedule | Thermostat with capability to establish a schedule | Thermostat with capability to establish a schedule | Thermostat with capability to establish a schedule | Thermostat with capability to establish a schedule | Thermostat with capability to establish a schedule | Thermostat with capability to establish a schedule | 102.1619 | 102.1619 | 102.1619 | 102.1619 | 102.1619 | 102.1619 | 102.1619 | 102.1619 | 102.1619 | 102.1619 | 102.1619 | 102.1619 | 102.1619 | 102.1619 | 102.1619 | 102.1619 | 102.1619 | 102.1619 | 102.1619 | 102.1619 | 102.1619 | 102.1619 | 102.1619 | 102.1619 | 102.1619 | 102.1619 | 102.1619 | 102.1619 | 5.7177 | 5.7177 | 5.7177 | 5.7177 | 5.7177 | 5.7177 | 5.7177 | 5.7177 | 5.7177 | 5.7177 | 5.7177 | 5.7177 | 5.7177 | 5.7177 | 5.7177 | 5.7177 | 5.7177 | 5.7177 | 5.7177 | 5.7177 | 5.7177 | 5.7177 | 5.7177 | 5.7177 | 5.7177 | 5.7177 | 5.7177 | 5.7177 | 0 | 0 | 0 | 0 | 0 | 0 | 0 | 0 | 0 | 0 | 0 | 0 | 0 | 0 | 0 | 0 | 0 | 0 | 0 | 0 | 0 | 0 | 0 | 0 | 0 | 0 | 0 | 0 | 0 | 0 | 0 | 0 | 0 | 0 | 0 | 0 | 0 | 0 | 0 | 0 | 0 | 0 | 0 | 0 | 0 | 0 | 0 | 0 | 0 | 0 | 0 | 0 | 0 | 0 | 0 | 0 | 0 | 0 | 0 | 0 | 0 | 0 | 0 | 0 | 0 | 0 | 0 | 0 | 0 | 0 | 0 | 0 | 0 | 0 | 0 | 0 | 0 | 0 | 0 | 0 | 0 | 0 | 0 | 0 | 0 | 0 | 0 | 0 | 0 | 0 | 0 | 0 | 0 | 0 | 0 | 0 | 0 | 0 | 0 | 0 | 0 | 0 | 0 | 0 | 0 | 0 | 0 | 0 | 0 | 0 | 0 | 0 | Thermostat with capability to establish a schedule | Thermostat with capability to establish a schedule | Thermostat with capability to establish a schedule | Thermostat with capability to establish a schedule | Thermostat with capability to establish a schedule | Thermostat with capability to establish a schedule | Thermostat with capability to establish a schedule | Thermostat with capability to establish a schedule | Thermostat with capability to establish a schedule | Thermostat with capability to establish a schedule | Thermostat with capability to establish a schedule | Thermostat with capability to establish a schedule | Thermostat with capability to establish a schedule | Thermostat with capability to establish a schedule | Thermostat with capability to establish a schedule | Thermostat with capability to establish a schedule | Thermostat with capability to establish a schedule | Thermostat with capability to establish a schedule | Thermostat with capability to establish a schedule | Thermostat with capability to establish a schedule | Thermostat with capability to establish a schedule | Thermostat with capability to establish a schedule | Thermostat with capability to establish a schedule | Thermostat with capability to establish a schedule | Thermostat with capability to establish a schedule | Thermostat with capability to establish a schedule | Thermostat with capability to establish a schedule | Thermostat with capability to establish a schedule | 102.1619 | 102.1619 | 102.1619 | 102.1619 | 102.1619 | 102.1619 | 102.1619 | 102.1619 | 102.1619 | 102.1619 | 102.1619 | 102.1619 | 102.1619 | 102.1619 | 102.1619 | 102.1619 | 102.1619 | 102.1619 | 102.1619 | 102.1619 | 102.1619 | 102.1619 | 102.1619 | 102.1619 | 102.1619 | 102.1619 | 102.1619 | 102.1619 | 5.7177 | 5.7177 | 5.7177 | 5.7177 | 5.7177 | 5.7177 | 5.7177 | 5.7177 | 5.7177 | 5.7177 | 5.7177 | 5.7177 | 5.7177 | 5.7177 | 5.7177 | 5.7177 | 5.7177 | 5.7177 | 5.7177 | 5.7177 | 5.7177 | 5.7177 | 5.7177 | 5.7177 | 5.7177 | 5.7177 | 5.7177 | 5.7177 | 0 | 0 | 0 | 0 | 0 | 0 | 0 | 0 | 0 | 0 | 0 | 0 | 0 | 0 | 0 | 0 | 0 | 0 | 0 | 0 | 0 | 0 | 0 | 0 | 0 | 0 | 0 | 0 | 0 | 0 | 0 | 0 | 0 | 0 | 0 | 0 | 0 | 0 | 0 | 0 | 0 | 0 | 0 | 0 | 0 | 0 | 0 | 0 | 0 | 0 | 0 | 0 | 0 | 0 | 0 | 0 | 0 | 0 | 0 | 0 | 0 | 0 | 0 | 0 | 0 | 0 | 0 | 0 | 0 | 0 | 0 | 0 | 0 | 0 | 0 | 0 | 0 | 0 | 0 | 0 | 0 | 0 | 0 | 0 | 0 | 0
Destratification Fans (HVLS)_Warehouse_Existing_High Volume, Low Speed (HVLS) fans with a minimum diameter of 14 ft with Variable Speed Drive (VSD) installed | Destratification Fans (HVLS)_Warehouse_Existing | Destratification Fans (HVLS)_Commercial_Existing_No destratification fans or other means to effectively mix indoor air_High Volume, Low Speed (HVLS) fans with a minimum diameter of 14 ft with Variable Speed Drive (VSD) installed | Commercial | Warehouse | Existing | Space Heating | Natural Gas | Destratification Fans (HVLS) | NEQ | No destratification fans or other means to effectively mix indoor air | 10 | 10 | 10 | 0.020876 | 0 | 0 | 0.15 | 0.25 | Retro1Slow | 0.012666666666666666 | TBD | A | WCM713 | 0.7 | 0.42 | sqft roof | 0.0321 | 5767.2172456835915 | 5767.2172 | 4548.791067018044 | 4548.7911 | IL TRM v12 - 4.4.34 - Destratification Fan - CI-HVC-DSFN-V07-240101 | IL TRM v12 - 4.4.34 - Destratification Fan - CI-HVC-DSFN-V07-240101 | IL TRM v12 - 4.4.34 - Destratification Fan - CI-HVC-DSFN-V07-240101 | 0 | 0 | 0.71324 | No destratification fans or other means to effectively mix indoor air | No destratification fans or other means to effectively mix indoor air | No destratification fans or other means to effectively mix indoor air | No destratification fans or other means to effectively mix indoor air | No destratification fans or other means to effectively mix indoor air | No destratification fans or other means to effectively mix indoor air | No destratification fans or other means to effectively mix indoor air | No destratification fans or other means to effectively mix indoor air | No destratification fans or other means to effectively mix indoor air | No destratification fans or other means to effectively mix indoor air | No destratification fans or other means to effectively mix indoor air | No destratification fans or other means to effectively mix indoor air | No destratification fans or other means to effectively mix indoor air | No destratification fans or other means to effectively mix indoor air | No destratification fans or other means to effectively mix indoor air | No destratification fans or other means to effectively mix indoor air | No destratification fans or other means to effectively mix indoor air | No destratification fans or other means to effectively mix indoor air | No destratification fans or other means to effectively mix indoor air | No destratification fans or other means to effectively mix indoor air | No destratification fans or other means to effectively mix indoor air | No destratification fans or other means to effectively mix indoor air | No destratification fans or other means to effectively mix indoor air | No destratification fans or other means to effectively mix indoor air | No destratification fans or other means to effectively mix indoor air | No destratification fans or other means to effectively mix indoor air | No destratification fans or other means to effectively mix indoor air | No destratification fans or other means to effectively mix indoor air | 0 | 0 | 0 | 227.5083 | 448.024 | 782.1709 | 1248.2864 | 1854.3369 | 2591.8277 | 3431.62 | 4321.0171 | 5185.3704 | 5931.7219 | 6461.0983 | 6683.3593 | 6537.65 | 6015.0547 | 5171.3505 | 4187.6914 | 3141.6742 | 2138.1537 | 1111.6458 | 731.0439 | 0 | 0 | 0 | 0 | 0 | 0 | 0 | 0 | 227.5083 | 672.1554 | 1443.0748 | 2664.1154 | 4461.6646 | 6946.0098 | 10192.4785 | 14221.1399 | 18983.4621 | 24346.8656 | 30098.5647 | 35949.7713 | 41557.4479 | 46575.9678 | 50714.9047 | 53847.6785 | 55969.0486 | 57158.9091 | 57418.3785 | 57370.5198 | 56703.1389 | 56088.1255 | 55521.3041 | 54998.8415 | 54517.2174 | 0 | 0 | 0 | 11137.969217200725 | 22264.069904692085 | 39530.864329868586 | 64302.36897927069 | 97602.01485208656 | 139786.94063873764 | 190148.62780234884 | 246501.29846926947 | 304879.6221938378 | 359525.49916254415 | 403364.24531547684 | 429103.6123573814 | 430895.0632413676 | 406191.26607589185 | 357132.97019424866 | 295345.02032094426 | 225852.07436307496 | 156359.12840520573 | 82522.87332496971 | 55015.24888331314 | 0 | 0 | 0 | 0 | 0 | 0 | 0 | 0 | 11137.969217200725 | 33402.03912189281 | 72932.9034517614 | 137235.2724310321 | 234837.28728311864 | 374624.2279218563 | 564772.8557242051 | 811274.1541934747 | 1116153.7763873124 | 1475679.2755498565 | 1879043.5208653333 | 2308147.1332227145 | 2739042.196464082 | 3145233.462539974 | 3502366.4327342226 | 3797711.4530551666 | 4023563.527418242 | 4179922.6558234477 | 4262445.5291484175 | 4317460.778031731 | 4317460.778031731 | 4317460.778031731 | 4317460.778031731 | 4317460.778031731 | 4317460.778031731 | High Volume, Low Speed (HVLS) fans with a minimum diameter of 14 ft with Variable Speed Drive (VSD) installed | High Volume, Low Speed (HVLS) fans with a minimum diameter of 14 ft with Variable Speed Drive (VSD) installed | High Volume, Low Speed (HVLS) fans with a minimum diameter of 14 ft with Variable Speed Drive (VSD) installed | High Volume, Low Speed (HVLS) fans with a minimum diameter of 14 ft with Variable Speed Drive (VSD) installed | High Volume, Low Speed (HVLS) fans with a minimum diameter of 14 ft with Variable Speed Drive (VSD) installed | High Volume, Low Speed (HVLS) fans with a minimum diameter of 14 ft with Variable Speed Drive (VSD) installed | High Volume, Low Speed (HVLS) fans with a minimum diameter of 14 ft with Variable Speed Drive (VSD) installed | High Volume, Low Speed (HVLS) fans with a minimum diameter of 14 ft with Variable Speed Drive (VSD) installed | High Volume, Low Speed (HVLS) fans with a minimum diameter of 14 ft with Variable Speed Drive (VSD) installed | High Volume, Low Speed (HVLS) fans with a minimum diameter of 14 ft with Variable Speed Drive (VSD) installed | High Volume, Low Speed (HVLS) fans with a minimum diameter of 14 ft with Variable Speed Drive (VSD) installed | High Volume, Low Speed (HVLS) fans with a minimum diameter of 14 ft with Variable Speed Drive (VSD) installed | High Volume, Low Speed (HVLS) fans with a minimum diameter of 14 ft with Variable Speed Drive (VSD) installed | High Volume, Low Speed (HVLS) fans with a minimum diameter of 14 ft with Variable Speed Drive (VSD) installed | High Volume, Low Speed (HVLS) fans with a minimum diameter of 14 ft with Variable Speed Drive (VSD) installed | High Volume, Low Speed (HVLS) fans with a minimum diameter of 14 ft with Variable Speed Drive (VSD) installed | High Volume, Low Speed (HVLS) fans with a minimum diameter of 14 ft with Variable Speed Drive (VSD) installed | High Volume, Low Speed (HVLS) fans with a minimum diameter of 14 ft with Variable Speed Drive (VSD) installed | High Volume, Low Speed (HVLS) fans with a minimum diameter of 14 ft with Variable Speed Drive (VSD) installed | High Volume, Low Speed (HVLS) fans with a minimum diameter of 14 ft with Variable Speed Drive (VSD) installed | High Volume, Low Speed (HVLS) fans with a minimum diameter of 14 ft with Variable Speed Drive (VSD) installed | High Volume, Low Speed (HVLS) fans with a minimum diameter of 14 ft with Variable Speed Drive (VSD) installed | High Volume, Low Speed (HVLS) fans with a minimum diameter of 14 ft with Variable Speed Drive (VSD) installed | High Volume, Low Speed (HVLS) fans with a minimum diameter of 14 ft with Variable Speed Drive (VSD) installed | High Volume, Low Speed (HVLS) fans with a minimum diameter of 14 ft with Variable Speed Drive (VSD) installed | High Volume, Low Speed (HVLS) fans with a minimum diameter of 14 ft with Variable Speed Drive (VSD) installed | High Volume, Low Speed (HVLS) fans with a minimum diameter of 14 ft with Variable Speed Drive (VSD) installed | High Volume, Low Speed (HVLS) fans with a minimum diameter of 14 ft with Variable Speed Drive (VSD) installed | 0.7132 | 0.7132 | 0.7132 | 0.7132 | 0.7132 | 0.7132 | 0.7132 | 0.7132 | 0.7132 | 0.7132 | 0.7132 | 0.7132 | 0.7132 | 0.7132 | 0.7132 | 0.7132 | 0.7132 | 0.7132 | 0.7132 | 0.7132 | 0.7132 | 0.7132 | 0.7132 | 0.7132 | 0.7132 | 0.7132 | 0.7132 | 0.7132 | 0.0209 | 0.0209 | 0.0209 | 0.0209 | 0.0209 | 0.0209 | 0.0209 | 0.0209 | 0.0209 | 0.0209 | 0.0209 | 0.0209 | 0.0209 | 0.0209 | 0.0209 | 0.0209 | 0.0209 | 0.0209 | 0.0209 | 0.0209 | 0.0209 | 0.0209 | 0.0209 | 0.0209 | 0.0209 | 0.0209 | 0.0209 | 0.0209 | 0 | 0 | 0 | 0 | 0 | 0 | 0 | 0 | 0 | 0 | 0 | 0 | 0 | 0 | 0 | 0 | 0 | 0 | 0 | 0 | 0 | 0 | 0 | 0 | 0 | 0 | 0 | 0 | 0 | 0 | 0 | 0 | 0 | 0 | 0 | 0 | 0 | 0 | 0 | 0 | 0 | 0 | 0 | 0 | 0 | 0 | 0 | 0 | 0 | 0 | 0 | 0 | 0 | 0 | 0 | 0 | 0 | 0 | 0 | 0 | 0 | 0 | 0 | 0 | 0 | 0 | 0 | 0 | 0 | 0 | 0 | 0 | 0 | 0 | 0 | 0 | 0 | 0 | 0 | 0 | 0 | 0 | 0 | 0 | 0 | 0 | 0 | 0 | 0 | 0 | 0 | 0 | 0 | 0 | 0 | 0 | 0 | 0 | 0 | 0 | 0 | 0 | 0 | 0 | 0 | 0 | 0 | 0 | 0 | 0 | 0 | 0 | High Volume, Low Speed (HVLS) fans with a minimum diameter of 14 ft with Variable Speed Drive (VSD) installed | High Volume, Low Speed (HVLS) fans with a minimum diameter of 14 ft with Variable Speed Drive (VSD) installed | High Volume, Low Speed (HVLS) fans with a minimum diameter of 14 ft with Variable Speed Drive (VSD) installed | High Volume, Low Speed (HVLS) fans with a minimum diameter of 14 ft with Variable Speed Drive (VSD) installed | High Volume, Low Speed (HVLS) fans with a minimum diameter of 14 ft with Variable Speed Drive (VSD) installed | High Volume, Low Speed (HVLS) fans with a minimum diameter of 14 ft with Variable Speed Drive (VSD) installed | High Volume, Low Speed (HVLS) fans with a minimum diameter of 14 ft with Variable Speed Drive (VSD) installed | High Volume, Low Speed (HVLS) fans with a minimum diameter of 14 ft with Variable Speed Drive (VSD) installed | High Volume, Low Speed (HVLS) fans with a minimum diameter of 14 ft with Variable Speed Drive (VSD) installed | High Volume, Low Speed (HVLS) fans with a minimum diameter of 14 ft with Variable Speed Drive (VSD) installed | High Volume, Low Speed (HVLS) fans with a minimum diameter of 14 ft with Variable Speed Drive (VSD) installed | High Volume, Low Speed (HVLS) fans with a minimum diameter of 14 ft with Variable Speed Drive (VSD) installed | High Volume, Low Speed (HVLS) fans with a minimum diameter of 14 ft with Variable Speed Drive (VSD) installed | High Volume, Low Speed (HVLS) fans with a minimum diameter of 14 ft with Variable Speed Drive (VSD) installed | High Volume, Low Speed (HVLS) fans with a minimum diameter of 14 ft with Variable Speed Drive (VSD) installed | High Volume, Low Speed (HVLS) fans with a minimum diameter of 14 ft with Variable Speed Drive (VSD) installed | High Volume, Low Speed (HVLS) fans with a minimum diameter of 14 ft with Variable Speed Drive (VSD) installed | High Volume, Low Speed (HVLS) fans with a minimum diameter of 14 ft with Variable Speed Drive (VSD) installed | High Volume, Low Speed (HVLS) fans with a minimum diameter of 14 ft with Variable Speed Drive (VSD) installed | High Volume, Low Speed (HVLS) fans with a minimum diameter of 14 ft with Variable Speed Drive (VSD) installed | High Volume, Low Speed (HVLS) fans with a minimum diameter of 14 ft with Variable Speed Drive (VSD) installed | High Volume, Low Speed (HVLS) fans with a minimum diameter of 14 ft with Variable Speed Drive (VSD) installed | High Volume, Low Speed (HVLS) fans with a minimum diameter of 14 ft with Variable Speed Drive (VSD) installed | High Volume, Low Speed (HVLS) fans with a minimum diameter of 14 ft with Variable Speed Drive (VSD) installed | High Volume, Low Speed (HVLS) fans with a minimum diameter of 14 ft with Variable Speed Drive (VSD) installed | High Volume, Low Speed (HVLS) fans with a minimum diameter of 14 ft with Variable Speed Drive (VSD) installed | High Volume, Low Speed (HVLS) fans with a minimum diameter of 14 ft with Variable Speed Drive (VSD) installed | High Volume, Low Speed (HVLS) fans with a minimum diameter of 14 ft with Variable Speed Drive (VSD) installed | 0.7132 | 0.7132 | 0.7132 | 0.7132 | 0.7132 | 0.7132 | 0.7132 | 0.7132 | 0.7132 | 0.7132 | 0.7132 | 0.7132 | 0.7132 | 0.7132 | 0.7132 | 0.7132 | 0.7132 | 0.7132 | 0.7132 | 0.7132 | 0.7132 | 0.7132 | 0.7132 | 0.7132 | 0.7132 | 0.7132 | 0.7132 | 0.7132 | 0.0209 | 0.0209 | 0.0209 | 0.0209 | 0.0209 | 0.0209 | 0.0209 | 0.0209 | 0.0209 | 0.0209 | 0.0209 | 0.0209 | 0.0209 | 0.0209 | 0.0209 | 0.0209 | 0.0209 | 0.0209 | 0.0209 | 0.0209 | 0.0209 | 0.0209 | 0.0209 | 0.0209 | 0.0209 | 0.0209 | 0.0209 | 0.0209 | 0 | 0 | 0 | 0 | 0 | 0 | 0 | 0 | 0 | 0 | 0 | 0 | 0 | 0 | 0 | 0 | 0 | 0 | 0 | 0 | 0 | 0 | 0 | 0 | 0 | 0 | 0 | 0 | 0 | 0 | 0 | 0 | 0 | 0 | 0 | 0 | 0 | 0 | 0 | 0 | 0 | 0 | 0 | 0 | 0 | 0 | 0 | 0 | 0 | 0 | 0 | 0 | 0 | 0 | 0 | 0 | 0 | 0 | 0 | 0 | 0 | 0 | 0 | 0 | 0 | 0 | 0 | 0 | 0 | 0 | 0 | 0 | 0 | 0 | 0 | 0 | 0 | 0 | 0 | 0 | 0 | 0 | 0 | 0 | 0 | 0
Gas-Fired Combination Heat Pump Conversion_Miscellaneous_Existing_Gas-fired heat pump, COP 1.3 | Gas-Fired Combination Heat Pump Conversion_Miscellaneous_Existing | Gas-Fired Combination Heat Pump Conversion_Commercial_Existing_Federal standard gas-fired central heating and DHW system_Gas-fired heat pump, COP 1.3 | Commercial | Miscellaneous | Existing | Water Heating | Natural Gas | Gas-Fired Combination Heat Pump Conversion | NEQ | Federal standard gas-fired central heating and DHW system | 20 | 20 | 20 | 1.4584 | 0 | 0 | 0 | 0.1 | Retro1Slow | 0.012666666666666666 | TBD | A | WCM815 | 0.7 | 0.42 | kBtuh heat | 0.0321 | 5261.91105167679 | 5261.9111 | 4150.23970273099 | 4150.2397 | AEO 2021 - gas_eng-driven_RTHP-heat 2017 typical | EIA - Technology Forecast Updates. Appendix A. U.S. Energy Information Administration. March 3, 2023.¦ Technical Support Documents for Baseline Costs | AEG Analysis, Comparison of Baseline TE vs COP | 0 | 0 | 195.1704 | Federal standard gas-fired central heating and DHW system | Federal standard gas-fired central heating and DHW system | Federal standard gas-fired central heating and DHW system | Federal standard gas-fired central heating and DHW system | Federal standard gas-fired central heating and DHW system | Federal standard gas-fired central heating and DHW system | Federal standard gas-fired central heating and DHW system | Federal standard gas-fired central heating and DHW system | Federal standard gas-fired central heating and DHW system | Federal standard gas-fired central heating and DHW system | Federal standard gas-fired central heating and DHW system | Federal standard gas-fired central heating and DHW system | Federal standard gas-fired central heating and DHW system | Federal standard gas-fired central heating and DHW system | Federal standard gas-fired central heating and DHW system | Federal standard gas-fired central heating and DHW system | Federal standard gas-fired central heating and DHW system | Federal standard gas-fired central heating and DHW system | Federal standard gas-fired central heating and DHW system | Federal standard gas-fired central heating and DHW system | Federal standard gas-fired central heating and DHW system | Federal standard gas-fired central heating and DHW system | Federal standard gas-fired central heating and DHW system | Federal standard gas-fired central heating and DHW system | Federal standard gas-fired central heating and DHW system | Federal standard gas-fired central heating and DHW system | Federal standard gas-fired central heating and DHW system | Federal standard gas-fired central heating and DHW system | 0 | 0 | 0 | 522.2919 | 1031.9076 | 1808.2069 | 2898.4248 | 4328.5964 | 6090.2363 | 8125.6457 | 10339.1476 | 12550.6556 | 14552.7412 | 16079.0451 | 16868.9075 | 16694.7291 | 15530.6967 | 13540.9077 | 11121.447 | 8459.4672 | 5833.6507 | 3071.1282 | 2043.6574 | 6.5094e-14 | 6.5054e-14 | 6.5022e-14 | 6.4997e-14 | 6.4977e-14 | 0 | 0 | 0 | 522.2919 | 1548.1364 | 3336.0711 | 6185.8703 | 10414.9062 | 16321.6254 | 24134.5108 | 34027.7445 | 45947.5171 | 59732.004 | 74903.0828 | 90737.8062 | 106122.282 | 120257.7974 | 132794.2937 | 143005.7861 | 150705.7386 | 155950.0171 | 158628.9508 | 160381.1787 | 160259.0988 | 160161.4348 | 160083.3037 | 160020.7987 | 159970.7948 | 0 | 0 | 0 | 11.697300587247575 | 23.382136625812002 | 41.51604242414945 | 67.53153324046197 | 102.50343517584206 | 146.8068218664013 | 199.6975940840088 | 258.8802076135162 | 320.1901993246932 | 377.5803066496044 | 423.62056597506313 | 450.65252371738507 | 452.53393845903406 | 426.58955529044897 | 375.0676286236472 | 310.17678467862544 | 237.1940118130665 | 164.21123894750758 | 86.66704277785124 | 57.77802851856748 | 1.84172677109018E-15 | 1.84172677109018E-15 | 1.84172677109018E-15 | 1.84172677109018E-15 | 1.84172677109018E-15 | 0 | 0 | 0 | 11.697300587247575 | 35.079437213059585 | 76.59547963720904 | 144.127012877671 | 246.63044805351305 | 393.43726991991434 | 593.1348640039231 | 852.0150716174394 | 1172.2052709421325 | 1549.785577591737 | 1973.4061435668002 | 2424.0586672841855 | 2876.5926057432193 | 3303.1821610336683 | 3678.2497896573154 | 3988.426574335941 | 4225.620586149008 | 4389.831825096516 | 4476.498867874367 | 4534.276896392934 | 4534.276896392934 | 4534.276896392934 | 4534.276896392934 | 4534.276896392934 | 4534.276896392934 | Gas-fired heat pump, COP 1.3 | Gas-fired heat pump, COP 1.3 | Gas-fired heat pump, COP 1.3 | Gas-fired heat pump, COP 1.3 | Gas-fired heat pump, COP 1.3 | Gas-fired heat pump, COP 1.3 | Gas-fired heat pump, COP 1.3 | Gas-fired heat pump, COP 1.3 | Gas-fired heat pump, COP 1.3 | Gas-fired heat pump, COP 1.3 | Gas-fired heat pump, COP 1.3 | Gas-fired heat pump, COP 1.3 | Gas-fired heat pump, COP 1.3 | Gas-fired heat pump, COP 1.3 | Gas-fired heat pump, COP 1.3 | Gas-fired heat pump, COP 1.3 | Gas-fired heat pump, COP 1.3 | Gas-fired heat pump, COP 1.3 | Gas-fired heat pump, COP 1.3 | Gas-fired heat pump, COP 1.3 | Gas-fired heat pump, COP 1.3 | Gas-fired heat pump, COP 1.3 | Gas-fired heat pump, COP 1.3 | Gas-fired heat pump, COP 1.3 | Gas-fired heat pump, COP 1.3 | Gas-fired heat pump, COP 1.3 | Gas-fired heat pump, COP 1.3 | Gas-fired heat pump, COP 1.3 | 195.1704 | 195.1704 | 195.1704 | 195.1704 | 195.1704 | 195.1704 | 195.1704 | 195.1704 | 195.1704 | 195.1704 | 195.1704 | 195.1704 | 195.1704 | 195.1704 | 195.1704 | 195.1704 | 195.1704 | 195.1704 | 195.1704 | 195.1704 | 195.1704 | 195.1704 | 195.1704 | 195.1704 | 195.1704 | 195.1704 | 195.1704 | 195.1704 | 1.4584 | 1.4584 | 1.4584 | 1.4584 | 1.4584 | 1.4584 | 1.4584 | 1.4584 | 1.4584 | 1.4584 | 1.4584 | 1.4584 | 1.4584 | 1.4584 | 1.4584 | 1.4584 | 1.4584 | 1.4584 | 1.4584 | 1.4584 | 1.4584 | 1.4584 | 1.4584 | 1.4584 | 1.4584 | 1.4584 | 1.4584 | 1.4584 | 0 | 0 | 0 | 0 | 0 | 0 | 0 | 0 | 0 | 0 | 0 | 0 | 0 | 0 | 0 | 0 | 0 | 0 | 0 | 0 | 0 | 0 | 0 | 0 | 0 | 0 | 0 | 0 | 0 | 0 | 0 | 0 | 0 | 0 | 0 | 0 | 0 | 0 | 0 | 0 | 0 | 0 | 0 | 0 | 0 | 0 | 0 | 0 | 0 | 0 | 0 | 0 | 0 | 0 | 0 | 0 | 0 | 0 | 0 | 0 | 0 | 0 | 0 | 0 | 0 | 0 | 0 | 0 | 0 | 0 | 0 | 0 | 0 | 0 | 0 | 0 | 0 | 0 | 0 | 0 | 0 | 0 | 0 | 0 | 0 | 0 | 0 | 0 | 0 | 0 | 0 | 0 | 0 | 0 | 0 | 0 | 0 | 0 | 0 | 0 | 0 | 0 | 0 | 0 | 0 | 0 | 0 | 0 | 0 | 0 | 0 | 0 | Gas-fired heat pump, COP 1.3 | Gas-fired heat pump, COP 1.3 | Gas-fired heat pump, COP 1.3 | Gas-fired heat pump, COP 1.3 | Gas-fired heat pump, COP 1.3 | Gas-fired heat pump, COP 1.3 | Gas-fired heat pump, COP 1.3 | Gas-fired heat pump, COP 1.3 | Gas-fired heat pump, COP 1.3 | Gas-fired heat pump, COP 1.3 | Gas-fired heat pump, COP 1.3 | Gas-fired heat pump, COP 1.3 | Gas-fired heat pump, COP 1.3 | Gas-fired heat pump, COP 1.3 | Gas-fired heat pump, COP 1.3 | Gas-fired heat pump, COP 1.3 | Gas-fired heat pump, COP 1.3 | Gas-fired heat pump, COP 1.3 | Gas-fired heat pump, COP 1.3 | Gas-fired heat pump, COP 1.3 | Gas-fired heat pump, COP 1.3 | Gas-fired heat pump, COP 1.3 | Gas-fired heat pump, COP 1.3 | Gas-fired heat pump, COP 1.3 | Gas-fired heat pump, COP 1.3 | Gas-fired heat pump, COP 1.3 | Gas-fired heat pump, COP 1.3 | Gas-fired heat pump, COP 1.3 | 195.1704 | 195.1704 | 195.1704 | 195.1704 | 195.1704 | 195.1704 | 195.1704 | 195.1704 | 195.1704 | 195.1704 | 195.1704 | 195.1704 | 195.1704 | 195.1704 | 195.1704 | 195.1704 | 195.1704 | 195.1704 | 195.1704 | 195.1704 | 195.1704 | 195.1704 | 195.1704 | 195.1704 | 195.1704 | 195.1704 | 195.1704 | 195.1704 | 1.4584 | 1.4584 | 1.4584 | 1.4584 | 1.4584 | 1.4584 | 1.4584 | 1.4584 | 1.4584 | 1.4584 | 1.4584 | 1.4584 | 1.4584 | 1.4584 | 1.4584 | 1.4584 | 1.4584 | 1.4584 | 1.4584 | 1.4584 | 1.4584 | 1.4584 | 1.4584 | 1.4584 | 1.4584 | 1.4584 | 1.4584 | 1.4584 | 0 | 0 | 0 | 0 | 0 | 0 | 0 | 0 | 0 | 0 | 0 | 0 | 0 | 0 | 0 | 0 | 0 | 0 | 0 | 0 | 0 | 0 | 0 | 0 | 0 | 0 | 0 | 0 | 0 | 0 | 0 | 0 | 0 | 0 | 0 | 0 | 0 | 0 | 0 | 0 | 0 | 0 | 0 | 0 | 0 | 0 | 0 | 0 | 0 | 0 | 0 | 0 | 0 | 0 | 0 | 0 | 0 | 0 | 0 | 0 | 0 | 0 | 0 | 0 | 0 | 0 | 0 | 0 | 0 | 0 | 0 | 0 | 0 | 0 | 0 | 0 | 0 | 0 | 0 | 0 | 0 | 0 | 0 | 0 | 0 | 0
Gas-Fired Combination Heat Pump Conversion_Miscellaneous_Existing_Gas-fired heat pump, COP 1.3 | Gas-Fired Combination Heat Pump Conversion_Miscellaneous_Existing | Gas-Fired Combination Heat Pump Conversion_Commercial_Existing_Federal standard gas-fired central heating and DHW system_Gas-fired heat pump, COP 1.3 | Commercial | Miscellaneous | Existing | Space Heating | Natural Gas | Gas-Fired Combination Heat Pump Conversion | NEQ | Federal standard gas-fired central heating and DHW system | 20 | 20 | 20 | 2.0058 | 0 | 0 | 0 | 0.1 | Retro1Slow | 0.012666666666666666 | TBD | A | WCM814 | 0.7 | 0.42 | kBtuh heat | 0.0321 | 5261.91105167679 | 5261.9111 | 4150.23970273099 | 4150.2397 | AEO 2021 - gas_eng-driven_RTHP-heat 2017 typical | EIA - Technology Forecast Updates. Appendix A. U.S. Energy Information Administration. March 3, 2023.¦ Technical Support Documents for Baseline Costs | AEG Analysis, Comparison of Baseline TE vs COP | 0 | 0 | 195.1704 | Federal standard gas-fired central heating and DHW system | Federal standard gas-fired central heating and DHW system | Federal standard gas-fired central heating and DHW system | Federal standard gas-fired central heating and DHW system | Federal standard gas-fired central heating and DHW system | Federal standard gas-fired central heating and DHW system | Federal standard gas-fired central heating and DHW system | Federal standard gas-fired central heating and DHW system | Federal standard gas-fired central heating and DHW system | Federal standard gas-fired central heating and DHW system | Federal standard gas-fired central heating and DHW system | Federal standard gas-fired central heating and DHW system | Federal standard gas-fired central heating and DHW system | Federal standard gas-fired central heating and DHW system | Federal standard gas-fired central heating and DHW system | Federal standard gas-fired central heating and DHW system | Federal standard gas-fired central heating and DHW system | Federal standard gas-fired central heating and DHW system | Federal standard gas-fired central heating and DHW system | Federal standard gas-fired central heating and DHW system | Federal standard gas-fired central heating and DHW system | Federal standard gas-fired central heating and DHW system | Federal standard gas-fired central heating and DHW system | Federal standard gas-fired central heating and DHW system | Federal standard gas-fired central heating and DHW system | Federal standard gas-fired central heating and DHW system | Federal standard gas-fired central heating and DHW system | Federal standard gas-fired central heating and DHW system | 0 | 0 | 0 | 1053.736 | 2076.9119 | 3631.1132 | 5807.5055 | 8653.6398 | 12145.787 | 16164.9845 | 20476.9291 | 24729.4183 | 28466.9526 | 31185.7954 | 32415.8533 | 31831.3027 | 29368.4379 | 25293.8583 | 20503.0211 | 15386.3972 | 10466.9439 | 5436.9132 | 3571.4603 | 0 | 0 | 0 | 0 | 0 | 0 | 0 | 0 | 1053.736 | 3115.9214 | 6699.2623 | 12394.4826 | 20821.2637 | 32550.2945 | 48012.6761 | 67392.7619 | 90533.5471 | 116843.1504 | 145276.8001 | 174364.7843 | 202339.9401 | 227406.6463 | 248054.2762 | 263639.3123 | 274109.2663 | 279811.0749 | 280825.7332 | 280279.375 | 276575.9206 | 273160.1813 | 270009.6203 | 267103.4923 | 264422.6974 | 0 | 0 | 0 | 17.39169440699155 | 34.76485636540648 | 61.726576780942715 | 100.40673745138567 | 152.40340341331614 | 218.27423889111827 | 296.91290774444866 | 384.9063658106973 | 476.0628366547859 | 561.3911738326341 | 629.8444135040132 | 670.0358700516638 | 672.8331812770627 | 634.2587443563044 | 557.6552923748 | 461.174765155216 | 352.6630557069298 | 244.15134625864383 | 128.85765496983976 | 85.9051033132265 | 0 | 0 | 0 | 0 | 0 | 0 | 0 | 0 | 17.39169440699155 | 52.156550772398035 | 113.88312755334076 | 214.28986500472644 | 366.6932684180425 | 584.9675073091609 | 881.8804150536095 | 1266.7867808643066 | 1742.8496175190926 | 2304.240791351727 | 2934.08520485574 | 3604.1210749074035 | 4276.954256184466 | 4911.213000540771 | 5468.868292915571 | 5930.043058070787 | 6282.706113777717 | 6526.857460036361 | 6655.715115006201 | 6741.620218319427 | 6741.620218319427 | 6741.620218319427 | 6741.620218319427 | 6741.620218319427 | 6741.620218319427 | Gas-fired heat pump, COP 1.3 | Gas-fired heat pump, COP 1.3 | Gas-fired heat pump, COP 1.3 | Gas-fired heat pump, COP 1.3 | Gas-fired heat pump, COP 1.3 | Gas-fired heat pump, COP 1.3 | Gas-fired heat pump, COP 1.3 | Gas-fired heat pump, COP 1.3 | Gas-fired heat pump, COP 1.3 | Gas-fired heat pump, COP 1.3 | Gas-fired heat pump, COP 1.3 | Gas-fired heat pump, COP 1.3 | Gas-fired heat pump, COP 1.3 | Gas-fired heat pump, COP 1.3 | Gas-fired heat pump, COP 1.3 | Gas-fired heat pump, COP 1.3 | Gas-fired heat pump, COP 1.3 | Gas-fired heat pump, COP 1.3 | Gas-fired heat pump, COP 1.3 | Gas-fired heat pump, COP 1.3 | Gas-fired heat pump, COP 1.3 | Gas-fired heat pump, COP 1.3 | Gas-fired heat pump, COP 1.3 | Gas-fired heat pump, COP 1.3 | Gas-fired heat pump, COP 1.3 | Gas-fired heat pump, COP 1.3 | Gas-fired heat pump, COP 1.3 | Gas-fired heat pump, COP 1.3 | 195.1704 | 195.1704 | 195.1704 | 195.1704 | 195.1704 | 195.1704 | 195.1704 | 195.1704 | 195.1704 | 195.1704 | 195.1704 | 195.1704 | 195.1704 | 195.1704 | 195.1704 | 195.1704 | 195.1704 | 195.1704 | 195.1704 | 195.1704 | 195.1704 | 195.1704 | 195.1704 | 195.1704 | 195.1704 | 195.1704 | 195.1704 | 195.1704 | 2.0058 | 2.0058 | 2.0058 | 2.0058 | 2.0058 | 2.0058 | 2.0058 | 2.0058 | 2.0058 | 2.0058 | 2.0058 | 2.0058 | 2.0058 | 2.0058 | 2.0058 | 2.0058 | 2.0058 | 2.0058 | 2.0058 | 2.0058 | 2.0058 | 2.0058 | 2.0058 | 2.0058 | 2.0058 | 2.0058 | 2.0058 | 2.0058 | 0 | 0 | 0 | 0 | 0 | 0 | 0 | 0 | 0 | 0 | 0 | 0 | 0 | 0 | 0 | 0 | 0 | 0 | 0 | 0 | 0 | 0 | 0 | 0 | 0 | 0 | 0 | 0 | 0 | 0 | 0 | 0 | 0 | 0 | 0 | 0 | 0 | 0 | 0 | 0 | 0 | 0 | 0 | 0 | 0 | 0 | 0 | 0 | 0 | 0 | 0 | 0 | 0 | 0 | 0 | 0 | 0 | 0 | 0 | 0 | 0 | 0 | 0 | 0 | 0 | 0 | 0 | 0 | 0 | 0 | 0 | 0 | 0 | 0 | 0 | 0 | 0 | 0 | 0 | 0 | 0 | 0 | 0 | 0 | 0 | 0 | 0 | 0 | 0 | 0 | 0 | 0 | 0 | 0 | 0 | 0 | 0 | 0 | 0 | 0 | 0 | 0 | 0 | 0 | 0 | 0 | 0 | 0 | 0 | 0 | 0 | 0 | Gas-fired heat pump, COP 1.3 | Gas-fired heat pump, COP 1.3 | Gas-fired heat pump, COP 1.3 | Gas-fired heat pump, COP 1.3 | Gas-fired heat pump, COP 1.3 | Gas-fired heat pump, COP 1.3 | Gas-fired heat pump, COP 1.3 | Gas-fired heat pump, COP 1.3 | Gas-fired heat pump, COP 1.3 | Gas-fired heat pump, COP 1.3 | Gas-fired heat pump, COP 1.3 | Gas-fired heat pump, COP 1.3 | Gas-fired heat pump, COP 1.3 | Gas-fired heat pump, COP 1.3 | Gas-fired heat pump, COP 1.3 | Gas-fired heat pump, COP 1.3 | Gas-fired heat pump, COP 1.3 | Gas-fired heat pump, COP 1.3 | Gas-fired heat pump, COP 1.3 | Gas-fired heat pump, COP 1.3 | Gas-fired heat pump, COP 1.3 | Gas-fired heat pump, COP 1.3 | Gas-fired heat pump, COP 1.3 | Gas-fired heat pump, COP 1.3 | Gas-fired heat pump, COP 1.3 | Gas-fired heat pump, COP 1.3 | Gas-fired heat pump, COP 1.3 | Gas-fired heat pump, COP 1.3 | 195.1704 | 195.1704 | 195.1704 | 195.1704 | 195.1704 | 195.1704 | 195.1704 | 195.1704 | 195.1704 | 195.1704 | 195.1704 | 195.1704 | 195.1704 | 195.1704 | 195.1704 | 195.1704 | 195.1704 | 195.1704 | 195.1704 | 195.1704 | 195.1704 | 195.1704 | 195.1704 | 195.1704 | 195.1704 | 195.1704 | 195.1704 | 195.1704 | 2.0058 | 2.0058 | 2.0058 | 2.0058 | 2.0058 | 2.0058 | 2.0058 | 2.0058 | 2.0058 | 2.0058 | 2.0058 | 2.0058 | 2.0058 | 2.0058 | 2.0058 | 2.0058 | 2.0058 | 2.0058 | 2.0058 | 2.0058 | 2.0058 | 2.0058 | 2.0058 | 2.0058 | 2.0058 | 2.0058 | 2.0058 | 2.0058 | 0 | 0 | 0 | 0 | 0 | 0 | 0 | 0 | 0 | 0 | 0 | 0 | 0 | 0 | 0 | 0 | 0 | 0 | 0 | 0 | 0 | 0 | 0 | 0 | 0 | 0 | 0 | 0 | 0 | 0 | 0 | 0 | 0 | 0 | 0 | 0 | 0 | 0 | 0 | 0 | 0 | 0 | 0 | 0 | 0 | 0 | 0 | 0 | 0 | 0 | 0 | 0 | 0 | 0 | 0 | 0 | 0 | 0 | 0 | 0 | 0 | 0 | 0 | 0 | 0 | 0 | 0 | 0 | 0 | 0 | 0 | 0 | 0 | 0 | 0 | 0 | 0 | 0 | 0 | 0 | 0 | 0 | 0 | 0 | 0 | 0
Industrial Air Curtains_Office_Existing_Air curtains installed | Industrial Air Curtains_Office_Existing | Industrial Air Curtains_Commercial_Existing_No air curtain or other barriers to air on overhead door_Air curtains installed | Commercial | Office | Existing | Space Heating | Natural Gas | Industrial Air Curtains | NEQ | No air curtain or other barriers to air on overhead door | 15 | 15 | 15 | 118.7007 | 0 | 0 | 0.01 | 0.5 | Retro1Slow | 0.012666666666666666 | TBD | A | WCM9 | 0.7 | 0.42 | perbldg | 0.0321 | 5626.021899573126 | 5626.0219 | 4437.4257236069725 | 4437.4257 | IL TRM v13 - 4.4.33 - Industrial Air Curtain - CI-HVC-AIRC-V07-250101 | IL TRM v13 - 4.4.33 - Industrial Air Curtain - CI-HVC-AIRC-V07-250101 | IL TRM v13 - 4.4.33 - Industrial Air Curtain - CI-HVC-AIRC-V07-250101 | 0 | 0 | 5536.2537 | No air curtain or other barriers to air on overhead door | No air curtain or other barriers to air on overhead door | No air curtain or other barriers to air on overhead door | No air curtain or other barriers to air on overhead door | No air curtain or other barriers to air on overhead door | No air curtain or other barriers to air on overhead door | No air curtain or other barriers to air on overhead door | No air curtain or other barriers to air on overhead door | No air curtain or other barriers to air on overhead door | No air curtain or other barriers to air on overhead door | No air curtain or other barriers to air on overhead door | No air curtain or other barriers to air on overhead door | No air curtain or other barriers to air on overhead door | No air curtain or other barriers to air on overhead door | No air curtain or other barriers to air on overhead door | No air curtain or other barriers to air on overhead door | No air curtain or other barriers to air on overhead door | No air curtain or other barriers to air on overhead door | No air curtain or other barriers to air on overhead door | No air curtain or other barriers to air on overhead door | No air curtain or other barriers to air on overhead door | No air curtain or other barriers to air on overhead door | No air curtain or other barriers to air on overhead door | No air curtain or other barriers to air on overhead door | No air curtain or other barriers to air on overhead door | No air curtain or other barriers to air on overhead door | No air curtain or other barriers to air on overhead door | No air curtain or other barriers to air on overhead door | 0 | 0 | 0 | 1221.1318 | 2396.7102 | 4165.6832 | 6609.1763 | 9742.8307 | 13483.5247 | 17637.1811 | 21897.3667 | 25868.6596 | 29105.7373 | 31174.2743 | 31724.2512 | 30561.7218 | 27733.8944 | 23560.3936 | 18891.8826 | 14062.2006 | 9510.7661 | 4923.7144 | 3227.3973 | 1.6969e-15 | 1.6764e-15 | 1.6575e-15 | 1.64e-15 | 1.6239e-15 | 0 | 0 | 0 | 1221.1318 | 3595.7041 | 7685.5232 | 14105.4229 | 23441.9333 | 36135.3859 | 52385.3433 | 72067.6434 | 94704.2702 | 119465.0543 | 145223.1296 | 170644.6587 | 194269.6793 | 214749.9957 | 231054.3648 | 242922.3928 | 250518.6534 | 254249.7334 | 254318.1478 | 253278.1644 | 250005.0456 | 246985.1257 | 244198.725 | 241627.7068 | 239255.3541 | 0 | 0 | 0 | 0.0013186616208295827 | 0.002635918086525566 | 0.004680191928481556 | 0.007612973644283221 | 0.011555430670639999 | 0.016549845857790395 | 0.022512335314155654 | 0.029184117448816042 | 0.03609572345909919 | 0.042565432549686776 | 0.04775564909004922 | 0.05080301928839639 | 0.051015115181305255 | 0.048090349582154274 | 0.042282173001586945 | 0.034966889888589966 | 0.026739386385392326 | 0.018511882882194693 | 0.0097701604100472 | 0.0065134402733648 | 3.469446951953614E-21 | 3.469446951953614E-21 | 3.469446951953614E-21 | 3.469446951953614E-21 | 3.469446951953614E-21 | 0 | 0 | 0 | 0.0013186616208295827 | 0.003954579707355149 | 0.008634771635836704 | 0.01624774528011992 | 0.02780317595075992 | 0.044353021808550316 | 0.06686535712270597 | 0.09604947457152202 | 0.1321451980306212 | 0.17471063058030797 | 0.22246627967035718 | 0.27326929895875357 | 0.3242844141400588 | 0.37237476372221306 | 0.41465693672380005 | 0.44962382661239 | 0.4763632129977823 | 0.49487509587997697 | 0.5046452562900242 | 0.511158696563389 | 0.511158696563389 | 0.511158696563389 | 0.511158696563389 | 0.511158696563389 | 0.511158696563389 | Air curtains installed | Air curtains installed | Air curtains installed | Air curtains installed | Air curtains installed | Air curtains installed | Air curtains installed | Air curtains installed | Air curtains installed | Air curtains installed | Air curtains installed | Air curtains installed | Air curtains installed | Air curtains installed | Air curtains installed | Air curtains installed | Air curtains installed | Air curtains installed | Air curtains installed | Air curtains installed | Air curtains installed | Air curtains installed | Air curtains installed | Air curtains installed | Air curtains installed | Air curtains installed | Air curtains installed | Air curtains installed | 5536.2537 | 5536.2537 | 5536.2537 | 5536.2537 | 5536.2537 | 5536.2537 | 5536.2537 | 5536.2537 | 5536.2537 | 5536.2537 | 5536.2537 | 5536.2537 | 5536.2537 | 5536.2537 | 5536.2537 | 5536.2537 | 5536.2537 | 5536.2537 | 5536.2537 | 5536.2537 | 5536.2537 | 5536.2537 | 5536.2537 | 5536.2537 | 5536.2537 | 5536.2537 | 5536.2537 | 5536.2537 | 118.7007 | 118.7007 | 118.7007 | 118.7007 | 118.7007 | 118.7007 | 118.7007 | 118.7007 | 118.7007 | 118.7007 | 118.7007 | 118.7007 | 118.7007 | 118.7007 | 118.7007 | 118.7007 | 118.7007 | 118.7007 | 118.7007 | 118.7007 | 118.7007 | 118.7007 | 118.7007 | 118.7007 | 118.7007 | 118.7007 | 118.7007 | 118.7007 | 0 | 0 | 0 | 0 | 0 | 0 | 0 | 0 | 0 | 0 | 0 | 0 | 0 | 0 | 0 | 0 | 0 | 0 | 0 | 0 | 0 | 0 | 0 | 0 | 0 | 0 | 0 | 0 | 0 | 0 | 0 | 0 | 0 | 0 | 0 | 0 | 0 | 0 | 0 | 0 | 0 | 0 | 0 | 0 | 0 | 0 | 0 | 0 | 0 | 0 | 0 | 0 | 0 | 0 | 0 | 0 | 0 | 0 | 0 | 0 | 0 | 0 | 0 | 0 | 0 | 0 | 0 | 0 | 0 | 0 | 0 | 0 | 0 | 0 | 0 | 0 | 0 | 0 | 0 | 0 | 0 | 0 | 0 | 0 | 0 | 0 | 0 | 0 | 0 | 0 | 0 | 0 | 0 | 0 | 0 | 0 | 0 | 0 | 0 | 0 | 0 | 0 | 0 | 0 | 0 | 0 | 0 | 0 | 0 | 0 | 0 | 0 | Air curtains installed | Air curtains installed | Air curtains installed | Air curtains installed | Air curtains installed | Air curtains installed | Air curtains installed | Air curtains installed | Air curtains installed | Air curtains installed | Air curtains installed | Air curtains installed | Air curtains installed | Air curtains installed | Air curtains installed | Air curtains installed | Air curtains installed | Air curtains installed | Air curtains installed | Air curtains installed | Air curtains installed | Air curtains installed | Air curtains installed | Air curtains installed | Air curtains installed | Air curtains installed | Air curtains installed | Air curtains installed | 5536.2537 | 5536.2537 | 5536.2537 | 5536.2537 | 5536.2537 | 5536.2537 | 5536.2537 | 5536.2537 | 5536.2537 | 5536.2537 | 5536.2537 | 5536.2537 | 5536.2537 | 5536.2537 | 5536.2537 | 5536.2537 | 5536.2537 | 5536.2537 | 5536.2537 | 5536.2537 | 5536.2537 | 5536.2537 | 5536.2537 | 5536.2537 | 5536.2537 | 5536.2537 | 5536.2537 | 5536.2537 | 118.7007 | 118.7007 | 118.7007 | 118.7007 | 118.7007 | 118.7007 | 118.7007 | 118.7007 | 118.7007 | 118.7007 | 118.7007 | 118.7007 | 118.7007 | 118.7007 | 118.7007 | 118.7007 | 118.7007 | 118.7007 | 118.7007 | 118.7007 | 118.7007 | 118.7007 | 118.7007 | 118.7007 | 118.7007 | 118.7007 | 118.7007 | 118.7007 | 0 | 0 | 0 | 0 | 0 | 0 | 0 | 0 | 0 | 0 | 0 | 0 | 0 | 0 | 0 | 0 | 0 | 0 | 0 | 0 | 0 | 0 | 0 | 0 | 0 | 0 | 0 | 0 | 0 | 0 | 0 | 0 | 0 | 0 | 0 | 0 | 0 | 0 | 0 | 0 | 0 | 0 | 0 | 0 | 0 | 0 | 0 | 0 | 0 | 0 | 0 | 0 | 0 | 0 | 0 | 0 | 0 | 0 | 0 | 0 | 0 | 0 | 0 | 0 | 0 | 0 | 0 | 0 | 0 | 0 | 0 | 0 | 0 | 0 | 0 | 0 | 0 | 0 | 0 | 0 | 0 | 0 | 0 | 0 | 0 | 0
Pool Heater - Night Covers_Healthcare_Existing_pool cover with a 5 year warranty | Pool Heater - Night Covers_Healthcare_Existing | Pool Heater - Night Covers_Commercial_Existing_uncovered pool that operates all year (indoor) or during summer (outdoor)_pool cover with a 5 year warranty | Commercial | Healthcare | Existing | Miscellaneous | Natural Gas | Pool Heater - Night Covers | NEQ | uncovered pool that operates all year (indoor) or during summer (outdoor) | 6 | 6 | 6 | 0.19404 | 0 | 0 | 0.05 | 0.1 | RetroEven20 | 0.03333333333333333 | TBD | A | WCM544 | 0.7 | 0.42 | sqft pool | 0.0321 | 7699.217114861881 | 7699.2171 | 6599.618147518598 | 6599.6181 | IL TRM v13 - 4.3.4 - Commercial Pool Covers - CI-HWE-PLCV-V06-250101 | IL TRM v13 - 4.3.4 - Commercial Pool Covers - CI-HWE-PLCV-V06-250101 | IL TRM v13 - 4.3.4 - Commercial Pool Covers - CI-HWE-PLCV-V06-250101 | 0 | 0 | 6.3567 | uncovered pool that operates all year (indoor) or during summer (outdoor) | uncovered pool that operates all year (indoor) or during summer (outdoor) | uncovered pool that operates all year (indoor) or during summer (outdoor) | uncovered pool that operates all year (indoor) or during summer (outdoor) | uncovered pool that operates all year (indoor) or during summer (outdoor) | uncovered pool that operates all year (indoor) or during summer (outdoor) | uncovered pool that operates all year (indoor) or during summer (outdoor) | uncovered pool that operates all year (indoor) or during summer (outdoor) | uncovered pool that operates all year (indoor) or during summer (outdoor) | uncovered pool that operates all year (indoor) or during summer (outdoor) | uncovered pool that operates all year (indoor) or during summer (outdoor) | uncovered pool that operates all year (indoor) or during summer (outdoor) | uncovered pool that operates all year (indoor) or during summer (outdoor) | uncovered pool that operates all year (indoor) or during summer (outdoor) | uncovered pool that operates all year (indoor) or during summer (outdoor) | uncovered pool that operates all year (indoor) or during summer (outdoor) | uncovered pool that operates all year (indoor) or during summer (outdoor) | uncovered pool that operates all year (indoor) or during summer (outdoor) | uncovered pool that operates all year (indoor) or during summer (outdoor) | uncovered pool that operates all year (indoor) or during summer (outdoor) | uncovered pool that operates all year (indoor) or during summer (outdoor) | uncovered pool that operates all year (indoor) or during summer (outdoor) | uncovered pool that operates all year (indoor) or during summer (outdoor) | uncovered pool that operates all year (indoor) or during summer (outdoor) | uncovered pool that operates all year (indoor) or during summer (outdoor) | uncovered pool that operates all year (indoor) or during summer (outdoor) | uncovered pool that operates all year (indoor) or during summer (outdoor) | uncovered pool that operates all year (indoor) or during summer (outdoor) | 0 | 0 | 0 | 38.8987 | 38.5927 | 38.2607 | 37.9074 | 37.5359 | 37.1487 | 36.7481 | 36.3751 | 36.0205 | 35.7164 | 35.4558 | 35.2327 | 35.0417 | 34.8782 | 34.6786 | 34.4961 | 34.4105 | 34.3371 | 34.2745 | 22.8139 | 0 | 0 | 0 | 0 | 0 | 0 | 0 | 0 | 38.8987 | 77.1854 | 114.782 | 151.6295 | 187.6794 | 222.892 | 257.2364 | 291.0009 | 324.1842 | 357.1638 | 390.0134 | 422.7919 | 455.5421 | 488.2951 | 520.1786 | 551.9383 | 584.9785 | 618.0674 | 651.2149 | 673.0092 | 672.1046 | 671.3293 | 670.6647 | 670.095 | 669.6068 | 0 | 0 | 0 | 3.785564351016105 | 3.785564351016105 | 3.785564351016105 | 3.785564351016106 | 3.785564351016105 | 3.785564351016105 | 3.785564351016106 | 3.785564351016105 | 3.785564351016105 | 3.785564351016105 | 3.785564351016105 | 3.785564351016106 | 3.785564351016105 | 3.785564351016106 | 3.785564351016105 | 3.785564351016105 | 3.785564351016106 | 3.785564351016106 | 3.7855643510161046 | 2.5237095673440697 | 0 | 0 | 0 | 0 | 0 | 0 | 0 | 0 | 3.785564351016105 | 7.57112870203221 | 11.356693053048316 | 15.14225740406442 | 18.927821755080526 | 22.713386106096632 | 26.498950457112738 | 30.28451480812884 | 34.070079159144946 | 37.85564351016105 | 41.64120786117716 | 45.426772212193264 | 49.21233656320937 | 52.997900914225475 | 56.78346526524158 | 60.56902961625768 | 64.35459396727379 | 68.14015831828989 | 71.925722669306 | 74.44943223665007 | 74.44943223665007 | 74.44943223665007 | 74.44943223665007 | 74.44943223665007 | 74.44943223665007 | pool cover with a 5 year warranty | pool cover with a 5 year warranty | pool cover with a 5 year warranty | pool cover with a 5 year warranty | pool cover with a 5 year warranty | pool cover with a 5 year warranty | pool cover with a 5 year warranty | pool cover with a 5 year warranty | pool cover with a 5 year warranty | pool cover with a 5 year warranty | pool cover with a 5 year warranty | pool cover with a 5 year warranty | pool cover with a 5 year warranty | pool cover with a 5 year warranty | pool cover with a 5 year warranty | pool cover with a 5 year warranty | pool cover with a 5 year warranty | pool cover with a 5 year warranty | pool cover with a 5 year warranty | pool cover with a 5 year warranty | pool cover with a 5 year warranty | pool cover with a 5 year warranty | pool cover with a 5 year warranty | pool cover with a 5 year warranty | pool cover with a 5 year warranty | pool cover with a 5 year warranty | pool cover with a 5 year warranty | pool cover with a 5 year warranty | 6.3567 | 6.3567 | 6.3567 | 6.3567 | 6.3567 | 6.3567 | 6.3567 | 6.3567 | 6.3567 | 6.3567 | 6.3567 | 6.3567 | 6.3567 | 6.3567 | 6.3567 | 6.3567 | 6.3567 | 6.3567 | 6.3567 | 6.3567 | 6.3567 | 6.3567 | 6.3567 | 6.3567 | 6.3567 | 6.3567 | 6.3567 | 6.3567 | 0.194 | 0.194 | 0.194 | 0.194 | 0.194 | 0.194 | 0.194 | 0.194 | 0.194 | 0.194 | 0.194 | 0.194 | 0.194 | 0.194 | 0.194 | 0.194 | 0.194 | 0.194 | 0.194 | 0.194 | 0.194 | 0.194 | 0.194 | 0.194 | 0.194 | 0.194 | 0.194 | 0.194 | 0 | 0 | 0 | 0 | 0 | 0 | 0 | 0 | 0 | 0 | 0 | 0 | 0 | 0 | 0 | 0 | 0 | 0 | 0 | 0 | 0 | 0 | 0 | 0 | 0 | 0 | 0 | 0 | 0 | 0 | 0 | 0 | 0 | 0 | 0 | 0 | 0 | 0 | 0 | 0 | 0 | 0 | 0 | 0 | 0 | 0 | 0 | 0 | 0 | 0 | 0 | 0 | 0 | 0 | 0 | 0 | 0 | 0 | 0 | 0 | 0 | 0 | 0 | 0 | 0 | 0 | 0 | 0 | 0 | 0 | 0 | 0 | 0 | 0 | 0 | 0 | 0 | 0 | 0 | 0 | 0 | 0 | 0 | 0 | 0 | 0 | 0 | 0 | 0 | 0 | 0 | 0 | 0 | 0 | 0 | 0 | 0 | 0 | 0 | 0 | 0 | 0 | 0 | 0 | 0 | 0 | 0 | 0 | 0 | 0 | 0 | 0 | pool cover with a 5 year warranty | pool cover with a 5 year warranty | pool cover with a 5 year warranty | pool cover with a 5 year warranty | pool cover with a 5 year warranty | pool cover with a 5 year warranty | pool cover with a 5 year warranty | pool cover with a 5 year warranty | pool cover with a 5 year warranty | pool cover with a 5 year warranty | pool cover with a 5 year warranty | pool cover with a 5 year warranty | pool cover with a 5 year warranty | pool cover with a 5 year warranty | pool cover with a 5 year warranty | pool cover with a 5 year warranty | pool cover with a 5 year warranty | pool cover with a 5 year warranty | pool cover with a 5 year warranty | pool cover with a 5 year warranty | pool cover with a 5 year warranty | pool cover with a 5 year warranty | pool cover with a 5 year warranty | pool cover with a 5 year warranty | pool cover with a 5 year warranty | pool cover with a 5 year warranty | pool cover with a 5 year warranty | pool cover with a 5 year warranty | 6.3567 | 6.3567 | 6.3567 | 6.3567 | 6.3567 | 6.3567 | 6.3567 | 6.3567 | 6.3567 | 6.3567 | 6.3567 | 6.3567 | 6.3567 | 6.3567 | 6.3567 | 6.3567 | 6.3567 | 6.3567 | 6.3567 | 6.3567 | 6.3567 | 6.3567 | 6.3567 | 6.3567 | 6.3567 | 6.3567 | 6.3567 | 6.3567 | 0.194 | 0.194 | 0.194 | 0.194 | 0.194 | 0.194 | 0.194 | 0.194 | 0.194 | 0.194 | 0.194 | 0.194 | 0.194 | 0.194 | 0.194 | 0.194 | 0.194 | 0.194 | 0.194 | 0.194 | 0.194 | 0.194 | 0.194 | 0.194 | 0.194 | 0.194 | 0.194 | 0.194 | 0 | 0 | 0 | 0 | 0 | 0 | 0 | 0 | 0 | 0 | 0 | 0 | 0 | 0 | 0 | 0 | 0 | 0 | 0 | 0 | 0 | 0 | 0 | 0 | 0 | 0 | 0 | 0 | 0 | 0 | 0 | 0 | 0 | 0 | 0 | 0 | 0 | 0 | 0 | 0 | 0 | 0 | 0 | 0 | 0 | 0 | 0 | 0 | 0 | 0 | 0 | 0 | 0 | 0 | 0 | 0 | 0 | 0 | 0 | 0 | 0 | 0 | 0 | 0 | 0 | 0 | 0 | 0 | 0 | 0 | 0 | 0 | 0 | 0 | 0 | 0 | 0 | 0 | 0 | 0 | 0 | 0 | 0 | 0 | 0 | 0
Insulation - Ceiling_Education_Existing_Existing (R-15)_Upgrade to R-38 | Insulation - Ceiling_Education_Existing | Insulation - Ceiling_Commercial_Existing_Existing (R-15)_Upgrade to R-38 | Commercial | Education | Existing | Space Heating | Natural Gas | Insulation - Ceiling | NEQ | Existing (R-15) | 45 | 45 | 45 | 0.01014 | 0 | 0 | 0.15 | 0.5 | Retro5Med | 8.35569166605469E-06 | TBD | A | WCM401 | 0.4626771198791263 | 0.2776062719274758 | sqft roof | 0.0321 | 22069.76598223004 | 22069.766 | 12787.884324530502 | 12787.8843 | Regional Technical Forum. ComWeatherizationSchool - UES Workbook, Version 4.1. Northwest Power and Conservation Council. July 18, 2023. | Regional Technical Forum. ComWeatherizationSchool - UES Workbook, Version 4.1. Northwest Power and Conservation Council. July 18, 2023. | AEG BEST | 0 | 0 | 4.3227 | Existing (R-15) | Existing (R-15) | Existing (R-15) | Existing (R-15) | Existing (R-15) | Existing (R-15) | Existing (R-15) | Existing (R-15) | Existing (R-15) | Existing (R-15) | Existing (R-15) | Existing (R-15) | Existing (R-15) | Existing (R-15) | Existing (R-15) | Existing (R-15) | Existing (R-15) | Existing (R-15) | Existing (R-15) | Existing (R-15) | Existing (R-15) | Existing (R-15) | Existing (R-15) | Existing (R-15) | Existing (R-15) | Existing (R-15) | Existing (R-15) | Existing (R-15) | 0 | 0 | 0 | 7337.3916 | 8864.8543 | 10652.6861 | 12117.409 | 13511.0766 | 15397.0836 | 16421.221 | 16276.0035 | 14864.7811 | 12380.9989 | 9289.1336 | 5968.016 | 3368.9297 | 1579.5138 | 651.7833 | 231.5201 | 70.7765 | 15.1268 | 1.3685 | 0.89813 | 0 | 0 | 0 | 0 | 0 | 0 | 0 | 0 | 7337.3916 | 16084.7288 | 26447.8341 | 38033.3791 | 50690.4096 | 64807.117 | 79426.4949 | 93337.8346 | 105321.8288 | 114434.2581 | 120238.0748 | 122690.9239 | 122647.8217 | 121009.044 | 118677.9474 | 116159.4867 | 113756.6854 | 111564.7028 | 109650.0816 | 107941.6131 | 106533.2237 | 105218.9736 | 103991.3415 | 102843.4111 | 101768.8226 | 0 | 0 | 0 | 370462.4346429463 | 454868.7877056268 | 556626.2822480391 | 646155.4092609531 | 737022.0688198545 | 861667.3906249753 | 945262.5087862057 | 965652.4231837926 | 910011.520032969 | 782231.9821161999 | 605324.1338008789 | 400616.3537417908 | 232615.94733394307 | 112000.27093856518 | 47384.73001246989 | 17230.81091362541 | 5382.1301121189845 | 1173.059985150685 | 107.98150736275804 | 71.98767157517202 | 0 | 0 | 0 | 0 | 0 | 0 | 0 | 0 | 370462.4346429463 | 825331.2223485732 | 1381957.5045966124 | 2028112.9138575655 | 2765134.98267742 | 3626802.3733023955 | 4572064.882088602 | 5537717.305272394 | 6447728.825305363 | 7229960.807421563 | 7835284.941222442 | 8235901.294964233 | 8468517.242298177 | 8580517.513236742 | 8627902.243249211 | 8645133.054162838 | 8650515.184274957 | 8651688.244260108 | 8651796.22576747 | 8651868.213439045 | 8651868.213439045 | 8651868.213439045 | 8651868.213439045 | 8651868.213439045 | 8651868.213439045 | Upgrade to R-38 | Upgrade to R-38 | Upgrade to R-38 | Upgrade to R-38 | Upgrade to R-38 | Upgrade to R-38 | Upgrade to R-38 | Upgrade to R-38 | Upgrade to R-38 | Upgrade to R-38 | Upgrade to R-38 | Upgrade to R-38 | Upgrade to R-38 | Upgrade to R-38 | Upgrade to R-38 | Upgrade to R-38 | Upgrade to R-38 | Upgrade to R-38 | Upgrade to R-38 | Upgrade to R-38 | Upgrade to R-38 | Upgrade to R-38 | Upgrade to R-38 | Upgrade to R-38 | Upgrade to R-38 | Upgrade to R-38 | Upgrade to R-38 | Upgrade to R-38 | 4.3227 | 4.3227 | 4.3227 | 4.3227 | 4.3227 | 4.3227 | 4.3227 | 4.3227 | 4.3227 | 4.3227 | 4.3227 | 4.3227 | 4.3227 | 4.3227 | 4.3227 | 4.3227 | 4.3227 | 4.3227 | 4.3227 | 4.3227 | 4.3227 | 4.3227 | 4.3227 | 4.3227 | 4.3227 | 4.3227 | 4.3227 | 4.3227 | 0.0101 | 0.0101 | 0.0101 | 0.0101 | 0.0101 | 0.0101 | 0.0101 | 0.0101 | 0.0101 | 0.0101 | 0.0101 | 0.0101 | 0.0101 | 0.0101 | 0.0101 | 0.0101 | 0.0101 | 0.0101 | 0.0101 | 0.0101 | 0.0101 | 0.0101 | 0.0101 | 0.0101 | 0.0101 | 0.0101 | 0.0101 | 0.0101 | 0 | 0 | 0 | 0 | 0 | 0 | 0 | 0 | 0 | 0 | 0 | 0 | 0 | 0 | 0 | 0 | 0 | 0 | 0 | 0 | 0 | 0 | 0 | 0 | 0 | 0 | 0 | 0 | 0 | 0 | 0 | 0 | 0 | 0 | 0 | 0 | 0 | 0 | 0 | 0 | 0 | 0 | 0 | 0 | 0 | 0 | 0 | 0 | 0 | 0 | 0 | 0 | 0 | 0 | 0 | 0 | 0 | 0 | 0 | 0 | 0 | 0 | 0 | 0 | 0 | 0 | 0 | 0 | 0 | 0 | 0 | 0 | 0 | 0 | 0 | 0 | 0 | 0 | 0 | 0 | 0 | 0 | 0 | 0 | 0 | 0 | 0 | 0 | 0 | 0 | 0 | 0 | 0 | 0 | 0 | 0 | 0 | 0 | 0 | 0 | 0 | 0 | 0 | 0 | 0 | 0 | 0 | 0 | 0 | 0 | 0 | 0 | Upgrade to R-38 | Upgrade to R-38 | Upgrade to R-38 | Upgrade to R-38 | Upgrade to R-38 | Upgrade to R-38 | Upgrade to R-38 | Upgrade to R-38 | Upgrade to R-38 | Upgrade to R-38 | Upgrade to R-38 | Upgrade to R-38 | Upgrade to R-38 | Upgrade to R-38 | Upgrade to R-38 | Upgrade to R-38 | Upgrade to R-38 | Upgrade to R-38 | Upgrade to R-38 | Upgrade to R-38 | Upgrade to R-38 | Upgrade to R-38 | Upgrade to R-38 | Upgrade to R-38 | Upgrade to R-38 | Upgrade to R-38 | Upgrade to R-38 | Upgrade to R-38 | 4.3227 | 4.3227 | 4.3227 | 4.3227 | 4.3227 | 4.3227 | 4.3227 | 4.3227 | 4.3227 | 4.3227 | 4.3227 | 4.3227 | 4.3227 | 4.3227 | 4.3227 | 4.3227 | 4.3227 | 4.3227 | 4.3227 | 4.3227 | 4.3227 | 4.3227 | 4.3227 | 4.3227 | 4.3227 | 4.3227 | 4.3227 | 4.3227 | 0.0101 | 0.0101 | 0.0101 | 0.0101 | 0.0101 | 0.0101 | 0.0101 | 0.0101 | 0.0101 | 0.0101 | 0.0101 | 0.0101 | 0.0101 | 0.0101 | 0.0101 | 0.0101 | 0.0101 | 0.0101 | 0.0101 | 0.0101 | 0.0101 | 0.0101 | 0.0101 | 0.0101 | 0.0101 | 0.0101 | 0.0101 | 0.0101 | 0 | 0 | 0 | 0 | 0 | 0 | 0 | 0 | 0 | 0 | 0 | 0 | 0 | 0 | 0 | 0 | 0 | 0 | 0 | 0 | 0 | 0 | 0 | 0 | 0 | 0 | 0 | 0 | 0 | 0 | 0 | 0 | 0 | 0 | 0 | 0 | 0 | 0 | 0 | 0 | 0 | 0 | 0 | 0 | 0 | 0 | 0 | 0 | 0 | 0 | 0 | 0 | 0 | 0 | 0 | 0 | 0 | 0 | 0 | 0 | 0 | 0 | 0 | 0 | 0 | 0 | 0 | 0 | 0 | 0 | 0 | 0 | 0 | 0 | 0 | 0 | 0 | 0 | 0 | 0 | 0 | 0 | 0 | 0 | 0 | 0
Gas Boiler - High Turndown Burner_Lodging_Existing_10:1 Turndown or greater | Gas Boiler - High Turndown Burner_Lodging_Existing | Gas Boiler - High Turndown Burner_Commercial_Existing_6:1 turndown or less_10:1 Turndown or greater | Commercial | Lodging | Existing | Space Heating | Natural Gas | Gas Boiler - High Turndown Burner | NEQ | 6:1 turndown or less | 21 | 21 | 21 | 0.056801 | 0 | 0 | 0.25 | 0.5 | Retro5Med | 8.35569166605469E-06 | TBD | A | WCM620 | 0.7 | 0.42 | kBtuh heat | 0.0321 | 5360.845869253713 | 5360.8459 | 4228.27279828462 | 4228.2728 | IL TRM v13 - 4.4.20 - High Turndown Burner for Space Heating Boilers - CI-HVC-HTBC-V07-250101_x000D_ | IL TRM v13 - 4.4.20 - High Turndown Burner for Space Heating Boilers - CI-HVC-HTBC-V07-250101_x000D_ | IL TRM v13 - 4.4.20 - High Turndown Burner for Space Heating Boilers - CI-HVC-HTBC-V07-250101_x000D_ | 0 | 0 | 3.2523 | 6:1 turndown or less | 6:1 turndown or less | 6:1 turndown or less | 6:1 turndown or less | 6:1 turndown or less | 6:1 turndown or less | 6:1 turndown or less | 6:1 turndown or less | 6:1 turndown or less | 6:1 turndown or less | 6:1 turndown or less | 6:1 turndown or less | 6:1 turndown or less | 6:1 turndown or less | 6:1 turndown or less | 6:1 turndown or less | 6:1 turndown or less | 6:1 turndown or less | 6:1 turndown or less | 6:1 turndown or less | 6:1 turndown or less | 6:1 turndown or less | 6:1 turndown or less | 6:1 turndown or less | 6:1 turndown or less | 6:1 turndown or less | 6:1 turndown or less | 6:1 turndown or less | 0 | 0 | 0 | 103.8068 | 125.1396 | 150.0614 | 170.334 | 189.5332 | 215.5815 | 229.5272 | 227.141 | 207.139 | 172.2662 | 129.0498 | 82.7791 | 46.6476 | 21.8264 | 8.9822 | 3.18 | 0.96863 | 0.2062 | 0.01858 | 0.012143 | 0 | 0 | 0 | 0 | 0 | 0 | 0 | 0 | 103.8068 | 227.0581 | 372.5632 | 534.6338 | 711.0842 | 907.3936 | 1110.1819 | 1302.5835 | 1467.6473 | 1592.2104 | 1670.4143 | 1701.7793 | 1698.2331 | 1672.1521 | 1635.4915 | 1595.4803 | 1556.8407 | 1520.7872 | 1488.6472 | 1459.4171 | 1433.527 | 1409.6371 | 1387.5865 | 1367.2305 | 1348.4362 | 0 | 0 | 0 | 110.55168613988933 | 135.73983959191645 | 166.1058404251091 | 192.82270838352787 | 219.93871661744703 | 257.13479699273853 | 282.0808654779128 | 288.1655294171156 | 271.56142847069066 | 233.43004982095061 | 180.6380280293536 | 119.55007919778726 | 69.41617501807005 | 33.422602786478166 | 14.14033194812538 | 5.141938890227411 | 1.6061103725469297 | 0.35005913467753236 | 0.03222334194932675 | 0.021482227966217834 | 0 | 0 | 0 | 0 | 0 | 0 | 0 | 0 | 110.55168613988933 | 246.29152573180576 | 412.39736615691487 | 605.2200745404427 | 825.1587911578898 | 1082.2935881506285 | 1364.3744536285412 | 1652.5399830456568 | 1924.1014115163473 | 2157.531461337298 | 2338.1694893666518 | 2457.7195685644388 | 2527.135743582509 | 2560.558346368987 | 2574.6986783171124 | 2579.84061720734 | 2581.446727579887 | 2581.7967867145644 | 2581.8290100565137 | 2581.85049228448 | 2581.85049228448 | 2581.85049228448 | 2581.85049228448 | 2581.85049228448 | 2581.85049228448 | 10:1 Turndown or greater | 10:1 Turndown or greater | 10:1 Turndown or greater | 10:1 Turndown or greater | 10:1 Turndown or greater | 10:1 Turndown or greater | 10:1 Turndown or greater | 10:1 Turndown or greater | 10:1 Turndown or greater | 10:1 Turndown or greater | 10:1 Turndown or greater | 10:1 Turndown or greater | 10:1 Turndown or greater | 10:1 Turndown or greater | 10:1 Turndown or greater | 10:1 Turndown or greater | 10:1 Turndown or greater | 10:1 Turndown or greater | 10:1 Turndown or greater | 10:1 Turndown or greater | 10:1 Turndown or greater | 10:1 Turndown or greater | 10:1 Turndown or greater | 10:1 Turndown or greater | 10:1 Turndown or greater | 10:1 Turndown or greater | 10:1 Turndown or greater | 10:1 Turndown or greater | 3.2523 | 3.2523 | 3.2523 | 3.2523 | 3.2523 | 3.2523 | 3.2523 | 3.2523 | 3.2523 | 3.2523 | 3.2523 | 3.2523 | 3.2523 | 3.2523 | 3.2523 | 3.2523 | 3.2523 | 3.2523 | 3.2523 | 3.2523 | 3.2523 | 3.2523 | 3.2523 | 3.2523 | 3.2523 | 3.2523 | 3.2523 | 3.2523 | 0.0568 | 0.0568 | 0.0568 | 0.0568 | 0.0568 | 0.0568 | 0.0568 | 0.0568 | 0.0568 | 0.0568 | 0.0568 | 0.0568 | 0.0568 | 0.0568 | 0.0568 | 0.0568 | 0.0568 | 0.0568 | 0.0568 | 0.0568 | 0.0568 | 0.0568 | 0.0568 | 0.0568 | 0.0568 | 0.0568 | 0.0568 | 0.0568 | 0 | 0 | 0 | 0 | 0 | 0 | 0 | 0 | 0 | 0 | 0 | 0 | 0 | 0 | 0 | 0 | 0 | 0 | 0 | 0 | 0 | 0 | 0 | 0 | 0 | 0 | 0 | 0 | 0 | 0 | 0 | 0 | 0 | 0 | 0 | 0 | 0 | 0 | 0 | 0 | 0 | 0 | 0 | 0 | 0 | 0 | 0 | 0 | 0 | 0 | 0 | 0 | 0 | 0 | 0 | 0 | 0 | 0 | 0 | 0 | 0 | 0 | 0 | 0 | 0 | 0 | 0 | 0 | 0 | 0 | 0 | 0 | 0 | 0 | 0 | 0 | 0 | 0 | 0 | 0 | 0 | 0 | 0 | 0 | 0 | 0 | 0 | 0 | 0 | 0 | 0 | 0 | 0 | 0 | 0 | 0 | 0 | 0 | 0 | 0 | 0 | 0 | 0 | 0 | 0 | 0 | 0 | 0 | 0 | 0 | 0 | 0 | 10:1 Turndown or greater | 10:1 Turndown or greater | 10:1 Turndown or greater | 10:1 Turndown or greater | 10:1 Turndown or greater | 10:1 Turndown or greater | 10:1 Turndown or greater | 10:1 Turndown or greater | 10:1 Turndown or greater | 10:1 Turndown or greater | 10:1 Turndown or greater | 10:1 Turndown or greater | 10:1 Turndown or greater | 10:1 Turndown or greater | 10:1 Turndown or greater | 10:1 Turndown or greater | 10:1 Turndown or greater | 10:1 Turndown or greater | 10:1 Turndown or greater | 10:1 Turndown or greater | 10:1 Turndown or greater | 10:1 Turndown or greater | 10:1 Turndown or greater | 10:1 Turndown or greater | 10:1 Turndown or greater | 10:1 Turndown or greater | 10:1 Turndown or greater | 10:1 Turndown or greater | 3.2523 | 3.2523 | 3.2523 | 3.2523 | 3.2523 | 3.2523 | 3.2523 | 3.2523 | 3.2523 | 3.2523 | 3.2523 | 3.2523 | 3.2523 | 3.2523 | 3.2523 | 3.2523 | 3.2523 | 3.2523 | 3.2523 | 3.2523 | 3.2523 | 3.2523 | 3.2523 | 3.2523 | 3.2523 | 3.2523 | 3.2523 | 3.2523 | 0.0568 | 0.0568 | 0.0568 | 0.0568 | 0.0568 | 0.0568 | 0.0568 | 0.0568 | 0.0568 | 0.0568 | 0.0568 | 0.0568 | 0.0568 | 0.0568 | 0.0568 | 0.0568 | 0.0568 | 0.0568 | 0.0568 | 0.0568 | 0.0568 | 0.0568 | 0.0568 | 0.0568 | 0.0568 | 0.0568 | 0.0568 | 0.0568 | 0 | 0 | 0 | 0 | 0 | 0 | 0 | 0 | 0 | 0 | 0 | 0 | 0 | 0 | 0 | 0 | 0 | 0 | 0 | 0 | 0 | 0 | 0 | 0 | 0 | 0 | 0 | 0 | 0 | 0 | 0 | 0 | 0 | 0 | 0 | 0 | 0 | 0 | 0 | 0 | 0 | 0 | 0 | 0 | 0 | 0 | 0 | 0 | 0 | 0 | 0 | 0 | 0 | 0 | 0 | 0 | 0 | 0 | 0 | 0 | 0 | 0 | 0 | 0 | 0 | 0 | 0 | 0 | 0 | 0 | 0 | 0 | 0 | 0 | 0 | 0 | 0 | 0 | 0 | 0 | 0 | 0 | 0 | 0 | 0 | 0
Gas Furnace - Maintenance_Healthcare_Existing_Furnace with a tune-up performed adhering to program requirements | Gas Furnace - Maintenance_Healthcare_Existing | Gas Furnace - Maintenance_Commercial_Existing_Furnace or a gas-fired rooftop unit assumed not to have had a tune-up in the past 3 years_Furnace with a tune-up performed adhering to program requirements | Commercial | Healthcare | Existing | Space Heating | Natural Gas | Gas Furnace - Maintenance | NEQ | Furnace or a gas-fired rooftop unit assumed not to have had a tune-up in the past 3 years | 3 | 3 | 3 | 0.10508 | 0 | 0 | 0.2 | 0.3 | Retro5Med | 8.35569166605469E-06 | TBD | A | WCM517 | 0.7 | 0.42 | kBtuh heat | 0.0321 | 6046.343409752583 | 6046.3434 | 4768.946914734433 | 4768.9469 | IL TRM v12 - 4.4.31 - Small Business Furnace and Rooftop Unit Tune-Up - CI-HVC-FTUN-V05-230101 | IL TRM v12 - 4.4.2 - Space Heating Boiler Tune-up - CI-HVC-BLRT-V07-210101 ¦ MN TRM v4.1 - Commercial HVAC - Force-Air Heating Maintenance | IL TRM v12 - 4.4.31 - Small Business Furnace and Rooftop Unit Tune-Up - CI-HVC-FTUN-V05-230101 ¦ Typical Savings % from Example lines up with MN TRM's 1.6% from a WI FOE 2010 evaluation. | 0 | 0 | 1.2191 | Furnace or a gas-fired rooftop unit assumed not to have had a tune-up in the past 3 years | Furnace or a gas-fired rooftop unit assumed not to have had a tune-up in the past 3 years | Furnace or a gas-fired rooftop unit assumed not to have had a tune-up in the past 3 years | Furnace or a gas-fired rooftop unit assumed not to have had a tune-up in the past 3 years | Furnace or a gas-fired rooftop unit assumed not to have had a tune-up in the past 3 years | Furnace or a gas-fired rooftop unit assumed not to have had a tune-up in the past 3 years | Furnace or a gas-fired rooftop unit assumed not to have had a tune-up in the past 3 years | Furnace or a gas-fired rooftop unit assumed not to have had a tune-up in the past 3 years | Furnace or a gas-fired rooftop unit assumed not to have had a tune-up in the past 3 years | Furnace or a gas-fired rooftop unit assumed not to have had a tune-up in the past 3 years | Furnace or a gas-fired rooftop unit assumed not to have had a tune-up in the past 3 years | Furnace or a gas-fired rooftop unit assumed not to have had a tune-up in the past 3 years | Furnace or a gas-fired rooftop unit assumed not to have had a tune-up in the past 3 years | Furnace or a gas-fired rooftop unit assumed not to have had a tune-up in the past 3 years | Furnace or a gas-fired rooftop unit assumed not to have had a tune-up in the past 3 years | Furnace or a gas-fired rooftop unit assumed not to have had a tune-up in the past 3 years | Furnace or a gas-fired rooftop unit assumed not to have had a tune-up in the past 3 years | Furnace or a gas-fired rooftop unit assumed not to have had a tune-up in the past 3 years | Furnace or a gas-fired rooftop unit assumed not to have had a tune-up in the past 3 years | Furnace or a gas-fired rooftop unit assumed not to have had a tune-up in the past 3 years | Furnace or a gas-fired rooftop unit assumed not to have had a tune-up in the past 3 years | Furnace or a gas-fired rooftop unit assumed not to have had a tune-up in the past 3 years | Furnace or a gas-fired rooftop unit assumed not to have had a tune-up in the past 3 years | Furnace or a gas-fired rooftop unit assumed not to have had a tune-up in the past 3 years | Furnace or a gas-fired rooftop unit assumed not to have had a tune-up in the past 3 years | Furnace or a gas-fired rooftop unit assumed not to have had a tune-up in the past 3 years | Furnace or a gas-fired rooftop unit assumed not to have had a tune-up in the past 3 years | Furnace or a gas-fired rooftop unit assumed not to have had a tune-up in the past 3 years | 0 | 0 | 0 | 184.4828 | 221.8543 | 265.0856 | 299.5456 | 331.4539 | 374.3838 | 395.3443 | 387.7106 | 350.2872 | 288.711 | 214.5439 | 136.6993 | 76.6277 | 35.7134 | 14.6614 | 5.1839 | 1.5784 | 0.33614 | 0.03032 | 0.019842 | 0 | 0 | 0 | 0 | 0 | 0 | 0 | 0 | 184.4828 | 402.5408 | 658.1382 | 940.1954 | 1243.5377 | 1575.8005 | 1912.2094 | 2223.3999 | 2481.899 | 2668.4784 | 2777.0455 | 2810.2754 | 2789.676 | 2736.0565 | 2669.5767 | 2600.8984 | 2536.9415 | 2479.1487 | 2429.3062 | 2384.7718 | 2347.1859 | 2312.5337 | 2280.5657 | 2251.0727 | 2223.8613 | 0 | 0 | 0 | 117.096583140829 | 143.77592931676259 | 175.9396625475615 | 204.23822640842272 | 232.95956050542353 | 272.3577286407054 | 298.7806579003708 | 305.2255469990254 | 287.63844765355276 | 247.24960957935306 | 191.33218683584147 | 126.62770037322218 | 73.52576150703224 | 35.40129257745996 | 14.977469936617675 | 5.446352704224608 | 1.7011955524071372 | 0.370783386479567 | 0.034131032925813015 | 0.022754021950542005 | 0 | 0 | 0 | 0 | 0 | 0 | 0 | 0 | 117.096583140829 | 260.87251245759154 | 436.8121750051531 | 641.0504014135757 | 874.0099619189992 | 1146.3676905597047 | 1445.1483484600753 | 1750.3738954591008 | 2038.0123431126535 | 2285.2619526920066 | 2476.5941395278483 | 2603.2218399010703 | 2676.7476014081026 | 2712.1488939855626 | 2727.1263639221797 | 2732.5727166264046 | 2734.2739121788118 | 2734.6446955652914 | 2734.678826598217 | 2734.7015806201675 | 2734.7015806201675 | 2734.7015806201675 | 2734.7015806201675 | 2734.7015806201675 | 2734.7015806201675 | Furnace with a tune-up performed adhering to program requirements | Furnace with a tune-up performed adhering to program requirements | Furnace with a tune-up performed adhering to program requirements | Furnace with a tune-up performed adhering to program requirements | Furnace with a tune-up performed adhering to program requirements | Furnace with a tune-up performed adhering to program requirements | Furnace with a tune-up performed adhering to program requirements | Furnace with a tune-up performed adhering to program requirements | Furnace with a tune-up performed adhering to program requirements | Furnace with a tune-up performed adhering to program requirements | Furnace with a tune-up performed adhering to program requirements | Furnace with a tune-up performed adhering to program requirements | Furnace with a tune-up performed adhering to program requirements | Furnace with a tune-up performed adhering to program requirements | Furnace with a tune-up performed adhering to program requirements | Furnace with a tune-up performed adhering to program requirements | Furnace with a tune-up performed adhering to program requirements | Furnace with a tune-up performed adhering to program requirements | Furnace with a tune-up performed adhering to program requirements | Furnace with a tune-up performed adhering to program requirements | Furnace with a tune-up performed adhering to program requirements | Furnace with a tune-up performed adhering to program requirements | Furnace with a tune-up performed adhering to program requirements | Furnace with a tune-up performed adhering to program requirements | Furnace with a tune-up performed adhering to program requirements | Furnace with a tune-up performed adhering to program requirements | Furnace with a tune-up performed adhering to program requirements | Furnace with a tune-up performed adhering to program requirements | 1.2191 | 1.2191 | 1.2191 | 1.2191 | 1.2191 | 1.2191 | 1.2191 | 1.2191 | 1.2191 | 1.2191 | 1.2191 | 1.2191 | 1.2191 | 1.2191 | 1.2191 | 1.2191 | 1.2191 | 1.2191 | 1.2191 | 1.2191 | 1.2191 | 1.2191 | 1.2191 | 1.2191 | 1.2191 | 1.2191 | 1.2191 | 1.2191 | 0.1051 | 0.1051 | 0.1051 | 0.1051 | 0.1051 | 0.1051 | 0.1051 | 0.1051 | 0.1051 | 0.1051 | 0.1051 | 0.1051 | 0.1051 | 0.1051 | 0.1051 | 0.1051 | 0.1051 | 0.1051 | 0.1051 | 0.1051 | 0.1051 | 0.1051 | 0.1051 | 0.1051 | 0.1051 | 0.1051 | 0.1051 | 0.1051 | 0 | 0 | 0 | 0 | 0 | 0 | 0 | 0 | 0 | 0 | 0 | 0 | 0 | 0 | 0 | 0 | 0 | 0 | 0 | 0 | 0 | 0 | 0 | 0 | 0 | 0 | 0 | 0 | 0 | 0 | 0 | 0 | 0 | 0 | 0 | 0 | 0 | 0 | 0 | 0 | 0 | 0 | 0 | 0 | 0 | 0 | 0 | 0 | 0 | 0 | 0 | 0 | 0 | 0 | 0 | 0 | 0 | 0 | 0 | 0 | 0 | 0 | 0 | 0 | 0 | 0 | 0 | 0 | 0 | 0 | 0 | 0 | 0 | 0 | 0 | 0 | 0 | 0 | 0 | 0 | 0 | 0 | 0 | 0 | 0 | 0 | 0 | 0 | 0 | 0 | 0 | 0 | 0 | 0 | 0 | 0 | 0 | 0 | 0 | 0 | 0 | 0 | 0 | 0 | 0 | 0 | 0 | 0 | 0 | 0 | 0 | 0 | Furnace with a tune-up performed adhering to program requirements | Furnace with a tune-up performed adhering to program requirements | Furnace with a tune-up performed adhering to program requirements | Furnace with a tune-up performed adhering to program requirements | Furnace with a tune-up performed adhering to program requirements | Furnace with a tune-up performed adhering to program requirements | Furnace with a tune-up performed adhering to program requirements | Furnace with a tune-up performed adhering to program requirements | Furnace with a tune-up performed adhering to program requirements | Furnace with a tune-up performed adhering to program requirements | Furnace with a tune-up performed adhering to program requirements | Furnace with a tune-up performed adhering to program requirements | Furnace with a tune-up performed adhering to program requirements | Furnace with a tune-up performed adhering to program requirements | Furnace with a tune-up performed adhering to program requirements | Furnace with a tune-up performed adhering to program requirements | Furnace with a tune-up performed adhering to program requirements | Furnace with a tune-up performed adhering to program requirements | Furnace with a tune-up performed adhering to program requirements | Furnace with a tune-up performed adhering to program requirements | Furnace with a tune-up performed adhering to program requirements | Furnace with a tune-up performed adhering to program requirements | Furnace with a tune-up performed adhering to program requirements | Furnace with a tune-up performed adhering to program requirements | Furnace with a tune-up performed adhering to program requirements | Furnace with a tune-up performed adhering to program requirements | Furnace with a tune-up performed adhering to program requirements | Furnace with a tune-up performed adhering to program requirements | 1.2191 | 1.2191 | 1.2191 | 1.2191 | 1.2191 | 1.2191 | 1.2191 | 1.2191 | 1.2191 | 1.2191 | 1.2191 | 1.2191 | 1.2191 | 1.2191 | 1.2191 | 1.2191 | 1.2191 | 1.2191 | 1.2191 | 1.2191 | 1.2191 | 1.2191 | 1.2191 | 1.2191 | 1.2191 | 1.2191 | 1.2191 | 1.2191 | 0.1051 | 0.1051 | 0.1051 | 0.1051 | 0.1051 | 0.1051 | 0.1051 | 0.1051 | 0.1051 | 0.1051 | 0.1051 | 0.1051 | 0.1051 | 0.1051 | 0.1051 | 0.1051 | 0.1051 | 0.1051 | 0.1051 | 0.1051 | 0.1051 | 0.1051 | 0.1051 | 0.1051 | 0.1051 | 0.1051 | 0.1051 | 0.1051 | 0 | 0 | 0 | 0 | 0 | 0 | 0 | 0 | 0 | 0 | 0 | 0 | 0 | 0 | 0 | 0 | 0 | 0 | 0 | 0 | 0 | 0 | 0 | 0 | 0 | 0 | 0 | 0 | 0 | 0 | 0 | 0 | 0 | 0 | 0 | 0 | 0 | 0 | 0 | 0 | 0 | 0 | 0 | 0 | 0 | 0 | 0 | 0 | 0 | 0 | 0 | 0 | 0 | 0 | 0 | 0 | 0 | 0 | 0 | 0 | 0 | 0 | 0 | 0 | 0 | 0 | 0 | 0 | 0 | 0 | 0 | 0 | 0 | 0 | 0 | 0 | 0 | 0 | 0 | 0 | 0 | 0 | 0 | 0 | 0 | 0
Insulation - Ceiling_Grocery_Existing_Existing (R-15)_Upgrade to R-38 | Insulation - Ceiling_Grocery_Existing | Insulation - Ceiling_Commercial_Existing_Existing (R-15)_Upgrade to R-38 | Commercial | Grocery | Existing | Space Heating | Natural Gas | Insulation - Ceiling | NEQ | Existing (R-15) | 45 | 45 | 45 | -2.9206e-05 | 0 | 0 | 0.15 | 0.5 | Retro5Med | 8.35569166605469E-06 | TBD | A | WCM301 | 0.4626771198791263 | 0.2776062719274758 | sqft roof | 0.0321 | 9999 | 9999 | 9999 | 9999 | Regional Technical Forum. ComWeatherizationSchool - UES Workbook, Version 4.1. Northwest Power and Conservation Council. July 18, 2023. | Regional Technical Forum. ComWeatherizationSchool - UES Workbook, Version 4.1. Northwest Power and Conservation Council. July 18, 2023. | AEG BEST | 0 | 0 | 4.3227 | Existing (R-15) | Existing (R-15) | Existing (R-15) | Existing (R-15) | Existing (R-15) | Existing (R-15) | Existing (R-15) | Existing (R-15) | Existing (R-15) | Existing (R-15) | Existing (R-15) | Existing (R-15) | Existing (R-15) | Existing (R-15) | Existing (R-15) | Existing (R-15) | Existing (R-15) | Existing (R-15) | Existing (R-15) | Existing (R-15) | Existing (R-15) | Existing (R-15) | Existing (R-15) | Existing (R-15) | Existing (R-15) | Existing (R-15) | Existing (R-15) | Existing (R-15) | 0 | 0 | 0 | -8.1889 | -9.8734 | -11.8435 | -13.4512 | -14.9801 | -17.0613 | -18.1946 | -18.0358 | -16.4743 | -13.717 | -10.2815 | -6.5923 | -3.7098 | -1.7319 | -0.7107 | -0.25064 | -0.07601 | -0.016111 | -0.0014449 | -0.00094007 | 0 | 0 | 0 | 0 | 0 | 0 | 0 | 0 | -8.1889 | -17.9146 | -29.4043 | -42.22 | -56.2017 | -71.812 | -88.0041 | -103.4299 | -116.7256 | -126.7825 | -133.0828 | -135.5259 | -135.0578 | -132.6809 | -129.4064 | -125.7513 | -122.1688 | -118.8233 | -115.7704 | -112.9823 | -110.4805 | -108.1665 | -106.0247 | -104.0413 | -102.2034 | 0 | 0 | 0 | 287566.5578304292 | 353085.8713679781 | 432073.7786498949 | 501569.57761121384 | 572103.6184947038 | 668857.8985223435 | 733747.5017130744 | 749574.9026840322 | 706384.3886199547 | 607197.2148507618 | 469874.84087712015 | 310973.1381189526 | 180565.04794003695 | 86938.72678594374 | 36781.76902482234 | 13375.188736299042 | 4177.807209060913 | 910.5722753874362 | 83.81921479185188 | 55.87947652790123 | 0 | 0 | 0 | 0 | 0 | 0 | 0 | 0 | 287566.5578304292 | 640652.4291984073 | 1072726.2078483023 | 1574295.785459516 | 2146399.40395422 | 2815257.3024765635 | 3549004.804189638 | 4298579.70687367 | 5004964.095493625 | 5612161.310344387 | 6082036.151221507 | 6393009.28934046 | 6573574.337280497 | 6660513.064066441 | 6697294.833091263 | 6710670.021827562 | 6714847.829036622 | 6715758.401312009 | 6715842.220526801 | 6715898.100003329 | 6715898.100003329 | 6715898.100003329 | 6715898.100003329 | 6715898.100003329 | 6715898.100003329 | Upgrade to R-38 | Upgrade to R-38 | Upgrade to R-38 | Upgrade to R-38 | Upgrade to R-38 | Upgrade to R-38 | Upgrade to R-38 | Upgrade to R-38 | Upgrade to R-38 | Upgrade to R-38 | Upgrade to R-38 | Upgrade to R-38 | Upgrade to R-38 | Upgrade to R-38 | Upgrade to R-38 | Upgrade to R-38 | Upgrade to R-38 | Upgrade to R-38 | Upgrade to R-38 | Upgrade to R-38 | Upgrade to R-38 | Upgrade to R-38 | Upgrade to R-38 | Upgrade to R-38 | Upgrade to R-38 | Upgrade to R-38 | Upgrade to R-38 | Upgrade to R-38 | 4.3227 | 4.3227 | 4.3227 | 4.3227 | 4.3227 | 4.3227 | 4.3227 | 4.3227 | 4.3227 | 4.3227 | 4.3227 | 4.3227 | 4.3227 | 4.3227 | 4.3227 | 4.3227 | 4.3227 | 4.3227 | 4.3227 | 4.3227 | 4.3227 | 4.3227 | 4.3227 | 4.3227 | 4.3227 | 4.3227 | 4.3227 | 4.3227 | 0 | 0 | 0 | 0 | 0 | 0 | 0 | 0 | 0 | 0 | 0 | 0 | 0 | 0 | 0 | 0 | 0 | 0 | 0 | 0 | 0 | 0 | 0 | 0 | 0 | 0 | 0 | 0 | 0 | 0 | 0 | 0 | 0 | 0 | 0 | 0 | 0 | 0 | 0 | 0 | 0 | 0 | 0 | 0 | 0 | 0 | 0 | 0 | 0 | 0 | 0 | 0 | 0 | 0 | 0 | 0 | 0 | 0 | 0 | 0 | 0 | 0 | 0 | 0 | 0 | 0 | 0 | 0 | 0 | 0 | 0 | 0 | 0 | 0 | 0 | 0 | 0 | 0 | 0 | 0 | 0 | 0 | 0 | 0 | 0 | 0 | 0 | 0 | 0 | 0 | 0 | 0 | 0 | 0 | 0 | 0 | 0 | 0 | 0 | 0 | 0 | 0 | 0 | 0 | 0 | 0 | 0 | 0 | 0 | 0 | 0 | 0 | 0 | 0 | 0 | 0 | 0 | 0 | 0 | 0 | 0 | 0 | 0 | 0 | 0 | 0 | 0 | 0 | 0 | 0 | 0 | 0 | 0 | 0 | 0 | 0 | 0 | 0 | 0 | 0 | Upgrade to R-38 | Upgrade to R-38 | Upgrade to R-38 | Upgrade to R-38 | Upgrade to R-38 | Upgrade to R-38 | Upgrade to R-38 | Upgrade to R-38 | Upgrade to R-38 | Upgrade to R-38 | Upgrade to R-38 | Upgrade to R-38 | Upgrade to R-38 | Upgrade to R-38 | Upgrade to R-38 | Upgrade to R-38 | Upgrade to R-38 | Upgrade to R-38 | Upgrade to R-38 | Upgrade to R-38 | Upgrade to R-38 | Upgrade to R-38 | Upgrade to R-38 | Upgrade to R-38 | Upgrade to R-38 | Upgrade to R-38 | Upgrade to R-38 | Upgrade to R-38 | 4.3227 | 4.3227 | 4.3227 | 4.3227 | 4.3227 | 4.3227 | 4.3227 | 4.3227 | 4.3227 | 4.3227 | 4.3227 | 4.3227 | 4.3227 | 4.3227 | 4.3227 | 4.3227 | 4.3227 | 4.3227 | 4.3227 | 4.3227 | 4.3227 | 4.3227 | 4.3227 | 4.3227 | 4.3227 | 4.3227 | 4.3227 | 4.3227 | 0 | 0 | 0 | 0 | 0 | 0 | 0 | 0 | 0 | 0 | 0 | 0 | 0 | 0 | 0 | 0 | 0 | 0 | 0 | 0 | 0 | 0 | 0 | 0 | 0 | 0 | 0 | 0 | 0 | 0 | 0 | 0 | 0 | 0 | 0 | 0 | 0 | 0 | 0 | 0 | 0 | 0 | 0 | 0 | 0 | 0 | 0 | 0 | 0 | 0 | 0 | 0 | 0 | 0 | 0 | 0 | 0 | 0 | 0 | 0 | 0 | 0 | 0 | 0 | 0 | 0 | 0 | 0 | 0 | 0 | 0 | 0 | 0 | 0 | 0 | 0 | 0 | 0 | 0 | 0 | 0 | 0 | 0 | 0 | 0 | 0 | 0 | 0 | 0 | 0 | 0 | 0 | 0 | 0 | 0 | 0 | 0 | 0 | 0 | 0 | 0 | 0 | 0 | 0 | 0 | 0 | 0 | 0 | 0 | 0 | 0 | 0 | 0 | 0
Strategic Energy Management_Education_Existing_Implementation of strategic energy management program. | Strategic Energy Management_Education_Existing | Strategic Energy Management_Commercial_Existing_No strategic energy management._Implementation of strategic energy management program. | Commercial | Education | Existing | Water Heating | Natural Gas | Strategic Energy Management | NEQ | No strategic energy management. | 3 | 3 | 3 | 0.001382 | 0 | 0 | 0.05 | 0.225 | RetroEven20 | 0.03333333333333333 | TBD | A | WCM448 | 0.7 | 0.42 | sqft | 0.0321 | 6316.217401112054 | 6316.2174 | 4981.805274116553 | 4981.8053 | 2021 Power Plan - Com-EM-2021P_V4 - Commercial SEM, Northwest Power and Conservation Council (NWPCC), 2021 Power Plan Conservation Supply Workbooks. January 2022. | 2021 Power Plan - Com-EM-2021P_V4 - Commercial SEM, Northwest Power and Conservation Council (NWPCC), 2021 Power Plan Conservation Supply Workbooks. January 2022. | 2021 Power Plan - Com-EM-2021P_V4 - Commercial SEM, Northwest Power and Conservation Council (NWPCC), 2021 Power Plan Conservation Supply Workbooks. January 2022. | 0 | 0 | 0.082589 | No strategic energy management. | No strategic energy management. | No strategic energy management. | No strategic energy management. | No strategic energy management. | No strategic energy management. | No strategic energy management. | No strategic energy management. | No strategic energy management. | No strategic energy management. | No strategic energy management. | No strategic energy management. | No strategic energy management. | No strategic energy management. | No strategic energy management. | No strategic energy management. | No strategic energy management. | No strategic energy management. | No strategic energy management. | No strategic energy management. | No strategic energy management. | No strategic energy management. | No strategic energy management. | No strategic energy management. | No strategic energy management. | No strategic energy management. | No strategic energy management. | No strategic energy management. | 0 | 0 | 0 | 1147.3258 | 1130.9189 | 1112.2426 | 1091.0414 | 1067.1079 | 1040.6321 | 1012.1347 | 984.5084 | 957.6866 | 934.1565 | 914.0234 | 897.3013 | 881.9927 | 869.4298 | 862.0707 | 856.5336 | 852.534 | 849.5545 | 847.4243 | 563.9156 | 0 | 0 | 0 | 0 | 0 | 0 | 0 | 0 | 1147.3258 | 2261.8378 | 3336.7278 | 4364.1657 | 5335.5393 | 6243.7925 | 7084.943 | 7876.067 | 8619.1797 | 9341.5649 | 10054.2571 | 10767.616 | 11465.905 | 12172.0175 | 12931.0604 | 13704.5378 | 14493.0772 | 15291.9808 | 16101.0624 | 16635.5117 | 16622.9836 | 16612.9611 | 16604.9432 | 16598.5288 | 16593.3973 | 0 | 0 | 0 | 838896.0049116166 | 838896.0049116167 | 838896.0049116166 | 838896.0049116164 | 838896.0049116166 | 838896.0049116164 | 838896.0049116164 | 838896.0049116166 | 838896.0049116167 | 838896.0049116167 | 838896.0049116166 | 838896.0049116166 | 838896.0049116166 | 838896.0049116167 | 838896.0049116167 | 838896.0049116168 | 838896.0049116168 | 838896.0049116166 | 838896.0049116167 | 559264.0032744111 | 0 | 0 | 0 | 0 | 0 | 0 | 0 | 0 | 838896.0049116166 | 1677792.0098232334 | 2516688.01473485 | 3355584.0196464662 | 4194480.024558083 | 5033376.0294697 | 5872272.034381316 | 6711168.0392929325 | 7550064.044204549 | 8388960.049116166 | 9227856.054027783 | 10066752.0589394 | 10905648.063851016 | 11744544.068762632 | 12583440.073674249 | 13422336.078585865 | 14261232.083497481 | 15100128.088409098 | 15939024.093320714 | 16498288.096595125 | 16498288.096595125 | 16498288.096595125 | 16498288.096595125 | 16498288.096595125 | 16498288.096595125 | Implementation of strategic energy management program. | Implementation of strategic energy management program. | Implementation of strategic energy management program. | Implementation of strategic energy management program. | Implementation of strategic energy management program. | Implementation of strategic energy management program. | Implementation of strategic energy management program. | Implementation of strategic energy management program. | Implementation of strategic energy management program. | Implementation of strategic energy management program. | Implementation of strategic energy management program. | Implementation of strategic energy management program. | Implementation of strategic energy management program. | Implementation of strategic energy management program. | Implementation of strategic energy management program. | Implementation of strategic energy management program. | Implementation of strategic energy management program. | Implementation of strategic energy management program. | Implementation of strategic energy management program. | Implementation of strategic energy management program. | Implementation of strategic energy management program. | Implementation of strategic energy management program. | Implementation of strategic energy management program. | Implementation of strategic energy management program. | Implementation of strategic energy management program. | Implementation of strategic energy management program. | Implementation of strategic energy management program. | Implementation of strategic energy management program. | 0.0826 | 0.0826 | 0.0826 | 0.0826 | 0.0826 | 0.0826 | 0.0826 | 0.0826 | 0.0826 | 0.0826 | 0.0826 | 0.0826 | 0.0826 | 0.0826 | 0.0826 | 0.0826 | 0.0826 | 0.0826 | 0.0826 | 0.0826 | 0.0826 | 0.0826 | 0.0826 | 0.0826 | 0.0826 | 0.0826 | 0.0826 | 0.0826 | 0.0014 | 0.0014 | 0.0014 | 0.0014 | 0.0014 | 0.0014 | 0.0014 | 0.0014 | 0.0014 | 0.0014 | 0.0014 | 0.0014 | 0.0014 | 0.0014 | 0.0014 | 0.0014 | 0.0014 | 0.0014 | 0.0014 | 0.0014 | 0.0014 | 0.0014 | 0.0014 | 0.0014 | 0.0014 | 0.0014 | 0.0014 | 0.0014 | 0 | 0 | 0 | 0 | 0 | 0 | 0 | 0 | 0 | 0 | 0 | 0 | 0 | 0 | 0 | 0 | 0 | 0 | 0 | 0 | 0 | 0 | 0 | 0 | 0 | 0 | 0 | 0 | 0 | 0 | 0 | 0 | 0 | 0 | 0 | 0 | 0 | 0 | 0 | 0 | 0 | 0 | 0 | 0 | 0 | 0 | 0 | 0 | 0 | 0 | 0 | 0 | 0 | 0 | 0 | 0 | 0 | 0 | 0 | 0 | 0 | 0 | 0 | 0 | 0 | 0 | 0 | 0 | 0 | 0 | 0 | 0 | 0 | 0 | 0 | 0 | 0 | 0 | 0 | 0 | 0 | 0 | 0 | 0 | 0 | 0 | 0 | 0 | 0 | 0 | 0 | 0 | 0 | 0 | 0 | 0 | 0 | 0 | 0 | 0 | 0 | 0 | 0 | 0 | 0 | 0 | 0 | 0 | 0 | 0 | 0 | 0 | Implementation of strategic energy management program. | Implementation of strategic energy management program. | Implementation of strategic energy management program. | Implementation of strategic energy management program. | Implementation of strategic energy management program. | Implementation of strategic energy management program. | Implementation of strategic energy management program. | Implementation of strategic energy management program. | Implementation of strategic energy management program. | Implementation of strategic energy management program. | Implementation of strategic energy management program. | Implementation of strategic energy management program. | Implementation of strategic energy management program. | Implementation of strategic energy management program. | Implementation of strategic energy management program. | Implementation of strategic energy management program. | Implementation of strategic energy management program. | Implementation of strategic energy management program. | Implementation of strategic energy management program. | Implementation of strategic energy management program. | Implementation of strategic energy management program. | Implementation of strategic energy management program. | Implementation of strategic energy management program. | Implementation of strategic energy management program. | Implementation of strategic energy management program. | Implementation of strategic energy management program. | Implementation of strategic energy management program. | Implementation of strategic energy management program. | 0.0826 | 0.0826 | 0.0826 | 0.0826 | 0.0826 | 0.0826 | 0.0826 | 0.0826 | 0.0826 | 0.0826 | 0.0826 | 0.0826 | 0.0826 | 0.0826 | 0.0826 | 0.0826 | 0.0826 | 0.0826 | 0.0826 | 0.0826 | 0.0826 | 0.0826 | 0.0826 | 0.0826 | 0.0826 | 0.0826 | 0.0826 | 0.0826 | 0.0014 | 0.0014 | 0.0014 | 0.0014 | 0.0014 | 0.0014 | 0.0014 | 0.0014 | 0.0014 | 0.0014 | 0.0014 | 0.0014 | 0.0014 | 0.0014 | 0.0014 | 0.0014 | 0.0014 | 0.0014 | 0.0014 | 0.0014 | 0.0014 | 0.0014 | 0.0014 | 0.0014 | 0.0014 | 0.0014 | 0.0014 | 0.0014 | 0 | 0 | 0 | 0 | 0 | 0 | 0 | 0 | 0 | 0 | 0 | 0 | 0 | 0 | 0 | 0 | 0 | 0 | 0 | 0 | 0 | 0 | 0 | 0 | 0 | 0 | 0 | 0 | 0 | 0 | 0 | 0 | 0 | 0 | 0 | 0 | 0 | 0 | 0 | 0 | 0 | 0 | 0 | 0 | 0 | 0 | 0 | 0 | 0 | 0 | 0 | 0 | 0 | 0 | 0 | 0 | 0 | 0 | 0 | 0 | 0 | 0 | 0 | 0 | 0 | 0 | 0 | 0 | 0 | 0 | 0 | 0 | 0 | 0 | 0 | 0 | 0 | 0 | 0 | 0 | 0 | 0 | 0 | 0 | 0 | 0
Strategic Energy Management_Education_Existing_Implementation of strategic energy management program. | Strategic Energy Management_Education_Existing | Strategic Energy Management_Commercial_Existing_No strategic energy management._Implementation of strategic energy management program. | Commercial | Education | Existing | Space Heating | Natural Gas | Strategic Energy Management | NEQ | No strategic energy management. | 3 | 3 | 3 | 0.0052566 | 0 | 0 | 0.05 | 0.225 | RetroEven20 | 0.03333333333333333 | TBD | A | WCM447 | 0.7 | 0.42 | sqft | 0.0321 | 6316.217401112054 | 6316.2174 | 4981.805274116553 | 4981.8053 | 2021 Power Plan - Com-EM-2021P_V4 - Commercial SEM, Northwest Power and Conservation Council (NWPCC), 2021 Power Plan Conservation Supply Workbooks. January 2022. | 2021 Power Plan - Com-EM-2021P_V4 - Commercial SEM, Northwest Power and Conservation Council (NWPCC), 2021 Power Plan Conservation Supply Workbooks. January 2022. | 2021 Power Plan - Com-EM-2021P_V4 - Commercial SEM, Northwest Power and Conservation Council (NWPCC), 2021 Power Plan Conservation Supply Workbooks. January 2022. | 0 | 0 | 0.082589 | No strategic energy management. | No strategic energy management. | No strategic energy management. | No strategic energy management. | No strategic energy management. | No strategic energy management. | No strategic energy management. | No strategic energy management. | No strategic energy management. | No strategic energy management. | No strategic energy management. | No strategic energy management. | No strategic energy management. | No strategic energy management. | No strategic energy management. | No strategic energy management. | No strategic energy management. | No strategic energy management. | No strategic energy management. | No strategic energy management. | No strategic energy management. | No strategic energy management. | No strategic energy management. | No strategic energy management. | No strategic energy management. | No strategic energy management. | No strategic energy management. | No strategic energy management. | 0 | 0 | 0 | 4431.4979 | 4370.8005 | 4304.4478 | 4232.2158 | 4153.6415 | 4067.8894 | 3975.8886 | 3879.3598 | 3780.7905 | 3682.6157 | 3587.2557 | 3496.6735 | 3411.8098 | 3333.3296 | 3261.465 | 3195.7508 | 3137.2154 | 3085.5353 | 3041.4044 | 2001.4945 | 0 | 0 | 0 | 0 | 0 | 0 | 0 | 0 | 4431.4979 | 8741.6009 | 12913.3435 | 16928.8632 | 20768.2074 | 24407.3366 | 27831.2205 | 31034.8785 | 34027.1141 | 36826.157 | 39459.8129 | 41960.0822 | 44353.5278 | 46666.6144 | 48921.9743 | 51132.0129 | 53332.6619 | 55539.6361 | 57786.6834 | 59044.0886 | 58414.6566 | 57833.9448 | 57298.1625 | 56803.8164 | 56347.6875 | 0 | 0 | 0 | 861540.5456812705 | 861540.5456812708 | 861540.5456812708 | 861540.5456812707 | 861540.5456812705 | 861540.5456812704 | 861540.5456812705 | 861540.5456812707 | 861540.5456812707 | 861540.5456812707 | 861540.5456812707 | 861540.5456812705 | 861540.5456812707 | 861540.5456812707 | 861540.5456812707 | 861540.5456812704 | 861540.5456812707 | 861540.5456812705 | 861540.5456812705 | 574360.3637875138 | 0 | 0 | 0 | 0 | 0 | 0 | 0 | 0 | 861540.5456812705 | 1723081.0913625413 | 2584621.6370438123 | 3446162.182725083 | 4307702.728406354 | 5169243.274087625 | 6030783.819768895 | 6892324.365450166 | 7753864.911131437 | 8615405.456812708 | 9476946.002493978 | 10338486.548175247 | 11200027.093856517 | 12061567.639537787 | 12923108.185219057 | 13784648.730900327 | 14646189.276581597 | 15507729.822262866 | 16369270.367944136 | 16943630.73173165 | 16943630.73173165 | 16943630.73173165 | 16943630.73173165 | 16943630.73173165 | 16943630.73173165 | Implementation of strategic energy management program. | Implementation of strategic energy management program. | Implementation of strategic energy management program. | Implementation of strategic energy management program. | Implementation of strategic energy management program. | Implementation of strategic energy management program. | Implementation of strategic energy management program. | Implementation of strategic energy management program. | Implementation of strategic energy management program. | Implementation of strategic energy management program. | Implementation of strategic energy management program. | Implementation of strategic energy management program. | Implementation of strategic energy management program. | Implementation of strategic energy management program. | Implementation of strategic energy management program. | Implementation of strategic energy management program. | Implementation of strategic energy management program. | Implementation of strategic energy management program. | Implementation of strategic energy management program. | Implementation of strategic energy management program. | Implementation of strategic energy management program. | Implementation of strategic energy management program. | Implementation of strategic energy management program. | Implementation of strategic energy management program. | Implementation of strategic energy management program. | Implementation of strategic energy management program. | Implementation of strategic energy management program. | Implementation of strategic energy management program. | 0.0826 | 0.0826 | 0.0826 | 0.0826 | 0.0826 | 0.0826 | 0.0826 | 0.0826 | 0.0826 | 0.0826 | 0.0826 | 0.0826 | 0.0826 | 0.0826 | 0.0826 | 0.0826 | 0.0826 | 0.0826 | 0.0826 | 0.0826 | 0.0826 | 0.0826 | 0.0826 | 0.0826 | 0.0826 | 0.0826 | 0.0826 | 0.0826 | 0.0053 | 0.0053 | 0.0053 | 0.0053 | 0.0053 | 0.0053 | 0.0053 | 0.0053 | 0.0053 | 0.0053 | 0.0053 | 0.0053 | 0.0053 | 0.0053 | 0.0053 | 0.0053 | 0.0053 | 0.0053 | 0.0053 | 0.0053 | 0.0053 | 0.0053 | 0.0053 | 0.0053 | 0.0053 | 0.0053 | 0.0053 | 0.0053 | 0 | 0 | 0 | 0 | 0 | 0 | 0 | 0 | 0 | 0 | 0 | 0 | 0 | 0 | 0 | 0 | 0 | 0 | 0 | 0 | 0 | 0 | 0 | 0 | 0 | 0 | 0 | 0 | 0 | 0 | 0 | 0 | 0 | 0 | 0 | 0 | 0 | 0 | 0 | 0 | 0 | 0 | 0 | 0 | 0 | 0 | 0 | 0 | 0 | 0 | 0 | 0 | 0 | 0 | 0 | 0 | 0 | 0 | 0 | 0 | 0 | 0 | 0 | 0 | 0 | 0 | 0 | 0 | 0 | 0 | 0 | 0 | 0 | 0 | 0 | 0 | 0 | 0 | 0 | 0 | 0 | 0 | 0 | 0 | 0 | 0 | 0 | 0 | 0 | 0 | 0 | 0 | 0 | 0 | 0 | 0 | 0 | 0 | 0 | 0 | 0 | 0 | 0 | 0 | 0 | 0 | 0 | 0 | 0 | 0 | 0 | 0 | Implementation of strategic energy management program. | Implementation of strategic energy management program. | Implementation of strategic energy management program. | Implementation of strategic energy management program. | Implementation of strategic energy management program. | Implementation of strategic energy management program. | Implementation of strategic energy management program. | Implementation of strategic energy management program. | Implementation of strategic energy management program. | Implementation of strategic energy management program. | Implementation of strategic energy management program. | Implementation of strategic energy management program. | Implementation of strategic energy management program. | Implementation of strategic energy management program. | Implementation of strategic energy management program. | Implementation of strategic energy management program. | Implementation of strategic energy management program. | Implementation of strategic energy management program. | Implementation of strategic energy management program. | Implementation of strategic energy management program. | Implementation of strategic energy management program. | Implementation of strategic energy management program. | Implementation of strategic energy management program. | Implementation of strategic energy management program. | Implementation of strategic energy management program. | Implementation of strategic energy management program. | Implementation of strategic energy management program. | Implementation of strategic energy management program. | 0.0826 | 0.0826 | 0.0826 | 0.0826 | 0.0826 | 0.0826 | 0.0826 | 0.0826 | 0.0826 | 0.0826 | 0.0826 | 0.0826 | 0.0826 | 0.0826 | 0.0826 | 0.0826 | 0.0826 | 0.0826 | 0.0826 | 0.0826 | 0.0826 | 0.0826 | 0.0826 | 0.0826 | 0.0826 | 0.0826 | 0.0826 | 0.0826 | 0.0053 | 0.0053 | 0.0053 | 0.0053 | 0.0053 | 0.0053 | 0.0053 | 0.0053 | 0.0053 | 0.0053 | 0.0053 | 0.0053 | 0.0053 | 0.0053 | 0.0053 | 0.0053 | 0.0053 | 0.0053 | 0.0053 | 0.0053 | 0.0053 | 0.0053 | 0.0053 | 0.0053 | 0.0053 | 0.0053 | 0.0053 | 0.0053 | 0 | 0 | 0 | 0 | 0 | 0 | 0 | 0 | 0 | 0 | 0 | 0 | 0 | 0 | 0 | 0 | 0 | 0 | 0 | 0 | 0 | 0 | 0 | 0 | 0 | 0 | 0 | 0 | 0 | 0 | 0 | 0 | 0 | 0 | 0 | 0 | 0 | 0 | 0 | 0 | 0 | 0 | 0 | 0 | 0 | 0 | 0 | 0 | 0 | 0 | 0 | 0 | 0 | 0 | 0 | 0 | 0 | 0 | 0 | 0 | 0 | 0 | 0 | 0 | 0 | 0 | 0 | 0 | 0 | 0 | 0 | 0 | 0 | 0 | 0 | 0 | 0 | 0 | 0 | 0 | 0 | 0 | 0 | 0 | 0 | 0
Insulation - Ceiling_Retail_Existing_Existing (R-19)_Upgrade to R-49 | Insulation - Ceiling_Retail_Existing | Insulation - Ceiling_Commercial_Existing_Existing (R-19)_Upgrade to R-49 | Commercial | Retail | Existing | Space Heating | Natural Gas | Insulation - Ceiling | NEQ | Existing (R-19) | 45 | 45 | 45 | 0.15658 | 0 | 0 | 0.15 | 0.5 | Retro5Med | 8.35569166605469E-06 | TBD | A | WCM201 | 1.0414438048552679 | 0.6248662829131607 | sqft roof | 0.0321 | 796.7513778716008 | 796.7514 | 817.0733015707469 | 817.0733 | Regional Technical Forum. ComWeatherizationSchool - UES Workbook, Version 4.1. Northwest Power and Conservation Council. July 18, 2023. | Regional Technical Forum. ComWeatherizationSchool - UES Workbook, Version 4.1. Northwest Power and Conservation Council. July 18, 2023. | AEG BEST | 0 | 0 | 1.9204 | Existing (R-19) | Existing (R-19) | Existing (R-19) | Existing (R-19) | Existing (R-19) | Existing (R-19) | Existing (R-19) | Existing (R-19) | Existing (R-19) | Existing (R-19) | Existing (R-19) | Existing (R-19) | Existing (R-19) | Existing (R-19) | Existing (R-19) | Existing (R-19) | Existing (R-19) | Existing (R-19) | Existing (R-19) | Existing (R-19) | Existing (R-19) | Existing (R-19) | Existing (R-19) | Existing (R-19) | Existing (R-19) | Existing (R-19) | Existing (R-19) | Existing (R-19) | 0 | 0 | 0 | 32954.7033 | 39777.0928 | 47790.1275 | 54403.1133 | 60783.0384 | 69526.8244 | 74544.2604 | 74357.6666 | 68383.9054 | 57337.6845 | 43273.0842 | 27927.1788 | 15809.6401 | 7419.3745 | 3058.4022 | 1082.6847 | 329.387 | 69.9935 | 6.2904 | 4.0999 | 0 | 0 | 0 | 0 | 0 | 0 | 0 | 0 | 32954.7033 | 72173.0695 | 118650.3898 | 170757.1508 | 228043.7899 | 292641.9805 | 360557.1913 | 426418.1682 | 484522.3038 | 529956.8683 | 560124.6117 | 574129.0526 | 575559.0316 | 568409.9884 | 556879.7287 | 543210.2845 | 529412.5174 | 516224.0512 | 504002.7233 | 492751.9742 | 482442.5051 | 472939.9951 | 464180.3818 | 456104.8149 | 448659.2144 | 0 | 0 | 0 | 71797.46344949928 | 88155.83472340222 | 107876.9435644726 | 125228.13392354526 | 142838.5447462949 | 166995.42841273075 | 183196.5783256016 | 187148.2452067798 | 176364.76127778532 | 151600.45093140606 | 117314.82954150563 | 77641.44303259806 | 45082.12821247631 | 21706.20988008118 | 9183.396487726652 | 3339.416904627875 | 1043.0836000355855 | 227.34486288495296 | 20.92735349961098 | 13.951568999740648 | 0 | 0 | 0 | 0 | 0 | 0 | 0 | 0 | 71797.46344949928 | 159953.2981729015 | 267830.2417373741 | 393058.37566091935 | 535896.9204072142 | 702892.348819945 | 886088.9271455465 | 1073237.1723523263 | 1249601.9336301116 | 1401202.3845615177 | 1518517.2141030235 | 1596158.6571356216 | 1641240.785348098 | 1662946.9952281793 | 1672130.3917159059 | 1675469.808620534 | 1676512.8922205693 | 1676740.2370834542 | 1676761.1644369536 | 1676775.1160059534 | 1676775.1160059534 | 1676775.1160059534 | 1676775.1160059534 | 1676775.1160059534 | 1676775.1160059534 | Upgrade to R-49 | Upgrade to R-49 | Upgrade to R-49 | Upgrade to R-49 | Upgrade to R-49 | Upgrade to R-49 | Upgrade to R-49 | Upgrade to R-49 | Upgrade to R-49 | Upgrade to R-49 | Upgrade to R-49 | Upgrade to R-49 | Upgrade to R-49 | Upgrade to R-49 | Upgrade to R-49 | Upgrade to R-49 | Upgrade to R-49 | Upgrade to R-49 | Upgrade to R-49 | Upgrade to R-49 | Upgrade to R-49 | Upgrade to R-49 | Upgrade to R-49 | Upgrade to R-49 | Upgrade to R-49 | Upgrade to R-49 | Upgrade to R-49 | Upgrade to R-49 | 1.9204 | 1.9204 | 1.9204 | 1.9204 | 1.9204 | 1.9204 | 1.9204 | 1.9204 | 1.9204 | 1.9204 | 1.9204 | 1.9204 | 1.9204 | 1.9204 | 1.9204 | 1.9204 | 1.9204 | 1.9204 | 1.9204 | 1.9204 | 1.9204 | 1.9204 | 1.9204 | 1.9204 | 1.9204 | 1.9204 | 1.9204 | 1.9204 | 0.1566 | 0.1566 | 0.1566 | 0.1566 | 0.1566 | 0.1566 | 0.1566 | 0.1566 | 0.1566 | 0.1566 | 0.1566 | 0.1566 | 0.1566 | 0.1566 | 0.1566 | 0.1566 | 0.1566 | 0.1566 | 0.1566 | 0.1566 | 0.1566 | 0.1566 | 0.1566 | 0.1566 | 0.1566 | 0.1566 | 0.1566 | 0.1566 | 0 | 0 | 0 | 28319.1099 | 34584.8829 | 42074.4328 | 48534.9377 | 54989.4092 | 63831.7514 | 69504.9326 | 70465.7823 | 65910.8339 | 56247.9185 | 43228.7056 | 28425.6677 | 16405.8425 | 7854.5924 | 3305.5303 | 1195.7291 | 371.6572 | 80.6348 | 7.3914 | 4.9089 | 0 | 0 | 0 | 0 | 0 | 0 | 0 | 0 | 28319.1099 | 62752.1265 | 104459.8145 | 152338.4816 | 206307.444 | 268671.1253 | 336182.8685 | 404099.4176 | 466999.7845 | 519884.4533 | 559550.1764 | 584377.0255 | 597264.1231 | 601752.7177 | 601877.2852 | 599927.4822 | 597351.9565 | 594707.4054 | 592221.4113 | 589980.104 | 588004.7062 | 586224.627 | 584624.3895 | 583185.1298 | 581889.6232 | 0 | 0 | 0 | 61027.84393207439 | 74932.45951489189 | 91695.4020298017 | 106443.91383501347 | 121412.76303435066 | 141946.11415082114 | 155717.09157676136 | 159076.00842576282 | 149910.0470861175 | 128860.38329169512 | 99717.60511027978 | 65995.22657770832 | 38319.80898060487 | 18450.278398069 | 7805.8870145676565 | 2838.5043689336935 | 886.6210600302475 | 193.24313345220995 | 17.788250474669326 | 11.85883364977955 | 0 | 0 | 0 | 0 | 0 | 0 | 0 | 0 | 61027.84393207439 | 135960.30344696628 | 227655.705476768 | 334099.6193117815 | 455512.38234613213 | 597458.4964969533 | 753175.5880737146 | 912251.5964994775 | 1062161.6435855948 | 1191022.02687729 | 1290739.6319875699 | 1356734.8585652781 | 1395054.667545883 | 1413504.9459439518 | 1421310.8329585195 | 1424149.3373274528 | 1425035.9583874831 | 1425229.2015209352 | 1425246.98977141 | 1425258.8486050596 | 1425258.8486050596 | 1425258.8486050596 | 1425258.8486050596 | 1425258.8486050596 | 1425258.8486050596 | Upgrade to R-49 | Upgrade to R-49 | Upgrade to R-49 | Upgrade to R-49 | Upgrade to R-49 | Upgrade to R-49 | Upgrade to R-49 | Upgrade to R-49 | Upgrade to R-49 | Upgrade to R-49 | Upgrade to R-49 | Upgrade to R-49 | Upgrade to R-49 | Upgrade to R-49 | Upgrade to R-49 | Upgrade to R-49 | Upgrade to R-49 | Upgrade to R-49 | Upgrade to R-49 | Upgrade to R-49 | Upgrade to R-49 | Upgrade to R-49 | Upgrade to R-49 | Upgrade to R-49 | Upgrade to R-49 | Upgrade to R-49 | Upgrade to R-49 | Upgrade to R-49 | 1.9204 | 1.9204 | 1.9204 | 1.9204 | 1.9204 | 1.9204 | 1.9204 | 1.9204 | 1.9204 | 1.9204 | 1.9204 | 1.9204 | 1.9204 | 1.9204 | 1.9204 | 1.9204 | 1.9204 | 1.9204 | 1.9204 | 1.9204 | 1.9204 | 1.9204 | 1.9204 | 1.9204 | 1.9204 | 1.9204 | 1.9204 | 1.9204 | 0.1566 | 0.1566 | 0.1566 | 0.1566 | 0.1566 | 0.1566 | 0.1566 | 0.1566 | 0.1566 | 0.1566 | 0.1566 | 0.1566 | 0.1566 | 0.1566 | 0.1566 | 0.1566 | 0.1566 | 0.1566 | 0.1566 | 0.1566 | 0.1566 | 0.1566 | 0.1566 | 0.1566 | 0.1566 | 0.1566 | 0.1566 | 0.1566 | 0 | 0 | 0 | 28318.9684 | 34584.2582 | 42072.4207 | 48529.6951 | 54977.4389 | 63806.2282 | 69457.7616 | 70416.2461 | 65862.5837 | 56204.8584 | 43194.0143 | 28401.7499 | 16391.4011 | 7847.3911 | 3302.393 | 1194.5617 | 371.2864 | 80.5532 | 7.3839 | 4.9039 | 0 | 0 | 0 | 0 | 0 | 0 | 0 | 0 | 28318.9684 | 62750.9929 | 104454.8188 | 152322.0263 | 206262.5339 | 268563.697 | 335954.7104 | 403815.3431 | 466657.9159 | 519486.4605 | 559101.1338 | 583885.3226 | 596738.378 | 601201.0147 | 601306.0351 | 599341.7987 | 596756.1124 | 594105.101 | 591616.4803 | 589374.3284 | 587401.8475 | 585627.1402 | 584036.8041 | 582614.9387 | 581348.1335 | 0 | 0 | 0 | 61027.8439 | 74932.4595 | 91695.4020298017 | 106443.91383501347 | 121412.76303435066 | 141946.11415082114 | 155717.09157676136 | 159076.00842576282 | 149910.0470861175 | 128860.38329169512 | 99717.60511027978 | 65995.22657770832 | 38319.80898060487 | 18450.278398069 | 7805.8870145676565 | 2838.5043689336935 | 886.6210600302475 | 193.24313345220995 | 17.788250474669326 | 11.85883364977955 | 0 | 0 | 0 | 0 | 0 | 0 | 0
Water Heater - Pipe Insulation_Healthcare_Existing_Insulated DHW pipe | Water Heater - Pipe Insulation_Healthcare_Existing | Water Heater - Pipe Insulation_Commercial_Existing_Bare DHW pipe_Insulated DHW pipe | Commercial | Healthcare | Existing | Water Heating | Natural Gas | Water Heater - Pipe Insulation | NEQ | Bare DHW pipe | 15 | 15 | 15 | 0.694 | 0 | 0 | 0.02 | 0.1 | Retro3Slow | 0.004128203794943829 | TBD | A | WCM534 | 0.7 | 0.42 | PipeFeet | 0.0321 | 886.6762850227464 | 886.6763 | 699.3503093137158 | 699.3503 | IL TRM v13 - 4.4.24 - Small Pipe Insulation - CI-HVC-SPIN-V04-240101 | IL TRM v13 - 4.4.24 - Small Pipe Insulation - CI-HVC-SPIN-V04-240101 | IL TRM v13 - 4.4.24 - Small Pipe Insulation - CI-HVC-SPIN-V04-240101 | 0 | 0 | 5.4747 | Bare DHW pipe | Bare DHW pipe | Bare DHW pipe | Bare DHW pipe | Bare DHW pipe | Bare DHW pipe | Bare DHW pipe | Bare DHW pipe | Bare DHW pipe | Bare DHW pipe | Bare DHW pipe | Bare DHW pipe | Bare DHW pipe | Bare DHW pipe | Bare DHW pipe | Bare DHW pipe | Bare DHW pipe | Bare DHW pipe | Bare DHW pipe | Bare DHW pipe | Bare DHW pipe | Bare DHW pipe | Bare DHW pipe | Bare DHW pipe | Bare DHW pipe | Bare DHW pipe | Bare DHW pipe | Bare DHW pipe | 0 | 0 | 0 | 2.9109 | 4.5253 | 8.9398 | 15.4359 | 23.6669 | 32.627 | 40.854 | 46.9608 | 49.8648 | 49.2937 | 45.5776 | 39.5771 | 32.3248 | 24.9578 | 18.33 | 12.7965 | 8.5121 | 5.4068 | 2.7555 | 1.8348 | 0 | 0 | 0 | 0 | 0 | 0 | 0 | 0 | 2.9109 | 7.4041 | 16.2532 | 31.4723 | 54.6876 | 86.4785 | 125.9345 | 171.0398 | 218.5088 | 265.2999 | 308.3989 | 345.6304 | 375.1123 | 397.3292 | 414.3631 | 426.0476 | 433.616 | 438.2225 | 440.299 | 441.6096 | 441.2777 | 441.0121 | 440.7997 | 440.6298 | 440.4938 | 0 | 0 | 0 | 0.004226477150960256 | 0.0066436297847654365 | 0.013287259569530875 | 0.02325270424667904 | 0.03617087327261183 | 0.05063922258165653 | 0.06444991964938107 | 0.07519157292427792 | 0.08097554007229925 | 0.08097554007229926 | 0.07557717073414602 | 0.06613002439237772 | 0.05446002008784043 | 0.0423577934016537 | 0.03121100566437651 | 0.021847703965063477 | 0.014565135976708977 | 0.009268722894269369 | 0.0047309116784753505 | 0.0031539411189835673 | 0 | 0 | 0 | 0 | 0 | 0 | 0 | 0 | 0.004226477150960256 | 0.010870106935725692 | 0.02415736650525657 | 0.04741007075193561 | 0.08358094402454744 | 0.13422016660620398 | 0.19867008625558505 | 0.27386165917986294 | 0.3548371992521622 | 0.4358127393244615 | 0.5113899100586076 | 0.5775199344509853 | 0.6319799545388257 | 0.6743377479404794 | 0.705548753604856 | 0.7273964575699194 | 0.7419615935466285 | 0.7512303164408978 | 0.7559612281193732 | 0.7591151692383566 | 0.7591151692383566 | 0.7591151692383566 | 0.7591151692383566 | 0.7591151692383566 | 0.7591151692383566 | Insulated DHW pipe | Insulated DHW pipe | Insulated DHW pipe | Insulated DHW pipe | Insulated DHW pipe | Insulated DHW pipe | Insulated DHW pipe | Insulated DHW pipe | Insulated DHW pipe | Insulated DHW pipe | Insulated DHW pipe | Insulated DHW pipe | Insulated DHW pipe | Insulated DHW pipe | Insulated DHW pipe | Insulated DHW pipe | Insulated DHW pipe | Insulated DHW pipe | Insulated DHW pipe | Insulated DHW pipe | Insulated DHW pipe | Insulated DHW pipe | Insulated DHW pipe | Insulated DHW pipe | Insulated DHW pipe | Insulated DHW pipe | Insulated DHW pipe | Insulated DHW pipe | 5.4747 | 5.4747 | 5.4747 | 5.4747 | 5.4747 | 5.4747 | 5.4747 | 5.4747 | 5.4747 | 5.4747 | 5.4747 | 5.4747 | 5.4747 | 5.4747 | 5.4747 | 5.4747 | 5.4747 | 5.4747 | 5.4747 | 5.4747 | 5.4747 | 5.4747 | 5.4747 | 5.4747 | 5.4747 | 5.4747 | 5.4747 | 5.4747 | 0.694 | 0.694 | 0.694 | 0.694 | 0.694 | 0.694 | 0.694 | 0.694 | 0.694 | 0.694 | 0.694 | 0.694 | 0.694 | 0.694 | 0.694 | 0.694 | 0.694 | 0.694 | 0.694 | 0.694 | 0.694 | 0.694 | 0.694 | 0.694 | 0.694 | 0.694 | 0.694 | 0.694 | 0 | 0 | 0 | 2.5002 | 3.9328 | 7.8689 | 13.7698 | 21.4026 | 29.9083 | 37.9439 | 44.0869 | 47.2383 | 46.9519 | 43.5106 | 37.7629 | 30.7777 | 23.6663 | 17.2281 | 11.91 | 7.8436 | 4.934 | 2.4918 | 1.6456 | 3.3803e-17 | 3.3582e-17 | 3.34e-17 | 3.3251e-17 | 3.3129e-17 | 0 | 0 | 0 | 2.5002 | 6.4347 | 14.3063 | 28.0754 | 49.4556 | 79.2725 | 116.964 | 160.5726 | 206.9998 | 252.6967 | 294.413 | 329.7867 | 357.1594 | 376.7689 | 389.4535 | 396.5308 | 399.5579 | 399.9034 | 398.1731 | 396.0858 | 392.9168 | 390.3446 | 388.2374 | 386.5064 | 385.0875 | 0 | 0 | 0 | 0.003592505578316217 | 0.0056470853170506215 | 0.011294170634101245 | 0.019764798609677184 | 0.030745242281720053 | 0.04304333919440806 | 0.05478243170197391 | 0.06391283698563624 | 0.06882920906145437 | 0.06882920906145439 | 0.06424059512402414 | 0.056210520733521056 | 0.046291017074664376 | 0.036004124391405656 | 0.02652935481472003 | 0.01857054837030395 | 0.012380365580202632 | 0.007878414460128963 | 0.004021274926704049 | 0.0026808499511360336 | 5.551115123125783E-20 | 5.551115123125783E-20 | 5.551115123125783E-20 | 5.551115123125783E-20 | 5.551115123125783E-20 | 0 | 0 | 0 | 0.003592505578316217 | 0.009239590895366839 | 0.02053376152946808 | 0.04029856013914527 | 0.07104380242086532 | 0.11408714161527336 | 0.16886957331724728 | 0.23278241030288352 | 0.30161161936433784 | 0.37044082842579223 | 0.43468142354981637 | 0.49089194428333743 | 0.5371829613580018 | 0.5731870857494075 | 0.5997164405641274 | 0.6182869889344315 | 0.630667354514634 | 0.638545768974763 | 0.6425670439014669 | 0.645247893852603 | 0.645247893852603 | 0.645247893852603 | 0.645247893852603 | 0.645247893852603 | 0.645247893852603 | Insulated DHW pipe | Insulated DHW pipe | Insulated DHW pipe | Insulated DHW pipe | Insulated DHW pipe | Insulated DHW pipe | Insulated DHW pipe | Insulated DHW pipe | Insulated DHW pipe | Insulated DHW pipe | Insulated DHW pipe | Insulated DHW pipe | Insulated DHW pipe | Insulated DHW pipe | Insulated DHW pipe | Insulated DHW pipe | Insulated DHW pipe | Insulated DHW pipe | Insulated DHW pipe | Insulated DHW pipe | Insulated DHW pipe | Insulated DHW pipe | Insulated DHW pipe | Insulated DHW pipe | Insulated DHW pipe | Insulated DHW pipe | Insulated DHW pipe | Insulated DHW pipe | 5.4747 | 5.4747 | 5.4747 | 5.4747 | 5.4747 | 5.4747 | 5.4747 | 5.4747 | 5.4747 | 5.4747 | 5.4747 | 5.4747 | 5.4747 | 5.4747 | 5.4747 | 5.4747 | 5.4747 | 5.4747 | 5.4747 | 5.4747 | 5.4747 | 5.4747 | 5.4747 | 5.4747 | 5.4747 | 5.4747 | 5.4747 | 5.4747 | 0.694 | 0.694 | 0.694 | 0.694 | 0.694 | 0.694 | 0.694 | 0.694 | 0.694 | 0.694 | 0.694 | 0.694 | 0.694 | 0.694 | 0.694 | 0.694 | 0.694 | 0.694 | 0.694 | 0.694 | 0.694 | 0.694 | 0.694 | 0.694 | 0.694 | 0.694 | 0.694 | 0.694 | 0 | 0 | 0 | 2.5003 | 3.9329 | 7.8692 | 13.7707 | 21.4045 | 29.9117 | 37.9493 | 44.0945 | 47.2478 | 46.9625 | 43.5212 | 37.7725 | 30.7858 | 23.6726 | 17.2327 | 11.9132 | 7.8457 | 4.9354 | 2.4925 | 1.6461 | 3.3812e-17 | 3.3591e-17 | 3.3409e-17 | 3.326e-17 | 3.3138e-17 | 0 | 0 | 0 | 2.5003 | 6.4349 | 14.3069 | 28.0772 | 49.4598 | 79.2814 | 116.9807 | 160.6002 | 207.0413 | 252.7535 | 294.4847 | 329.8711 | 357.2534 | 376.8694 | 389.5579 | 396.6373 | 399.6653 | 400.0109 | 398.2801 | 396.1923 | 393.0224 | 390.4495 | 388.3417 | 386.6103 | 385.1911 | 0 | 0 | 0 | 0.0035925 | 0.0056471 | 0.011294170634101245 | 0.019764798609677184 | 0.030745242281720053 | 0.04304333919440806 | 0.05478243170197391 | 0.06391283698563624 | 0.06882920906145437 | 0.06882920906145439 | 0.06424059512402414 | 0.056210520733521056 | 0.046291017074664376 | 0.036004124391405656 | 0.02652935481472003 | 0.01857054837030395 | 0.012380365580202632 | 0.007878414460128963 | 0.004021274926704049 | 0.0026808499511360336 | 5.551115123125783E-20 | 5.551115123125783E-20 | 5.551115123125783E-20 | 5.551115123125783E-20 | 5.551115123125783E-20 | 0 | 0
Gas Boiler - Maintenance_Lodging_Existing_Boiler with a tune-up performed adhering to program requirements | Gas Boiler - Maintenance_Lodging_Existing | Gas Boiler - Maintenance_Commercial_Existing_The baseline condition of this measure is a boiler that has not had a tune-up within the past 36 months_Boiler with a tune-up performed adhering to program requirements | Commercial | Lodging | Existing | Space Heating | Natural Gas | Gas Boiler - Maintenance | NEQ | The baseline condition of this measure is a boiler that has not had a tune-up within the past 36 months | 3 | 3 | 3 | 0.093316 | 0 | 0 | 0.2 | 0.3 | Retro5Med | 8.35569166605469E-06 | TBD | A | WCM616 | 0.7 | 0.42 | kBtuh heat | 0.0321 | 6775.372304392609 | 6775.3723 | 5343.955620366002 | 5343.9556 | IL TRM v13 - 4.4.2 - Space Heating Boiler Tune-up - CI-HVC-BLRT-V07-250101 | IL TRM v13 - 4.4.2 - Space Heating Boiler Tune-up - CI-HVC-BLRT-V07-250101 | IL TRM v13 - 4.4.2 - Space Heating Boiler Tune-up - CI-HVC-BLRT-V07-250101 | 0 | 0 | 1.2191 | The baseline condition of this measure is a boiler that has not had a tune-up within the past 36 months | The baseline condition of this measure is a boiler that has not had a tune-up within the past 36 months | The baseline condition of this measure is a boiler that has not had a tune-up within the past 36 months | The baseline condition of this measure is a boiler that has not had a tune-up within the past 36 months | The baseline condition of this measure is a boiler that has not had a tune-up within the past 36 months | The baseline condition of this measure is a boiler that has not had a tune-up within the past 36 months | The baseline condition of this measure is a boiler that has not had a tune-up within the past 36 months | The baseline condition of this measure is a boiler that has not had a tune-up within the past 36 months | The baseline condition of this measure is a boiler that has not had a tune-up within the past 36 months | The baseline condition of this measure is a boiler that has not had a tune-up within the past 36 months | The baseline condition of this measure is a boiler that has not had a tune-up within the past 36 months | The baseline condition of this measure is a boiler that has not had a tune-up within the past 36 months | The baseline condition of this measure is a boiler that has not had a tune-up within the past 36 months | The baseline condition of this measure is a boiler that has not had a tune-up within the past 36 months | The baseline condition of this measure is a boiler that has not had a tune-up within the past 36 months | The baseline condition of this measure is a boiler that has not had a tune-up within the past 36 months | The baseline condition of this measure is a boiler that has not had a tune-up within the past 36 months | The baseline condition of this measure is a boiler that has not had a tune-up within the past 36 months | The baseline condition of this measure is a boiler that has not had a tune-up within the past 36 months | The baseline condition of this measure is a boiler that has not had a tune-up within the past 36 months | The baseline condition of this measure is a boiler that has not had a tune-up within the past 36 months | The baseline condition of this measure is a boiler that has not had a tune-up within the past 36 months | The baseline condition of this measure is a boiler that has not had a tune-up within the past 36 months | The baseline condition of this measure is a boiler that has not had a tune-up within the past 36 months | The baseline condition of this measure is a boiler that has not had a tune-up within the past 36 months | The baseline condition of this measure is a boiler that has not had a tune-up within the past 36 months | The baseline condition of this measure is a boiler that has not had a tune-up within the past 36 months | The baseline condition of this measure is a boiler that has not had a tune-up within the past 36 months | 0 | 0 | 0 | 68.2088 | 82.2154 | 98.5733 | 111.8697 | 124.4532 | 141.5229 | 150.6377 | 149.0311 | 135.8726 | 112.9729 | 84.617 | 54.2716 | 30.5811 | 14.3084 | 5.8882 | 2.0846 | 0.63498 | 0.13517 | 0.01218 | 0.0079603 | 1.8598e-19 | 1.8288e-19 | 1.8002e-19 | 1.7738e-19 | 1.7494e-19 | 0 | 0 | 0 | 68.2088 | 149.1748 | 244.7317 | 351.1297 | 466.9194 | 595.6772 | 728.6075 | 854.6471 | 962.7014 | 1044.1784 | 1095.2784 | 1115.7187 | 1113.3215 | 1096.1895 | 1072.1434 | 1045.9105 | 1020.5802 | 996.9463 | 975.8781 | 956.7173 | 939.746 | 924.0859 | 909.6315 | 896.2879 | 883.9681 | 0 | 0 | 0 | 44.22067445595572 | 54.29593583676656 | 66.44233617004363 | 77.12908335341113 | 87.9754866469788 | 102.85391879709539 | 112.83234619116506 | 115.2662117668462 | 108.62457138827625 | 93.37201992838023 | 72.25521121174143 | 47.8200316791149 | 27.76647000722801 | 13.369041114591258 | 5.656132779250148 | 2.056775556090963 | 0.6424441490187714 | 0.14002365387101287 | 0.012889336779730682 | 0.008592891186487124 | 2.0438196589690385E-19 | 2.0438196589690385E-19 | 2.0438196589690385E-19 | 2.0438196589690385E-19 | 2.0438196589690385E-19 | 0 | 0 | 0 | 44.22067445595572 | 98.51661029272228 | 164.9589464627659 | 242.08802981617703 | 330.06351646315585 | 432.9174352602512 | 545.7497814514162 | 661.0159932182625 | 769.6405646065386 | 863.0125845349189 | 935.2677957466603 | 983.0878274257751 | 1010.8542974330031 | 1024.2233385475943 | 1029.8794713268446 | 1031.9362468829356 | 1032.5786910319543 | 1032.7187146858255 | 1032.731604022605 | 1032.7401969137916 | 1032.7401969137916 | 1032.7401969137916 | 1032.7401969137916 | 1032.7401969137916 | 1032.7401969137916 | Boiler with a tune-up performed adhering to program requirements | Boiler with a tune-up performed adhering to program requirements | Boiler with a tune-up performed adhering to program requirements | Boiler with a tune-up performed adhering to program requirements | Boiler with a tune-up performed adhering to program requirements | Boiler with a tune-up performed adhering to program requirements | Boiler with a tune-up performed adhering to program requirements | Boiler with a tune-up performed adhering to program requirements | Boiler with a tune-up performed adhering to program requirements | Boiler with a tune-up performed adhering to program requirements | Boiler with a tune-up performed adhering to program requirements | Boiler with a tune-up performed adhering to program requirements | Boiler with a tune-up performed adhering to program requirements | Boiler with a tune-up performed adhering to program requirements | Boiler with a tune-up performed adhering to program requirements | Boiler with a tune-up performed adhering to program requirements | Boiler with a tune-up performed adhering to program requirements | Boiler with a tune-up performed adhering to program requirements | Boiler with a tune-up performed adhering to program requirements | Boiler with a tune-up performed adhering to program requirements | Boiler with a tune-up performed adhering to program requirements | Boiler with a tune-up performed adhering to program requirements | Boiler with a tune-up performed adhering to program requirements | Boiler with a tune-up performed adhering to program requirements | Boiler with a tune-up performed adhering to program requirements | Boiler with a tune-up performed adhering to program requirements | Boiler with a tune-up performed adhering to program requirements | Boiler with a tune-up performed adhering to program requirements | 1.2191 | 1.2191 | 1.2191 | 1.2191 | 1.2191 | 1.2191 | 1.2191 | 1.2191 | 1.2191 | 1.2191 | 1.2191 | 1.2191 | 1.2191 | 1.2191 | 1.2191 | 1.2191 | 1.2191 | 1.2191 | 1.2191 | 1.2191 | 1.2191 | 1.2191 | 1.2191 | 1.2191 | 1.2191 | 1.2191 | 1.2191 | 1.2191 | 0.0933 | 0.0933 | 0.0933 | 0.0933 | 0.0933 | 0.0933 | 0.0933 | 0.0933 | 0.0933 | 0.0933 | 0.0933 | 0.0933 | 0.0933 | 0.0933 | 0.0933 | 0.0933 | 0.0933 | 0.0933 | 0.0933 | 0.0933 | 0.0933 | 0.0933 | 0.0933 | 0.0933 | 0.0933 | 0.0933 | 0.0933 | 0.0933 | 0 | 0 | 0 | 0 | 0 | 0 | 0 | 0 | 0 | 0 | 0 | 0 | 0 | 0 | 0 | 0 | 0 | 0 | 0 | 0 | 0 | 0 | 0 | 0 | 0 | 0 | 0 | 0 | 0 | 0 | 0 | 0 | 0 | 0 | 0 | 0 | 0 | 0 | 0 | 0 | 0 | 0 | 0 | 0 | 0 | 0 | 0 | 0 | 0 | 0 | 0 | 0 | 0 | 0 | 0 | 0 | 0 | 0 | 0 | 0 | 0 | 0 | 0 | 0 | 0 | 0 | 0 | 0 | 0 | 0 | 0 | 0 | 0 | 0 | 0 | 0 | 0 | 0 | 0 | 0 | 0 | 0 | 0 | 0 | 0 | 0 | 0 | 0 | 0 | 0 | 0 | 0 | 0 | 0 | 0 | 0 | 0 | 0 | 0 | 0 | 0 | 0 | 0 | 0 | 0 | 0 | 0 | 0 | 0 | 0 | 0 | 0 | Boiler with a tune-up performed adhering to program requirements | Boiler with a tune-up performed adhering to program requirements | Boiler with a tune-up performed adhering to program requirements | Boiler with a tune-up performed adhering to program requirements | Boiler with a tune-up performed adhering to program requirements | Boiler with a tune-up performed adhering to program requirements | Boiler with a tune-up performed adhering to program requirements | Boiler with a tune-up performed adhering to program requirements | Boiler with a tune-up performed adhering to program requirements | Boiler with a tune-up performed adhering to program requirements | Boiler with a tune-up performed adhering to program requirements | Boiler with a tune-up performed adhering to program requirements | Boiler with a tune-up performed adhering to program requirements | Boiler with a tune-up performed adhering to program requirements | Boiler with a tune-up performed adhering to program requirements | Boiler with a tune-up performed adhering to program requirements | Boiler with a tune-up performed adhering to program requirements | Boiler with a tune-up performed adhering to program requirements | Boiler with a tune-up performed adhering to program requirements | Boiler with a tune-up performed adhering to program requirements | Boiler with a tune-up performed adhering to program requirements | Boiler with a tune-up performed adhering to program requirements | Boiler with a tune-up performed adhering to program requirements | Boiler with a tune-up performed adhering to program requirements | Boiler with a tune-up performed adhering to program requirements | Boiler with a tune-up performed adhering to program requirements | Boiler with a tune-up performed adhering to program requirements | Boiler with a tune-up performed adhering to program requirements | 1.2191 | 1.2191 | 1.2191 | 1.2191 | 1.2191 | 1.2191 | 1.2191 | 1.2191 | 1.2191 | 1.2191 | 1.2191 | 1.2191 | 1.2191 | 1.2191 | 1.2191 | 1.2191 | 1.2191 | 1.2191 | 1.2191 | 1.2191 | 1.2191 | 1.2191 | 1.2191 | 1.2191 | 1.2191 | 1.2191 | 1.2191 | 1.2191 | 0.0933 | 0.0933 | 0.0933 | 0.0933 | 0.0933 | 0.0933 | 0.0933 | 0.0933 | 0.0933 | 0.0933 | 0.0933 | 0.0933 | 0.0933 | 0.0933 | 0.0933 | 0.0933 | 0.0933 | 0.0933 | 0.0933 | 0.0933 | 0.0933 | 0.0933 | 0.0933 | 0.0933 | 0.0933 | 0.0933 | 0.0933 | 0.0933 | 0 | 0 | 0 | 0 | 0 | 0 | 0 | 0 | 0 | 0 | 0 | 0 | 0 | 0 | 0 | 0 | 0 | 0 | 0 | 0 | 0 | 0 | 0 | 0 | 0 | 0 | 0 | 0 | 0 | 0 | 0 | 0 | 0 | 0 | 0 | 0 | 0 | 0 | 0 | 0 | 0 | 0 | 0 | 0 | 0 | 0 | 0 | 0 | 0 | 0 | 0 | 0 | 0 | 0 | 0 | 0 | 0 | 0 | 0 | 0 | 0 | 0 | 0 | 0 | 0 | 0 | 0 | 0 | 0 | 0 | 0 | 0 | 0 | 0 | 0 | 0 | 0 | 0 | 0 | 0 | 0 | 0 | 0 | 0 | 0 | 0
Refrigeration - Heat Recovery_Warehouse_Existing_0 | Refrigeration - Heat Recovery_Warehouse_Existing | Refrigeration - Heat Recovery_Commercial_Existing_0_0 | Commercial | Warehouse | Existing | Water Heating | Natural Gas | Refrigeration - Heat Recovery | NEQ | 0 | 15 | 15 | 15 | 4.3958 | 0 | 0 | 0 | 0 | Retro5Med | 8.35569166605469E-06 | TBD | A | WCM741 | 0.7 | 0.42 | Fridge Ton | 0.0321 | 6514.295691085871 | 6514.2957 | 5138.03603803956 | 5138.036 | 2025 MEMD Non-Wx - 7.10.01.FESG16.v01 - Refrigeration Waste Heat Recovery - DWH - N-CO-KR-000528-G-XX-XX-XX-XX-02 | 2025 MEMD Non-Wx - 7.10.01.FESG16.v01 - Refrigeration Waste Heat Recovery - DWH - N-CO-KR-000528-G-XX-XX-XX-XX-02 | 2025 MEMD Non-Wx - 7.10.01.FESG16.v01 - Refrigeration Waste Heat Recovery - DWH - N-CO-KR-000528-G-XX-XX-XX-XX-02 | 0 | 0 | 254.8782 | 0 | 0 | 0 | 0 | 0 | 0 | 0 | 0 | 0 | 0 | 0 | 0 | 0 | 0 | 0 | 0 | 0 | 0 | 0 | 0 | 0 | 0 | 0 | 0 | 0 | 0 | 0 | 0 | 0 | 0 | 0 | 0 | 0 | 0 | 0 | 0 | 0 | 0 | 0 | 0 | 0 | 0 | 0 | 0 | 0 | 0 | 0 | 0 | 0 | 0 | 0 | 0 | 0 | 0 | 0 | 0 | 0 | 0 | 0 | 0 | 0 | 0 | 0 | 0 | 0 | 0 | 0 | 0 | 0 | 0 | 0 | 0 | 0 | 0 | 0 | 0 | 0 | 0 | 0 | 0 | 0 | 0 | 0 | 0 | 0 | 0 | 0 | 0 | 0 | 0 | 0 | 0 | 0 | 0 | 0 | 0 | 0 | 0 | 0 | 0 | 0 | 0 | 0 | 0 | 0 | 0 | 0 | 0 | 0 | 0 | 0 | 0 | 0 | 0 | 0 | 0 | 0 | 0 | 0 | 0 | 0 | 0 | 0 | 0 | 0 | 0 | 0 | 0 | 0 | 0 | 0 | 0 | 0 | 0 | 0 | 0 | 0 | 0 | 0 | 0 | 0 | 0 | 0 | 0 | 0 | 0 | 0 | 0 | 0 | 0 | 0 | 0 | 0 | 0 | 0 | 0 | 0 | 0 | 0 | 0 | 0 | 0 | 0 | 0 | 0 | 0 | 0 | 0 | 254.8782 | 254.8782 | 254.8782 | 254.8782 | 254.8782 | 254.8782 | 254.8782 | 254.8782 | 254.8782 | 254.8782 | 254.8782 | 254.8782 | 254.8782 | 254.8782 | 254.8782 | 254.8782 | 254.8782 | 254.8782 | 254.8782 | 254.8782 | 254.8782 | 254.8782 | 254.8782 | 254.8782 | 254.8782 | 254.8782 | 254.8782 | 254.8782 | 4.3958 | 4.3958 | 4.3958 | 4.3958 | 4.3958 | 4.3958 | 4.3958 | 4.3958 | 4.3958 | 4.3958 | 4.3958 | 4.3958 | 4.3958 | 4.3958 | 4.3958 | 4.3958 | 4.3958 | 4.3958 | 4.3958 | 4.3958 | 4.3958 | 4.3958 | 4.3958 | 4.3958 | 4.3958 | 4.3958 | 4.3958 | 4.3958 | 0 | 0 | 0 | 0 | 0 | 0 | 0 | 0 | 0 | 0 | 0 | 0 | 0 | 0 | 0 | 0 | 0 | 0 | 0 | 0 | 0 | 0 | 0 | 0 | 0 | 0 | 0 | 0 | 0 | 0 | 0 | 0 | 0 | 0 | 0 | 0 | 0 | 0 | 0 | 0 | 0 | 0 | 0 | 0 | 0 | 0 | 0 | 0 | 0 | 0 | 0 | 0 | 0 | 0 | 0 | 0 | 0 | 0 | 0 | 0 | 0 | 0 | 0 | 0 | 0 | 0 | 0 | 0 | 0 | 0 | 0 | 0 | 0 | 0 | 0 | 0 | 0 | 0 | 0 | 0 | 0 | 0 | 0 | 0 | 0 | 0 | 0 | 0 | 0 | 0 | 0 | 0 | 0 | 0 | 0 | 0 | 0 | 0 | 0 | 0 | 0 | 0 | 0 | 0 | 0 | 0 | 0 | 0 | 0 | 0 | 0 | 0 | 0 | 0 | 0 | 0 | 0 | 0 | 0 | 0 | 0 | 0 | 0 | 0 | 0 | 0 | 0 | 0 | 0 | 0 | 0 | 0 | 0 | 0 | 0 | 0 | 0 | 0 | 0 | 0 | 254.8782 | 254.8782 | 254.8782 | 254.8782 | 254.8782 | 254.8782 | 254.8782 | 254.8782 | 254.8782 | 254.8782 | 254.8782 | 254.8782 | 254.8782 | 254.8782 | 254.8782 | 254.8782 | 254.8782 | 254.8782 | 254.8782 | 254.8782 | 254.8782 | 254.8782 | 254.8782 | 254.8782 | 254.8782 | 254.8782 | 254.8782 | 254.8782 | 4.3958 | 4.3958 | 4.3958 | 4.3958 | 4.3958 | 4.3958 | 4.3958 | 4.3958 | 4.3958 | 4.3958 | 4.3958 | 4.3958 | 4.3958 | 4.3958 | 4.3958 | 4.3958 | 4.3958 | 4.3958 | 4.3958 | 4.3958 | 4.3958 | 4.3958 | 4.3958 | 4.3958 | 4.3958 | 4.3958 | 4.3958 | 4.3958 | 0 | 0 | 0 | 0 | 0 | 0 | 0 | 0 | 0 | 0 | 0 | 0 | 0 | 0 | 0 | 0 | 0 | 0 | 0 | 0 | 0 | 0 | 0 | 0 | 0 | 0 | 0 | 0 | 0 | 0 | 0 | 0 | 0 | 0 | 0 | 0 | 0 | 0 | 0 | 0 | 0 | 0 | 0 | 0 | 0 | 0 | 0 | 0 | 0 | 0 | 0 | 0 | 0 | 0 | 0 | 0 | 0 | 0 | 0 | 0 | 0 | 0 | 0 | 0 | 0 | 0 | 0 | 0 | 0 | 0 | 0 | 0 | 0 | 0 | 0 | 0 | 0 | 0 | 0 | 0 | 0 | 0 | 0 | 0 | 0 | 0
Ventilation - Demand Controlled_Retail_Existing_new CO2 sensors installed on return air systems where no other sensors were previously installed | Ventilation - Demand Controlled_Retail_Existing | Ventilation - Demand Controlled_Commercial_Existing_space with no demand control capability_new CO2 sensors installed on return air systems where no other sensors were previously installed | Commercial | Retail | Existing | Space Heating | Natural Gas | Ventilation - Demand Controlled | NEQ | space with no demand control capability | 10 | 10 | 10 | 0.032054 | 0 | 0 | 0.067409 | 0.10776 | Retro3Slow | 0.004128203794943829 | TBD | A | WCM211 | 0.7 | 0.42 | sqft | 0.0321 | 2820.3222723350113 | 2820.3223 | 2224.479538743109 | 2224.4795 | IL TRM v13 - 4.4.19 - Demand Controlled Ventilation - CI-HVC-DCV-V07-240101 | IL TRM v13 - 4.4.19 - Demand Controlled Ventilation - CI-HVC-DCV-V07-240101 | IL TRM v13 - 4.4.19 - Demand Controlled Ventilation - CI-HVC-DCV-V07-240101 | 0 | 0 | 0.53487 | space with no demand control capability | space with no demand control capability | space with no demand control capability | space with no demand control capability | space with no demand control capability | space with no demand control capability | space with no demand control capability | space with no demand control capability | space with no demand control capability | space with no demand control capability | space with no demand control capability | space with no demand control capability | space with no demand control capability | space with no demand control capability | space with no demand control capability | space with no demand control capability | space with no demand control capability | space with no demand control capability | space with no demand control capability | space with no demand control capability | space with no demand control capability | space with no demand control capability | space with no demand control capability | space with no demand control capability | space with no demand control capability | space with no demand control capability | space with no demand control capability | space with no demand control capability | 0 | 0 | 0 | 211.0885 | 324.0763 | 631.1209 | 1072.0808 | 1613.3142 | 2176.2864 | 2659.5377 | 2971.8579 | 3062.6877 | 2932.3561 | 2625.4437 | 2209.8708 | 1755.3167 | 1319.7869 | 941.6244 | 638.6775 | 413.2881 | 255.7937 | 127.2814 | 82.8686 | 3.643e-15 | 3.57e-15 | 3.5027e-15 | 3.4408e-15 | 3.3837e-15 | 0 | 0 | 0 | 211.0885 | 530.2438 | 1147.4314 | 2185.8716 | 3727.9255 | 5768.2861 | 8198.1574 | 10824.058 | 13420.7877 | 15782.0268 | 17764.9601 | 19299.0167 | 20369.5296 | 21011.0592 | 21286.1434 | 21264.0998 | 21053.2784 | 20732.0874 | 20338.5355 | 19945.4595 | 19520.8064 | 19129.6346 | 18769.2514 | 18437.1883 | 18131.1808 | 0 | 0 | 0 | 6783.432429558542 | 10662.92614919727 | 21325.85229839454 | 37320.24152219047 | 58053.709034518484 | 81275.19264832584 | 103441.15427968746 | 120681.34665963535 | 129964.52717191498 | 129964.52717191489 | 121300.2253604541 | 106137.69719039719 | 87407.51533326824 | 67983.6230369865 | 50093.195921990184 | 35065.23714539301 | 23376.824763595327 | 14876.161213197054 | 7593.042279633685 | 5062.028186422455 | 2.2737367544323206E-13 | 2.2737367544323206E-13 | 2.2737367544323206E-13 | 2.2737367544323206E-13 | 2.2737367544323206E-13 | 0 | 0 | 0 | 6783.432429558542 | 17446.35857875581 | 38772.210877150355 | 76092.45239934082 | 134146.16143385932 | 215421.35408218516 | 318862.50836187263 | 439543.855021508 | 569508.382193423 | 699472.9093653379 | 820773.134725792 | 926910.8319161892 | 1014318.3472494574 | 1082301.9702864438 | 1132395.166208434 | 1167460.4033538268 | 1190837.2281174222 | 1205713.3893306192 | 1213306.431610253 | 1218368.4597966755 | 1218368.4597966755 | 1218368.4597966755 | 1218368.4597966755 | 1218368.4597966755 | 1218368.4597966755 | new CO2 sensors installed on return air systems where no other sensors were previously installed | new CO2 sensors installed on return air systems where no other sensors were previously installed | new CO2 sensors installed on return air systems where no other sensors were previously installed | new CO2 sensors installed on return air systems where no other sensors were previously installed | new CO2 sensors installed on return air systems where no other sensors were previously installed | new CO2 sensors installed on return air systems where no other sensors were previously installed | new CO2 sensors installed on return air systems where no other sensors were previously installed | new CO2 sensors installed on return air systems where no other sensors were previously installed | new CO2 sensors installed on return air systems where no other sensors were previously installed | new CO2 sensors installed on return air systems where no other sensors were previously installed | new CO2 sensors installed on return air systems where no other sensors were previously installed | new CO2 sensors installed on return air systems where no other sensors were previously installed | new CO2 sensors installed on return air systems where no other sensors were previously installed | new CO2 sensors installed on return air systems where no other sensors were previously installed | new CO2 sensors installed on return air systems where no other sensors were previously installed | new CO2 sensors installed on return air systems where no other sensors were previously installed | new CO2 sensors installed on return air systems where no other sensors were previously installed | new CO2 sensors installed on return air systems where no other sensors were previously installed | new CO2 sensors installed on return air systems where no other sensors were previously installed | new CO2 sensors installed on return air systems where no other sensors were previously installed | new CO2 sensors installed on return air systems where no other sensors were previously installed | new CO2 sensors installed on return air systems where no other sensors were previously installed | new CO2 sensors installed on return air systems where no other sensors were previously installed | new CO2 sensors installed on return air systems where no other sensors were previously installed | new CO2 sensors installed on return air systems where no other sensors were previously installed | new CO2 sensors installed on return air systems where no other sensors were previously installed | new CO2 sensors installed on return air systems where no other sensors were previously installed | new CO2 sensors installed on return air systems where no other sensors were previously installed | 0.5349 | 0.5349 | 0.5349 | 0.5349 | 0.5349 | 0.5349 | 0.5349 | 0.5349 | 0.5349 | 0.5349 | 0.5349 | 0.5349 | 0.5349 | 0.5349 | 0.5349 | 0.5349 | 0.5349 | 0.5349 | 0.5349 | 0.5349 | 0.5349 | 0.5349 | 0.5349 | 0.5349 | 0.5349 | 0.5349 | 0.5349 | 0.5349 | 0.0321 | 0.0321 | 0.0321 | 0.0321 | 0.0321 | 0.0321 | 0.0321 | 0.0321 | 0.0321 | 0.0321 | 0.0321 | 0.0321 | 0.0321 | 0.0321 | 0.0321 | 0.0321 | 0.0321 | 0.0321 | 0.0321 | 0.0321 | 0.0321 | 0.0321 | 0.0321 | 0.0321 | 0.0321 | 0.0321 | 0.0321 | 0.0321 | 0 | 0 | 0 | 0 | 0 | 0 | 0 | 0 | 0 | 0 | 0 | 0 | 0 | 0 | 0 | 0 | 0 | 0 | 0 | 0 | 0 | 0 | 0 | 0 | 0 | 0 | 0 | 0 | 0 | 0 | 0 | 0 | 0 | 0 | 0 | 0 | 0 | 0 | 0 | 0 | 0 | 0 | 0 | 0 | 0 | 0 | 0 | 0 | 0 | 0 | 0 | 0 | 0 | 0 | 0 | 0 | 0 | 0 | 0 | 0 | 0 | 0 | 0 | 0 | 0 | 0 | 0 | 0 | 0 | 0 | 0 | 0 | 0 | 0 | 0 | 0 | 0 | 0 | 0 | 0 | 0 | 0 | 0 | 0 | 0 | 0 | 0 | 0 | 0 | 0 | 0 | 0 | 0 | 0 | 0 | 0 | 0 | 0 | 0 | 0 | 0 | 0 | 0 | 0 | 0 | 0 | 0 | 0 | 0 | 0 | 0 | 0 | new CO2 sensors installed on return air systems where no other sensors were previously installed | new CO2 sensors installed on return air systems where no other sensors were previously installed | new CO2 sensors installed on return air systems where no other sensors were previously installed | new CO2 sensors installed on return air systems where no other sensors were previously installed | new CO2 sensors installed on return air systems where no other sensors were previously installed | new CO2 sensors installed on return air systems where no other sensors were previously installed | new CO2 sensors installed on return air systems where no other sensors were previously installed | new CO2 sensors installed on return air systems where no other sensors were previously installed | new CO2 sensors installed on return air systems where no other sensors were previously installed | new CO2 sensors installed on return air systems where no other sensors were previously installed | new CO2 sensors installed on return air systems where no other sensors were previously installed | new CO2 sensors installed on return air systems where no other sensors were previously installed | new CO2 sensors installed on return air systems where no other sensors were previously installed | new CO2 sensors installed on return air systems where no other sensors were previously installed | new CO2 sensors installed on return air systems where no other sensors were previously installed | new CO2 sensors installed on return air systems where no other sensors were previously installed | new CO2 sensors installed on return air systems where no other sensors were previously installed | new CO2 sensors installed on return air systems where no other sensors were previously installed | new CO2 sensors installed on return air systems where no other sensors were previously installed | new CO2 sensors installed on return air systems where no other sensors were previously installed | new CO2 sensors installed on return air systems where no other sensors were previously installed | new CO2 sensors installed on return air systems where no other sensors were previously installed | new CO2 sensors installed on return air systems where no other sensors were previously installed | new CO2 sensors installed on return air systems where no other sensors were previously installed | new CO2 sensors installed on return air systems where no other sensors were previously installed | new CO2 sensors installed on return air systems where no other sensors were previously installed | new CO2 sensors installed on return air systems where no other sensors were previously installed | new CO2 sensors installed on return air systems where no other sensors were previously installed | 0.5349 | 0.5349 | 0.5349 | 0.5349 | 0.5349 | 0.5349 | 0.5349 | 0.5349 | 0.5349 | 0.5349 | 0.5349 | 0.5349 | 0.5349 | 0.5349 | 0.5349 | 0.5349 | 0.5349 | 0.5349 | 0.5349 | 0.5349 | 0.5349 | 0.5349 | 0.5349 | 0.5349 | 0.5349 | 0.5349 | 0.5349 | 0.5349 | 0.0321 | 0.0321 | 0.0321 | 0.0321 | 0.0321 | 0.0321 | 0.0321 | 0.0321 | 0.0321 | 0.0321 | 0.0321 | 0.0321 | 0.0321 | 0.0321 | 0.0321 | 0.0321 | 0.0321 | 0.0321 | 0.0321 | 0.0321 | 0.0321 | 0.0321 | 0.0321 | 0.0321 | 0.0321 | 0.0321 | 0.0321 | 0.0321 | 0 | 0 | 0 | 0 | 0 | 0 | 0 | 0 | 0 | 0 | 0 | 0 | 0 | 0 | 0 | 0 | 0 | 0 | 0 | 0 | 0 | 0 | 0 | 0 | 0 | 0 | 0 | 0 | 0 | 0 | 0 | 0 | 0 | 0 | 0 | 0 | 0 | 0 | 0 | 0 | 0 | 0 | 0 | 0 | 0 | 0 | 0 | 0 | 0 | 0 | 0 | 0 | 0 | 0 | 0 | 0 | 0 | 0 | 0 | 0 | 0 | 0 | 0 | 0 | 0 | 0 | 0 | 0 | 0 | 0 | 0 | 0 | 0 | 0 | 0 | 0 | 0 | 0 | 0 | 0 | 0 | 0 | 0 | 0 | 0 | 0
Building Shell - Air Sealing (Infiltration Control)_Miscellaneous_Existing_Sealed building envelope | Building Shell - Air Sealing (Infiltration Control)_Miscellaneous_Existing | Building Shell - Air Sealing (Infiltration Control)_Commercial_Existing_Building envelope with leakage_Sealed building envelope | Commercial | Miscellaneous | Existing | Space Heating | Natural Gas | Building Shell - Air Sealing (Infiltration Control) | NEQ | Building envelope with leakage | 20 | 20 | 20 | 0.26299 | 0 | 0 | 0.7 | 0.8 | Retro1Slow | 0.012666666666666666 | TBD | A | WCM808 | 0.7 | 0.42 | BldgPerim | 0.0321 | 7052.4457882504485 | 7052.4458 | 5562.492452704576 | 5562.4925 | IL TRM v13 - 4.8.4 - C&I Air Sealing - CI-SHL-CAIR-V04-250101 | IL TRM v13 - 4.8.4 - C&I Air Sealing - CI-SHL-CAIR-V04-250101 | AEG BEST | 0 | 0 | 19.2827 | Building envelope with leakage | Building envelope with leakage | Building envelope with leakage | Building envelope with leakage | Building envelope with leakage | Building envelope with leakage | Building envelope with leakage | Building envelope with leakage | Building envelope with leakage | Building envelope with leakage | Building envelope with leakage | Building envelope with leakage | Building envelope with leakage | Building envelope with leakage | Building envelope with leakage | Building envelope with leakage | Building envelope with leakage | Building envelope with leakage | Building envelope with leakage | Building envelope with leakage | Building envelope with leakage | Building envelope with leakage | Building envelope with leakage | Building envelope with leakage | Building envelope with leakage | Building envelope with leakage | Building envelope with leakage | Building envelope with leakage | 0 | 0 | 0 | 211.0857 | 414.8792 | 722.7622 | 1150.9923 | 1706.2599 | 2379.8453 | 3144.5357 | 3952.0365 | 4734.2191 | 5407.0421 | 5880.83 | 6074.7336 | 5933.8558 | 5451.0753 | 4678.3371 | 3781.7029 | 2832.0566 | 1923.8193 | 998.551 | 655.6104 | 0 | 0 | 0 | 0 | 0 | 0 | 0 | 0 | 211.0857 | 622.4294 | 1333.4681 | 2456.4684 | 4105.3809 | 6377.9041 | 9339.7909 | 13006.7676 | 17331.8128 | 22193.3077 | 27395.4265 | 32675.9753 | 37719.3493 | 42208.9438 | 45879.9727 | 48627.2506 | 50453.1985 | 51429.1426 | 51576.8403 | 51450.6817 | 50770.8413 | 50143.8165 | 49565.4703 | 49031.9945 | 48539.8829 | 0 | 0 | 0 | 40.78105918889371 | 81.51866241170201 | 144.74007663218023 | 235.43957288730772 | 357.36438726112624 | 511.82216334545234 | 696.2186996458063 | 902.5508911884855 | 1116.299899534044 | 1316.3827602092417 | 1476.8959082316567 | 1571.1391791862497 | 1577.6984776641993 | 1487.2468886222896 | 1307.62264752043 | 1081.3894813295728 | 826.94489748732 | 572.5003136450681 | 302.1529433126747 | 201.43529554178315 | 0 | 0 | 0 | 0 | 0 | 0 | 0 | 0 | 40.78105918889371 | 122.2997216005957 | 267.039798232776 | 502.4793711200836 | 859.8437583812099 | 1371.6659217266622 | 2067.8846213724687 | 2970.4355125609545 | 4086.735412094998 | 5403.11817230424 | 6880.014080535896 | 8451.153259722147 | 10028.851737386345 | 11516.098626008636 | 12823.721273529065 | 13905.110754858637 | 14732.055652345958 | 15304.555965991025 | 15606.7089093037 | 15808.144204845485 | 15808.144204845485 | 15808.144204845485 | 15808.144204845485 | 15808.144204845485 | 15808.144204845485 | Sealed building envelope | Sealed building envelope | Sealed building envelope | Sealed building envelope | Sealed building envelope | Sealed building envelope | Sealed building envelope | Sealed building envelope | Sealed building envelope | Sealed building envelope | Sealed building envelope | Sealed building envelope | Sealed building envelope | Sealed building envelope | Sealed building envelope | Sealed building envelope | Sealed building envelope | Sealed building envelope | Sealed building envelope | Sealed building envelope | Sealed building envelope | Sealed building envelope | Sealed building envelope | Sealed building envelope | Sealed building envelope | Sealed building envelope | Sealed building envelope | Sealed building envelope | 19.2827 | 19.2827 | 19.2827 | 19.2827 | 19.2827 | 19.2827 | 19.2827 | 19.2827 | 19.2827 | 19.2827 | 19.2827 | 19.2827 | 19.2827 | 19.2827 | 19.2827 | 19.2827 | 19.2827 | 19.2827 | 19.2827 | 19.2827 | 19.2827 | 19.2827 | 19.2827 | 19.2827 | 19.2827 | 19.2827 | 19.2827 | 19.2827 | 0.263 | 0.263 | 0.263 | 0.263 | 0.263 | 0.263 | 0.263 | 0.263 | 0.263 | 0.263 | 0.263 | 0.263 | 0.263 | 0.263 | 0.263 | 0.263 | 0.263 | 0.263 | 0.263 | 0.263 | 0.263 | 0.263 | 0.263 | 0.263 | 0.263 | 0.263 | 0.263 | 0.263 | 0 | 0 | 0 | 0 | 0 | 0 | 0 | 0 | 0 | 0 | 0 | 0 | 0 | 0 | 0 | 0 | 0 | 0 | 0 | 0 | 0 | 0 | 0 | 0 | 0 | 0 | 0 | 0 | 0 | 0 | 0 | 0 | 0 | 0 | 0 | 0 | 0 | 0 | 0 | 0 | 0 | 0 | 0 | 0 | 0 | 0 | 0 | 0 | 0 | 0 | 0 | 0 | 0 | 0 | 0 | 0 | 0 | 0 | 0 | 0 | 0 | 0 | 0 | 0 | 0 | 0 | 0 | 0 | 0 | 0 | 0 | 0 | 0 | 0 | 0 | 0 | 0 | 0 | 0 | 0 | 0 | 0 | 0 | 0 | 0 | 0 | 0 | 0 | 0 | 0 | 0 | 0 | 0 | 0 | 0 | 0 | 0 | 0 | 0 | 0 | 0 | 0 | 0 | 0 | 0 | 0 | 0 | 0 | 0 | 0 | 0 | 0 | Sealed building envelope | Sealed building envelope | Sealed building envelope | Sealed building envelope | Sealed building envelope | Sealed building envelope | Sealed building envelope | Sealed building envelope | Sealed building envelope | Sealed building envelope | Sealed building envelope | Sealed building envelope | Sealed building envelope | Sealed building envelope | Sealed building envelope | Sealed building envelope | Sealed building envelope | Sealed building envelope | Sealed building envelope | Sealed building envelope | Sealed building envelope | Sealed building envelope | Sealed building envelope | Sealed building envelope | Sealed building envelope | Sealed building envelope | Sealed building envelope | Sealed building envelope | 19.2827 | 19.2827 | 19.2827 | 19.2827 | 19.2827 | 19.2827 | 19.2827 | 19.2827 | 19.2827 | 19.2827 | 19.2827 | 19.2827 | 19.2827 | 19.2827 | 19.2827 | 19.2827 | 19.2827 | 19.2827 | 19.2827 | 19.2827 | 19.2827 | 19.2827 | 19.2827 | 19.2827 | 19.2827 | 19.2827 | 19.2827 | 19.2827 | 0.263 | 0.263 | 0.263 | 0.263 | 0.263 | 0.263 | 0.263 | 0.263 | 0.263 | 0.263 | 0.263 | 0.263 | 0.263 | 0.263 | 0.263 | 0.263 | 0.263 | 0.263 | 0.263 | 0.263 | 0.263 | 0.263 | 0.263 | 0.263 | 0.263 | 0.263 | 0.263 | 0.263 | 0 | 0 | 0 | 0 | 0 | 0 | 0 | 0 | 0 | 0 | 0 | 0 | 0 | 0 | 0 | 0 | 0 | 0 | 0 | 0 | 0 | 0 | 0 | 0 | 0 | 0 | 0 | 0 | 0 | 0 | 0 | 0 | 0 | 0 | 0 | 0 | 0 | 0 | 0 | 0 | 0 | 0 | 0 | 0 | 0 | 0 | 0 | 0 | 0 | 0 | 0 | 0 | 0 | 0 | 0 | 0 | 0 | 0 | 0 | 0 | 0 | 0 | 0 | 0 | 0 | 0 | 0 | 0 | 0 | 0 | 0 | 0 | 0 | 0 | 0 | 0 | 0 | 0 | 0 | 0 | 0 | 0 | 0 | 0 | 0 | 0
Pool Heater - Night Covers_Restaurant_Existing_pool cover with a 5 year warranty | Pool Heater - Night Covers_Restaurant_Existing | Pool Heater - Night Covers_Commercial_Existing_uncovered pool that operates all year (indoor) or during summer (outdoor)_pool cover with a 5 year warranty | Commercial | Restaurant | Existing | Miscellaneous | Natural Gas | Pool Heater - Night Covers | NEQ | uncovered pool that operates all year (indoor) or during summer (outdoor) | 6 | 6 | 6 | 0.11506 | 0 | 0 | 0.05 | 0.1 | RetroEven20 | 0.03333333333333333 | TBD | A | WCM144 | 0.7 | 0.42 | sqft pool | 0.0321 | 12983.70310212918 | 12983.7031 | 11129.376056872301 | 11129.3761 | IL TRM v13 - 4.3.4 - Commercial Pool Covers - CI-HWE-PLCV-V06-250101 | IL TRM v13 - 4.3.4 - Commercial Pool Covers - CI-HWE-PLCV-V06-250101 | IL TRM v13 - 4.3.4 - Commercial Pool Covers - CI-HWE-PLCV-V06-250101 | 0 | 0 | 6.3567 | uncovered pool that operates all year (indoor) or during summer (outdoor) | uncovered pool that operates all year (indoor) or during summer (outdoor) | uncovered pool that operates all year (indoor) or during summer (outdoor) | uncovered pool that operates all year (indoor) or during summer (outdoor) | uncovered pool that operates all year (indoor) or during summer (outdoor) | uncovered pool that operates all year (indoor) or during summer (outdoor) | uncovered pool that operates all year (indoor) or during summer (outdoor) | uncovered pool that operates all year (indoor) or during summer (outdoor) | uncovered pool that operates all year (indoor) or during summer (outdoor) | uncovered pool that operates all year (indoor) or during summer (outdoor) | uncovered pool that operates all year (indoor) or during summer (outdoor) | uncovered pool that operates all year (indoor) or during summer (outdoor) | uncovered pool that operates all year (indoor) or during summer (outdoor) | uncovered pool that operates all year (indoor) or during summer (outdoor) | uncovered pool that operates all year (indoor) or during summer (outdoor) | uncovered pool that operates all year (indoor) or during summer (outdoor) | uncovered pool that operates all year (indoor) or during summer (outdoor) | uncovered pool that operates all year (indoor) or during summer (outdoor) | uncovered pool that operates all year (indoor) or during summer (outdoor) | uncovered pool that operates all year (indoor) or during summer (outdoor) | uncovered pool that operates all year (indoor) or during summer (outdoor) | uncovered pool that operates all year (indoor) or during summer (outdoor) | uncovered pool that operates all year (indoor) or during summer (outdoor) | uncovered pool that operates all year (indoor) or during summer (outdoor) | uncovered pool that operates all year (indoor) or during summer (outdoor) | uncovered pool that operates all year (indoor) or during summer (outdoor) | uncovered pool that operates all year (indoor) or during summer (outdoor) | uncovered pool that operates all year (indoor) or during summer (outdoor) | 0 | 0 | 0 | 37.9119 | 37.6502 | 37.3597 | 37.0508 | 36.7261 | 36.3881 | 36.0385 | 35.7133 | 35.4041 | 35.1383 | 34.9095 | 34.7135 | 34.5456 | 34.4016 | 34.226 | 34.0656 | 33.9885 | 33.9223 | 33.8674 | 22.547 | 1.286e-30 | 1.2847e-30 | 1.2835e-30 | 1.2826e-30 | 1.2818e-30 | 0 | 0 | 0 | 37.9119 | 75.3003 | 112.079 | 148.2031 | 183.6307 | 218.3284 | 252.2693 | 285.7062 | 318.6368 | 351.3827 | 384.0048 | 416.5622 | 449.0922 | 481.6226 | 513.3904 | 545.0496 | 577.8047 | 610.6007 | 643.4815 | 665.1359 | 664.3439 | 663.6652 | 663.0834 | 662.5848 | 662.1574 | 0 | 0 | 0 | 138.1448154270723 | 138.14481542707227 | 138.14481542707227 | 138.14481542707227 | 138.14481542707227 | 138.14481542707227 | 138.1448154270723 | 138.1448154270723 | 138.14481542707227 | 138.14481542707227 | 138.14481542707236 | 138.1448154270723 | 138.1448154270723 | 138.14481542707236 | 138.14481542707225 | 138.1448154270723 | 138.14481542707225 | 138.14481542707227 | 138.14481542707236 | 92.09654361804816 | 5.259072701473412E-30 | 5.259072701473412E-30 | 5.259072701473412E-30 | 5.259072701473412E-30 | 5.259072701473412E-30 | 0 | 0 | 0 | 138.1448154270723 | 276.28963085414455 | 414.4344462812168 | 552.5792617082891 | 690.7240771353614 | 828.8688925624336 | 967.0137079895061 | 1105.1585234165784 | 1243.3033388436506 | 1381.448154270723 | 1519.5929696977953 | 1657.7377851248677 | 1795.8826005519402 | 1934.0274159790124 | 2072.172231406085 | 2210.3170468331573 | 2348.4618622602297 | 2486.606677687302 | 2624.751493114374 | 2716.8480367324223 | 2716.8480367324223 | 2716.8480367324223 | 2716.8480367324223 | 2716.8480367324223 | 2716.8480367324223 | pool cover with a 5 year warranty | pool cover with a 5 year warranty | pool cover with a 5 year warranty | pool cover with a 5 year warranty | pool cover with a 5 year warranty | pool cover with a 5 year warranty | pool cover with a 5 year warranty | pool cover with a 5 year warranty | pool cover with a 5 year warranty | pool cover with a 5 year warranty | pool cover with a 5 year warranty | pool cover with a 5 year warranty | pool cover with a 5 year warranty | pool cover with a 5 year warranty | pool cover with a 5 year warranty | pool cover with a 5 year warranty | pool cover with a 5 year warranty | pool cover with a 5 year warranty | pool cover with a 5 year warranty | pool cover with a 5 year warranty | pool cover with a 5 year warranty | pool cover with a 5 year warranty | pool cover with a 5 year warranty | pool cover with a 5 year warranty | pool cover with a 5 year warranty | pool cover with a 5 year warranty | pool cover with a 5 year warranty | pool cover with a 5 year warranty | 6.3567 | 6.3567 | 6.3567 | 6.3567 | 6.3567 | 6.3567 | 6.3567 | 6.3567 | 6.3567 | 6.3567 | 6.3567 | 6.3567 | 6.3567 | 6.3567 | 6.3567 | 6.3567 | 6.3567 | 6.3567 | 6.3567 | 6.3567 | 6.3567 | 6.3567 | 6.3567 | 6.3567 | 6.3567 | 6.3567 | 6.3567 | 6.3567 | 0.1151 | 0.1151 | 0.1151 | 0.1151 | 0.1151 | 0.1151 | 0.1151 | 0.1151 | 0.1151 | 0.1151 | 0.1151 | 0.1151 | 0.1151 | 0.1151 | 0.1151 | 0.1151 | 0.1151 | 0.1151 | 0.1151 | 0.1151 | 0.1151 | 0.1151 | 0.1151 | 0.1151 | 0.1151 | 0.1151 | 0.1151 | 0.1151 | 0 | 0 | 0 | 0 | 0 | 0 | 0 | 0 | 0 | 0 | 0 | 0 | 0 | 0 | 0 | 0 | 0 | 0 | 0 | 0 | 0 | 0 | 0 | 0 | 0 | 0 | 0 | 0 | 0 | 0 | 0 | 0 | 0 | 0 | 0 | 0 | 0 | 0 | 0 | 0 | 0 | 0 | 0 | 0 | 0 | 0 | 0 | 0 | 0 | 0 | 0 | 0 | 0 | 0 | 0 | 0 | 0 | 0 | 0 | 0 | 0 | 0 | 0 | 0 | 0 | 0 | 0 | 0 | 0 | 0 | 0 | 0 | 0 | 0 | 0 | 0 | 0 | 0 | 0 | 0 | 0 | 0 | 0 | 0 | 0 | 0 | 0 | 0 | 0 | 0 | 0 | 0 | 0 | 0 | 0 | 0 | 0 | 0 | 0 | 0 | 0 | 0 | 0 | 0 | 0 | 0 | 0 | 0 | 0 | 0 | 0 | 0 | pool cover with a 5 year warranty | pool cover with a 5 year warranty | pool cover with a 5 year warranty | pool cover with a 5 year warranty | pool cover with a 5 year warranty | pool cover with a 5 year warranty | pool cover with a 5 year warranty | pool cover with a 5 year warranty | pool cover with a 5 year warranty | pool cover with a 5 year warranty | pool cover with a 5 year warranty | pool cover with a 5 year warranty | pool cover with a 5 year warranty | pool cover with a 5 year warranty | pool cover with a 5 year warranty | pool cover with a 5 year warranty | pool cover with a 5 year warranty | pool cover with a 5 year warranty | pool cover with a 5 year warranty | pool cover with a 5 year warranty | pool cover with a 5 year warranty | pool cover with a 5 year warranty | pool cover with a 5 year warranty | pool cover with a 5 year warranty | pool cover with a 5 year warranty | pool cover with a 5 year warranty | pool cover with a 5 year warranty | pool cover with a 5 year warranty | 6.3567 | 6.3567 | 6.3567 | 6.3567 | 6.3567 | 6.3567 | 6.3567 | 6.3567 | 6.3567 | 6.3567 | 6.3567 | 6.3567 | 6.3567 | 6.3567 | 6.3567 | 6.3567 | 6.3567 | 6.3567 | 6.3567 | 6.3567 | 6.3567 | 6.3567 | 6.3567 | 6.3567 | 6.3567 | 6.3567 | 6.3567 | 6.3567 | 0.1151 | 0.1151 | 0.1151 | 0.1151 | 0.1151 | 0.1151 | 0.1151 | 0.1151 | 0.1151 | 0.1151 | 0.1151 | 0.1151 | 0.1151 | 0.1151 | 0.1151 | 0.1151 | 0.1151 | 0.1151 | 0.1151 | 0.1151 | 0.1151 | 0.1151 | 0.1151 | 0.1151 | 0.1151 | 0.1151 | 0.1151 | 0.1151 | 0 | 0 | 0 | 0 | 0 | 0 | 0 | 0 | 0 | 0 | 0 | 0 | 0 | 0 | 0 | 0 | 0 | 0 | 0 | 0 | 0 | 0 | 0 | 0 | 0 | 0 | 0 | 0 | 0 | 0 | 0 | 0 | 0 | 0 | 0 | 0 | 0 | 0 | 0 | 0 | 0 | 0 | 0 | 0 | 0 | 0 | 0 | 0 | 0 | 0 | 0 | 0 | 0 | 0 | 0 | 0 | 0 | 0 | 0 | 0 | 0 | 0 | 0 | 0 | 0 | 0 | 0 | 0 | 0 | 0 | 0 | 0 | 0 | 0 | 0 | 0 | 0 | 0 | 0 | 0 | 0 | 0 | 0 | 0 | 0 | 0
HVAC - Shut Off Damper_Healthcare_Existing_boiler or furnace with electrically or thermally activated shut off damper installed on either the exhaust flue or combustion air intake | HVAC - Shut Off Damper_Healthcare_Existing | HVAC - Shut Off Damper_Commercial_Existing_boiler or furnace that incorporates no shut off damper on the combustion air intake or flue exhaust_boiler or furnace with electrically or thermally activated shut off damper installed on either the exhaust flue or combustion air intake | Commercial | Healthcare | Existing | Space Heating | Natural Gas | HVAC - Shut Off Damper | NEQ | boiler or furnace that incorporates no shut off damper on the combustion air intake or flue exhaust | 15 | 15 | 15 | 34.241 | 0 | 0 | 0 | 0.25 | Retro12Med | 3.879925052500492E-06 | TBD | A | WCM523 | 0.7 | 0.42 | BoilerCtrl | 0.0321 | 7996.546074477156 | 7996.5461 | 6307.134931981979 | 6307.1349 | IL TRM v12 - 4.4.23 - Shut Off Damper for Space Heating Boilers or Furnaces - CI-HVC-SODP-V03-240101 | IL TRM v12 - 4.4.23 - Shut Off Damper for Space Heating Boilers or Furnaces - CI-HVC-SODP-V03-240101 | IL TRM v12 - 4.4.23 - Shut Off Damper for Space Heating Boilers or Furnaces - CI-HVC-SODP-V03-240101 | 0 | 0 | 2242.39 | boiler or furnace that incorporates no shut off damper on the combustion air intake or flue exhaust | boiler or furnace that incorporates no shut off damper on the combustion air intake or flue exhaust | boiler or furnace that incorporates no shut off damper on the combustion air intake or flue exhaust | boiler or furnace that incorporates no shut off damper on the combustion air intake or flue exhaust | boiler or furnace that incorporates no shut off damper on the combustion air intake or flue exhaust | boiler or furnace that incorporates no shut off damper on the combustion air intake or flue exhaust | boiler or furnace that incorporates no shut off damper on the combustion air intake or flue exhaust | boiler or furnace that incorporates no shut off damper on the combustion air intake or flue exhaust | boiler or furnace that incorporates no shut off damper on the combustion air intake or flue exhaust | boiler or furnace that incorporates no shut off damper on the combustion air intake or flue exhaust | boiler or furnace that incorporates no shut off damper on the combustion air intake or flue exhaust | boiler or furnace that incorporates no shut off damper on the combustion air intake or flue exhaust | boiler or furnace that incorporates no shut off damper on the combustion air intake or flue exhaust | boiler or furnace that incorporates no shut off damper on the combustion air intake or flue exhaust | boiler or furnace that incorporates no shut off damper on the combustion air intake or flue exhaust | boiler or furnace that incorporates no shut off damper on the combustion air intake or flue exhaust | boiler or furnace that incorporates no shut off damper on the combustion air intake or flue exhaust | boiler or furnace that incorporates no shut off damper on the combustion air intake or flue exhaust | boiler or furnace that incorporates no shut off damper on the combustion air intake or flue exhaust | boiler or furnace that incorporates no shut off damper on the combustion air intake or flue exhaust | boiler or furnace that incorporates no shut off damper on the combustion air intake or flue exhaust | boiler or furnace that incorporates no shut off damper on the combustion air intake or flue exhaust | boiler or furnace that incorporates no shut off damper on the combustion air intake or flue exhaust | boiler or furnace that incorporates no shut off damper on the combustion air intake or flue exhaust | boiler or furnace that incorporates no shut off damper on the combustion air intake or flue exhaust | boiler or furnace that incorporates no shut off damper on the combustion air intake or flue exhaust | boiler or furnace that incorporates no shut off damper on the combustion air intake or flue exhaust | boiler or furnace that incorporates no shut off damper on the combustion air intake or flue exhaust | 0 | 0 | 0 | 1351.3028 | 1323.3377 | 1292.1818 | 1257.8669 | 1220.2546 | 1061.0078 | 817.0254 | 627.4315 | 481.1923 | 369.0893 | 283.5258 | 218.3558 | 168.6294 | 130.5822 | 101.3651 | 78.8453 | 0.52421 | 0.18292 | 0.040515 | 0.026514 | 0 | 0 | 0 | 0 | 0 | 0 | 0 | 0 | 1351.3028 | 2646.6755 | 3876.5454 | 5031.4675 | 6101.273 | 6955.4958 | 7512.0946 | 7838.5372 | 7995.6442 | 8035.2209 | 7999.1123 | 7918.9453 | 7813.0749 | 7693.3829 | 7566.4018 | 7435.6035 | 7248.3949 | 7082.262 | 6939.7118 | 6812.3917 | 6704.9482 | 6605.8297 | 6514.3877 | 6430.0242 | 6352.1883 | 0 | 0 | 0 | 0.006581857321692893 | 0.006581857321692896 | 0.006581857321692892 | 0.006581857321692895 | 0.006581857321692898 | 0.005923671589523605 | 0.004738937271618887 | 0.0037911498172951063 | 0.003032919853836088 | 0.0024263358830688684 | 0.0019410687064550952 | 0.0015528549651640765 | 0.0012422839721312612 | 0.0009938271777050092 | 0.0007950617421640073 | 0.0006360493937312058 | 4.338344580944635E-06 | 1.549408778909276E-06 | 3.5022456341718957E-07 | 2.334830422781264E-07 | 0 | 0 | 0 | 0 | 0 | 0 | 0 | 0 | 0.006581857321692893 | 0.013163714643385789 | 0.01974557196507868 | 0.026327429286771578 | 0.032909286608464476 | 0.038832958197988085 | 0.043571895469606964 | 0.04736304528690207 | 0.050395965140738165 | 0.052822301023807035 | 0.05476336973026213 | 0.0563162246954262 | 0.05755850866755746 | 0.05855233584526247 | 0.05934739758742647 | 0.05998344698115767 | 0.059987785325738625 | 0.059989334734517535 | 0.05998968495908095 | 0.05998991844212324 | 0.05998991844212324 | 0.05998991844212324 | 0.05998991844212324 | 0.05998991844212324 | 0.05998991844212324 | boiler or furnace with electrically or thermally activated shut off damper installed on either the exhaust flue or combustion air intake | boiler or furnace with electrically or thermally activated shut off damper installed on either the exhaust flue or combustion air intake | boiler or furnace with electrically or thermally activated shut off damper installed on either the exhaust flue or combustion air intake | boiler or furnace with electrically or thermally activated shut off damper installed on either the exhaust flue or combustion air intake | boiler or furnace with electrically or thermally activated shut off damper installed on either the exhaust flue or combustion air intake | boiler or furnace with electrically or thermally activated shut off damper installed on either the exhaust flue or combustion air intake | boiler or furnace with electrically or thermally activated shut off damper installed on either the exhaust flue or combustion air intake | boiler or furnace with electrically or thermally activated shut off damper installed on either the exhaust flue or combustion air intake | boiler or furnace with electrically or thermally activated shut off damper installed on either the exhaust flue or combustion air intake | boiler or furnace with electrically or thermally activated shut off damper installed on either the exhaust flue or combustion air intake | boiler or furnace with electrically or thermally activated shut off damper installed on either the exhaust flue or combustion air intake | boiler or furnace with electrically or thermally activated shut off damper installed on either the exhaust flue or combustion air intake | boiler or furnace with electrically or thermally activated shut off damper installed on either the exhaust flue or combustion air intake | boiler or furnace with electrically or thermally activated shut off damper installed on either the exhaust flue or combustion air intake | boiler or furnace with electrically or thermally activated shut off damper installed on either the exhaust flue or combustion air intake | boiler or furnace with electrically or thermally activated shut off damper installed on either the exhaust flue or combustion air intake | boiler or furnace with electrically or thermally activated shut off damper installed on either the exhaust flue or combustion air intake | boiler or furnace with electrically or thermally activated shut off damper installed on either the exhaust flue or combustion air intake | boiler or furnace with electrically or thermally activated shut off damper installed on either the exhaust flue or combustion air intake | boiler or furnace with electrically or thermally activated shut off damper installed on either the exhaust flue or combustion air intake | boiler or furnace with electrically or thermally activated shut off damper installed on either the exhaust flue or combustion air intake | boiler or furnace with electrically or thermally activated shut off damper installed on either the exhaust flue or combustion air intake | boiler or furnace with electrically or thermally activated shut off damper installed on either the exhaust flue or combustion air intake | boiler or furnace with electrically or thermally activated shut off damper installed on either the exhaust flue or combustion air intake | boiler or furnace with electrically or thermally activated shut off damper installed on either the exhaust flue or combustion air intake | boiler or furnace with electrically or thermally activated shut off damper installed on either the exhaust flue or combustion air intake | boiler or furnace with electrically or thermally activated shut off damper installed on either the exhaust flue or combustion air intake | boiler or furnace with electrically or thermally activated shut off damper installed on either the exhaust flue or combustion air intake | 2242.39 | 2242.39 | 2242.39 | 2242.39 | 2242.39 | 2242.39 | 2242.39 | 2242.39 | 2242.39 | 2242.39 | 2242.39 | 2242.39 | 2242.39 | 2242.39 | 2242.39 | 2242.39 | 2242.39 | 2242.39 | 2242.39 | 2242.39 | 2242.39 | 2242.39 | 2242.39 | 2242.39 | 2242.39 | 2242.39 | 2242.39 | 2242.39 | 34.241 | 34.241 | 34.241 | 34.241 | 34.241 | 34.241 | 34.241 | 34.241 | 34.241 | 34.241 | 34.241 | 34.241 | 34.241 | 34.241 | 34.241 | 34.241 | 34.241 | 34.241 | 34.241 | 34.241 | 34.241 | 34.241 | 34.241 | 34.241 | 34.241 | 34.241 | 34.241 | 34.241 | 0 | 0 | 0 | 0 | 0 | 0 | 0 | 0 | 0 | 0 | 0 | 0 | 0 | 0 | 0 | 0 | 0 | 0 | 0 | 0 | 0 | 0 | 0 | 0 | 0 | 0 | 0 | 0 | 0 | 0 | 0 | 0 | 0 | 0 | 0 | 0 | 0 | 0 | 0 | 0 | 0 | 0 | 0 | 0 | 0 | 0 | 0 | 0 | 0 | 0 | 0 | 0 | 0 | 0 | 0 | 0 | 0 | 0 | 0 | 0 | 0 | 0 | 0 | 0 | 0 | 0 | 0 | 0 | 0 | 0 | 0 | 0 | 0 | 0 | 0 | 0 | 0 | 0 | 0 | 0 | 0 | 0 | 0 | 0 | 0 | 0 | 0 | 0 | 0 | 0 | 0 | 0 | 0 | 0 | 0 | 0 | 0 | 0 | 0 | 0 | 0 | 0 | 0 | 0 | 0 | 0 | 0 | 0 | 0 | 0 | 0 | 0 | boiler or furnace with electrically or thermally activated shut off damper installed on either the exhaust flue or combustion air intake | boiler or furnace with electrically or thermally activated shut off damper installed on either the exhaust flue or combustion air intake | boiler or furnace with electrically or thermally activated shut off damper installed on either the exhaust flue or combustion air intake | boiler or furnace with electrically or thermally activated shut off damper installed on either the exhaust flue or combustion air intake | boiler or furnace with electrically or thermally activated shut off damper installed on either the exhaust flue or combustion air intake | boiler or furnace with electrically or thermally activated shut off damper installed on either the exhaust flue or combustion air intake | boiler or furnace with electrically or thermally activated shut off damper installed on either the exhaust flue or combustion air intake | boiler or furnace with electrically or thermally activated shut off damper installed on either the exhaust flue or combustion air intake | boiler or furnace with electrically or thermally activated shut off damper installed on either the exhaust flue or combustion air intake | boiler or furnace with electrically or thermally activated shut off damper installed on either the exhaust flue or combustion air intake | boiler or furnace with electrically or thermally activated shut off damper installed on either the exhaust flue or combustion air intake | boiler or furnace with electrically or thermally activated shut off damper installed on either the exhaust flue or combustion air intake | boiler or furnace with electrically or thermally activated shut off damper installed on either the exhaust flue or combustion air intake | boiler or furnace with electrically or thermally activated shut off damper installed on either the exhaust flue or combustion air intake | boiler or furnace with electrically or thermally activated shut off damper installed on either the exhaust flue or combustion air intake | boiler or furnace with electrically or thermally activated shut off damper installed on either the exhaust flue or combustion air intake | boiler or furnace with electrically or thermally activated shut off damper installed on either the exhaust flue or combustion air intake | boiler or furnace with electrically or thermally activated shut off damper installed on either the exhaust flue or combustion air intake | boiler or furnace with electrically or thermally activated shut off damper installed on either the exhaust flue or combustion air intake | boiler or furnace with electrically or thermally activated shut off damper installed on either the exhaust flue or combustion air intake | boiler or furnace with electrically or thermally activated shut off damper installed on either the exhaust flue or combustion air intake | boiler or furnace with electrically or thermally activated shut off damper installed on either the exhaust flue or combustion air intake | boiler or furnace with electrically or thermally activated shut off damper installed on either the exhaust flue or combustion air intake | boiler or furnace with electrically or thermally activated shut off damper installed on either the exhaust flue or combustion air intake | boiler or furnace with electrically or thermally activated shut off damper installed on either the exhaust flue or combustion air intake | boiler or furnace with electrically or thermally activated shut off damper installed on either the exhaust flue or combustion air intake | boiler or furnace with electrically or thermally activated shut off damper installed on either the exhaust flue or combustion air intake | boiler or furnace with electrically or thermally activated shut off damper installed on either the exhaust flue or combustion air intake | 2242.39 | 2242.39 | 2242.39 | 2242.39 | 2242.39 | 2242.39 | 2242.39 | 2242.39 | 2242.39 | 2242.39 | 2242.39 | 2242.39 | 2242.39 | 2242.39 | 2242.39 | 2242.39 | 2242.39 | 2242.39 | 2242.39 | 2242.39 | 2242.39 | 2242.39 | 2242.39 | 2242.39 | 2242.39 | 2242.39 | 2242.39 | 2242.39 | 34.241 | 34.241 | 34.241 | 34.241 | 34.241 | 34.241 | 34.241 | 34.241 | 34.241 | 34.241 | 34.241 | 34.241 | 34.241 | 34.241 | 34.241 | 34.241 | 34.241 | 34.241 | 34.241 | 34.241 | 34.241 | 34.241 | 34.241 | 34.241 | 34.241 | 34.241 | 34.241 | 34.241 | 0 | 0 | 0 | 0 | 0 | 0 | 0 | 0 | 0 | 0 | 0 | 0 | 0 | 0 | 0 | 0 | 0 | 0 | 0 | 0 | 0 | 0 | 0 | 0 | 0 | 0 | 0 | 0 | 0 | 0 | 0 | 0 | 0 | 0 | 0 | 0 | 0 | 0 | 0 | 0 | 0 | 0 | 0 | 0 | 0 | 0 | 0 | 0 | 0 | 0 | 0 | 0 | 0 | 0 | 0 | 0 | 0 | 0 | 0 | 0 | 0 | 0 | 0 | 0 | 0 | 0 | 0 | 0 | 0 | 0 | 0 | 0 | 0 | 0 | 0 | 0 | 0 | 0 | 0 | 0 | 0 | 0 | 0 | 0 | 0 | 0
Strategic Energy Management_Retail_Existing_Implementation of strategic energy management program. | Strategic Energy Management_Retail_Existing | Strategic Energy Management_Commercial_Existing_No strategic energy management._Implementation of strategic energy management program. | Commercial | Retail | Existing | Water Heating | Natural Gas | Strategic Energy Management | NEQ | No strategic energy management. | 3 | 3 | 3 | 0.0035337 | 0 | 0 | 0 | 0 | RetroEven20 | 0.03333333333333333 | TBD | A | WCM248 | 0.7 | 0.42 | sqft | 0.0321 | 8386.457933001617 | 8386.4579 | 6614.671045747753 | 6614.671 | 2021 Power Plan - Com-EM-2021P_V4 - Commercial SEM, Northwest Power and Conservation Council (NWPCC), 2021 Power Plan Conservation Supply Workbooks. January 2022. | 2021 Power Plan - Com-EM-2021P_V4 - Commercial SEM, Northwest Power and Conservation Council (NWPCC), 2021 Power Plan Conservation Supply Workbooks. January 2022. | 2021 Power Plan - Com-EM-2021P_V4 - Commercial SEM, Northwest Power and Conservation Council (NWPCC), 2021 Power Plan Conservation Supply Workbooks. January 2022. | 0 | 0 | 0.234 | No strategic energy management. | No strategic energy management. | No strategic energy management. | No strategic energy management. | No strategic energy management. | No strategic energy management. | No strategic energy management. | No strategic energy management. | No strategic energy management. | No strategic energy management. | No strategic energy management. | No strategic energy management. | No strategic energy management. | No strategic energy management. | No strategic energy management. | No strategic energy management. | No strategic energy management. | No strategic energy management. | No strategic energy management. | No strategic energy management. | No strategic energy management. | No strategic energy management. | No strategic energy management. | No strategic energy management. | No strategic energy management. | No strategic energy management. | No strategic energy management. | No strategic energy management. | 0 | 0 | 0 | 0 | 0 | 0 | 0 | 0 | 0 | 0 | 0 | 0 | 0 | 0 | 0 | 0 | 0 | 0 | 0 | 0 | 0 | 0 | 0 | 0 | 0 | 0 | 0 | 0 | 0 | 0 | 0 | 0 | 0 | 0 | 0 | 0 | 0 | 0 | 0 | 0 | 0 | 0 | 0 | 0 | 0 | 0 | 0 | 0 | 0 | 0 | 0 | 0 | 0 | 0 | 0 | 0 | 0 | 0 | 0 | 0 | 0 | 0 | 0 | 0 | 0 | 0 | 0 | 0 | 0 | 0 | 0 | 0 | 0 | 0 | 0 | 0 | 0 | 0 | 0 | 0 | 0 | 0 | 0 | 0 | 0 | 0 | 0 | 0 | 0 | 0 | 0 | 0 | 0 | 0 | 0 | 0 | 0 | 0 | 0 | 0 | 0 | 0 | 0 | 0 | 0 | 0 | 0 | 0 | 0 | 0 | 0 | 0 | Implementation of strategic energy management program. | Implementation of strategic energy management program. | Implementation of strategic energy management program. | Implementation of strategic energy management program. | Implementation of strategic energy management program. | Implementation of strategic energy management program. | Implementation of strategic energy management program. | Implementation of strategic energy management program. | Implementation of strategic energy management program. | Implementation of strategic energy management program. | Implementation of strategic energy management program. | Implementation of strategic energy management program. | Implementation of strategic energy management program. | Implementation of strategic energy management program. | Implementation of strategic energy management program. | Implementation of strategic energy management program. | Implementation of strategic energy management program. | Implementation of strategic energy management program. | Implementation of strategic energy management program. | Implementation of strategic energy management program. | Implementation of strategic energy management program. | Implementation of strategic energy management program. | Implementation of strategic energy management program. | Implementation of strategic energy management program. | Implementation of strategic energy management program. | Implementation of strategic energy management program. | Implementation of strategic energy management program. | Implementation of strategic energy management program. | 0.234 | 0.234 | 0.234 | 0.234 | 0.234 | 0.234 | 0.234 | 0.234 | 0.234 | 0.234 | 0.234 | 0.234 | 0.234 | 0.234 | 0.234 | 0.234 | 0.234 | 0.234 | 0.234 | 0.234 | 0.234 | 0.234 | 0.234 | 0.234 | 0.234 | 0.234 | 0.234 | 0.234 | 0.0035 | 0.0035 | 0.0035 | 0.0035 | 0.0035 | 0.0035 | 0.0035 | 0.0035 | 0.0035 | 0.0035 | 0.0035 | 0.0035 | 0.0035 | 0.0035 | 0.0035 | 0.0035 | 0.0035 | 0.0035 | 0.0035 | 0.0035 | 0.0035 | 0.0035 | 0.0035 | 0.0035 | 0.0035 | 0.0035 | 0.0035 | 0.0035 | 0 | 0 | 0 | 0 | 0 | 0 | 0 | 0 | 0 | 0 | 0 | 0 | 0 | 0 | 0 | 0 | 0 | 0 | 0 | 0 | 0 | 0 | 0 | 0 | 0 | 0 | 0 | 0 | 0 | 0 | 0 | 0 | 0 | 0 | 0 | 0 | 0 | 0 | 0 | 0 | 0 | 0 | 0 | 0 | 0 | 0 | 0 | 0 | 0 | 0 | 0 | 0 | 0 | 0 | 0 | 0 | 0 | 0 | 0 | 0 | 0 | 0 | 0 | 0 | 0 | 0 | 0 | 0 | 0 | 0 | 0 | 0 | 0 | 0 | 0 | 0 | 0 | 0 | 0 | 0 | 0 | 0 | 0 | 0 | 0 | 0 | 0 | 0 | 0 | 0 | 0 | 0 | 0 | 0 | 0 | 0 | 0 | 0 | 0 | 0 | 0 | 0 | 0 | 0 | 0 | 0 | 0 | 0 | 0 | 0 | 0 | 0 | Implementation of strategic energy management program. | Implementation of strategic energy management program. | Implementation of strategic energy management program. | Implementation of strategic energy management program. | Implementation of strategic energy management program. | Implementation of strategic energy management program. | Implementation of strategic energy management program. | Implementation of strategic energy management program. | Implementation of strategic energy management program. | Implementation of strategic energy management program. | Implementation of strategic energy management program. | Implementation of strategic energy management program. | Implementation of strategic energy management program. | Implementation of strategic energy management program. | Implementation of strategic energy management program. | Implementation of strategic energy management program. | Implementation of strategic energy management program. | Implementation of strategic energy management program. | Implementation of strategic energy management program. | Implementation of strategic energy management program. | Implementation of strategic energy management program. | Implementation of strategic energy management program. | Implementation of strategic energy management program. | Implementation of strategic energy management program. | Implementation of strategic energy management program. | Implementation of strategic energy management program. | Implementation of strategic energy management program. | Implementation of strategic energy management program. | 0.234 | 0.234 | 0.234 | 0.234 | 0.234 | 0.234 | 0.234 | 0.234 | 0.234 | 0.234 | 0.234 | 0.234 | 0.234 | 0.234 | 0.234 | 0.234 | 0.234 | 0.234 | 0.234 | 0.234 | 0.234 | 0.234 | 0.234 | 0.234 | 0.234 | 0.234 | 0.234 | 0.234 | 0.0035 | 0.0035 | 0.0035 | 0.0035 | 0.0035 | 0.0035 | 0.0035 | 0.0035 | 0.0035 | 0.0035 | 0.0035 | 0.0035 | 0.0035 | 0.0035 | 0.0035 | 0.0035 | 0.0035 | 0.0035 | 0.0035 | 0.0035 | 0.0035 | 0.0035 | 0.0035 | 0.0035 | 0.0035 | 0.0035 | 0.0035 | 0.0035 | 0 | 0 | 0 | 0 | 0 | 0 | 0 | 0 | 0 | 0 | 0 | 0 | 0 | 0 | 0 | 0 | 0 | 0 | 0 | 0 | 0 | 0 | 0 | 0 | 0 | 0 | 0 | 0 | 0 | 0 | 0 | 0 | 0 | 0 | 0 | 0 | 0 | 0 | 0 | 0 | 0 | 0 | 0 | 0 | 0 | 0 | 0 | 0 | 0 | 0 | 0 | 0 | 0 | 0 | 0 | 0 | 0 | 0 | 0 | 0 | 0 | 0 | 0 | 0 | 0 | 0 | 0 | 0 | 0 | 0 | 0 | 0 | 0 | 0 | 0 | 0 | 0 | 0 | 0 | 0 | 0 | 0 | 0 | 0 | 0 | 0
Strategic Energy Management_Retail_Existing_Implementation of strategic energy management program. | Strategic Energy Management_Retail_Existing | Strategic Energy Management_Commercial_Existing_No strategic energy management._Implementation of strategic energy management program. | Commercial | Retail | Existing | Space Heating | Natural Gas | Strategic Energy Management | NEQ | No strategic energy management. | 3 | 3 | 3 | 0.010448 | 0 | 0 | 0 | 0 | RetroEven20 | 0.03333333333333333 | TBD | A | WCM247 | 0.7 | 0.42 | sqft | 0.0321 | 8386.457933001617 | 8386.4579 | 6614.671045747753 | 6614.671 | 2021 Power Plan - Com-EM-2021P_V4 - Commercial SEM, Northwest Power and Conservation Council (NWPCC), 2021 Power Plan Conservation Supply Workbooks. January 2022. | 2021 Power Plan - Com-EM-2021P_V4 - Commercial SEM, Northwest Power and Conservation Council (NWPCC), 2021 Power Plan Conservation Supply Workbooks. January 2022. | 2021 Power Plan - Com-EM-2021P_V4 - Commercial SEM, Northwest Power and Conservation Council (NWPCC), 2021 Power Plan Conservation Supply Workbooks. January 2022. | 0 | 0 | 0.234 | No strategic energy management. | No strategic energy management. | No strategic energy management. | No strategic energy management. | No strategic energy management. | No strategic energy management. | No strategic energy management. | No strategic energy management. | No strategic energy management. | No strategic energy management. | No strategic energy management. | No strategic energy management. | No strategic energy management. | No strategic energy management. | No strategic energy management. | No strategic energy management. | No strategic energy management. | No strategic energy management. | No strategic energy management. | No strategic energy management. | No strategic energy management. | No strategic energy management. | No strategic energy management. | No strategic energy management. | No strategic energy management. | No strategic energy management. | No strategic energy management. | No strategic energy management. | 0 | 0 | 0 | 0 | 0 | 0 | 0 | 0 | 0 | 0 | 0 | 0 | 0 | 0 | 0 | 0 | 0 | 0 | 0 | 0 | 0 | 0 | 0 | 0 | 0 | 0 | 0 | 0 | 0 | 0 | 0 | 0 | 0 | 0 | 0 | 0 | 0 | 0 | 0 | 0 | 0 | 0 | 0 | 0 | 0 | 0 | 0 | 0 | 0 | 0 | 0 | 0 | 0 | 0 | 0 | 0 | 0 | 0 | 0 | 0 | 0 | 0 | 0 | 0 | 0 | 0 | 0 | 0 | 0 | 0 | 0 | 0 | 0 | 0 | 0 | 0 | 0 | 0 | 0 | 0 | 0 | 0 | 0 | 0 | 0 | 0 | 0 | 0 | 0 | 0 | 0 | 0 | 0 | 0 | 0 | 0 | 0 | 0 | 0 | 0 | 0 | 0 | 0 | 0 | 0 | 0 | 0 | 0 | 0 | 0 | 0 | 0 | Implementation of strategic energy management program. | Implementation of strategic energy management program. | Implementation of strategic energy management program. | Implementation of strategic energy management program. | Implementation of strategic energy management program. | Implementation of strategic energy management program. | Implementation of strategic energy management program. | Implementation of strategic energy management program. | Implementation of strategic energy management program. | Implementation of strategic energy management program. | Implementation of strategic energy management program. | Implementation of strategic energy management program. | Implementation of strategic energy management program. | Implementation of strategic energy management program. | Implementation of strategic energy management program. | Implementation of strategic energy management program. | Implementation of strategic energy management program. | Implementation of strategic energy management program. | Implementation of strategic energy management program. | Implementation of strategic energy management program. | Implementation of strategic energy management program. | Implementation of strategic energy management program. | Implementation of strategic energy management program. | Implementation of strategic energy management program. | Implementation of strategic energy management program. | Implementation of strategic energy management program. | Implementation of strategic energy management program. | Implementation of strategic energy management program. | 0.234 | 0.234 | 0.234 | 0.234 | 0.234 | 0.234 | 0.234 | 0.234 | 0.234 | 0.234 | 0.234 | 0.234 | 0.234 | 0.234 | 0.234 | 0.234 | 0.234 | 0.234 | 0.234 | 0.234 | 0.234 | 0.234 | 0.234 | 0.234 | 0.234 | 0.234 | 0.234 | 0.234 | 0.0104 | 0.0104 | 0.0104 | 0.0104 | 0.0104 | 0.0104 | 0.0104 | 0.0104 | 0.0104 | 0.0104 | 0.0104 | 0.0104 | 0.0104 | 0.0104 | 0.0104 | 0.0104 | 0.0104 | 0.0104 | 0.0104 | 0.0104 | 0.0104 | 0.0104 | 0.0104 | 0.0104 | 0.0104 | 0.0104 | 0.0104 | 0.0104 | 0 | 0 | 0 | 0 | 0 | 0 | 0 | 0 | 0 | 0 | 0 | 0 | 0 | 0 | 0 | 0 | 0 | 0 | 0 | 0 | 0 | 0 | 0 | 0 | 0 | 0 | 0 | 0 | 0 | 0 | 0 | 0 | 0 | 0 | 0 | 0 | 0 | 0 | 0 | 0 | 0 | 0 | 0 | 0 | 0 | 0 | 0 | 0 | 0 | 0 | 0 | 0 | 0 | 0 | 0 | 0 | 0 | 0 | 0 | 0 | 0 | 0 | 0 | 0 | 0 | 0 | 0 | 0 | 0 | 0 | 0 | 0 | 0 | 0 | 0 | 0 | 0 | 0 | 0 | 0 | 0 | 0 | 0 | 0 | 0 | 0 | 0 | 0 | 0 | 0 | 0 | 0 | 0 | 0 | 0 | 0 | 0 | 0 | 0 | 0 | 0 | 0 | 0 | 0 | 0 | 0 | 0 | 0 | 0 | 0 | 0 | 0 | Implementation of strategic energy management program. | Implementation of strategic energy management program. | Implementation of strategic energy management program. | Implementation of strategic energy management program. | Implementation of strategic energy management program. | Implementation of strategic energy management program. | Implementation of strategic energy management program. | Implementation of strategic energy management program. | Implementation of strategic energy management program. | Implementation of strategic energy management program. | Implementation of strategic energy management program. | Implementation of strategic energy management program. | Implementation of strategic energy management program. | Implementation of strategic energy management program. | Implementation of strategic energy management program. | Implementation of strategic energy management program. | Implementation of strategic energy management program. | Implementation of strategic energy management program. | Implementation of strategic energy management program. | Implementation of strategic energy management program. | Implementation of strategic energy management program. | Implementation of strategic energy management program. | Implementation of strategic energy management program. | Implementation of strategic energy management program. | Implementation of strategic energy management program. | Implementation of strategic energy management program. | Implementation of strategic energy management program. | Implementation of strategic energy management program. | 0.234 | 0.234 | 0.234 | 0.234 | 0.234 | 0.234 | 0.234 | 0.234 | 0.234 | 0.234 | 0.234 | 0.234 | 0.234 | 0.234 | 0.234 | 0.234 | 0.234 | 0.234 | 0.234 | 0.234 | 0.234 | 0.234 | 0.234 | 0.234 | 0.234 | 0.234 | 0.234 | 0.234 | 0.0104 | 0.0104 | 0.0104 | 0.0104 | 0.0104 | 0.0104 | 0.0104 | 0.0104 | 0.0104 | 0.0104 | 0.0104 | 0.0104 | 0.0104 | 0.0104 | 0.0104 | 0.0104 | 0.0104 | 0.0104 | 0.0104 | 0.0104 | 0.0104 | 0.0104 | 0.0104 | 0.0104 | 0.0104 | 0.0104 | 0.0104 | 0.0104 | 0 | 0 | 0 | 0 | 0 | 0 | 0 | 0 | 0 | 0 | 0 | 0 | 0 | 0 | 0 | 0 | 0 | 0 | 0 | 0 | 0 | 0 | 0 | 0 | 0 | 0 | 0 | 0 | 0 | 0 | 0 | 0 | 0 | 0 | 0 | 0 | 0 | 0 | 0 | 0 | 0 | 0 | 0 | 0 | 0 | 0 | 0 | 0 | 0 | 0 | 0 | 0 | 0 | 0 | 0 | 0 | 0 | 0 | 0 | 0 | 0 | 0 | 0 | 0 | 0 | 0 | 0 | 0 | 0 | 0 | 0 | 0 | 0 | 0 | 0 | 0 | 0 | 0 | 0 | 0 | 0 | 0 | 0 | 0 | 0 | 0
Water Heater - Solar System_Lodging_Existing_Solar water heating system | Water Heater - Solar System_Lodging_Existing | Water Heater - Solar System_Commercial_Existing_Central storage gas water heater_Solar water heating system | Commercial | Lodging | Existing | Water Heating | Natural Gas | Water Heater - Solar System | NEQ | Central storage gas water heater | 15 | 15 | 15 | 0.087523 | 0 | 0 | 0 | 0.1 | Retro1Slow | 0.012666666666666666 | TBD | A | WCM635 | 0.7 | 0.42 | sqft cond | 0.0321 | 8184.938846070491 | 8184.9388 | 6455.726413802072 | 6455.7264 | CA eTRM - Solar Thermal Water Heating System, Multifamily - SWWH034-03 | CA eTRM - Solar Thermal Water Heating System, Multifamily - SWWH034-03 and Applied Energy Group Research - AEG Measure Research v1.3 SEP23 | CA eTRM - Solar Thermal Water Heating System, Multifamily - SWWH034-03 | 0 | 0 | 6.3728 | Central storage gas water heater | Central storage gas water heater | Central storage gas water heater | Central storage gas water heater | Central storage gas water heater | Central storage gas water heater | Central storage gas water heater | Central storage gas water heater | Central storage gas water heater | Central storage gas water heater | Central storage gas water heater | Central storage gas water heater | Central storage gas water heater | Central storage gas water heater | Central storage gas water heater | Central storage gas water heater | Central storage gas water heater | Central storage gas water heater | Central storage gas water heater | Central storage gas water heater | Central storage gas water heater | Central storage gas water heater | Central storage gas water heater | Central storage gas water heater | Central storage gas water heater | Central storage gas water heater | Central storage gas water heater | Central storage gas water heater | 0 | 0 | 0 | 377.6305 | 746.5167 | 1309.1411 | 2100.8077 | 3142.3752 | 4430.6291 | 5927.7595 | 7569.0743 | 9228.0482 | 10755.1972 | 11952.4629 | 12618.2636 | 12567.742 | 11762.4685 | 10310.1115 | 8505.3765 | 6491.3449 | 4486.8917 | 2365.0518 | 1575.1086 | 3.437e-14 | 3.4349e-14 | 3.4333e-14 | 3.432e-14 | 3.4309e-14 | 0 | 0 | 0 | 377.6305 | 1119.974 | 2415.3143 | 4483.5816 | 7560.775 | 11873.9347 | 17606.4255 | 24911.0019 | 33783.5661 | 44144.9123 | 55679.6948 | 67873.6047 | 79888.5355 | 91079.5301 | 101110.2068 | 109366.8879 | 115643.5624 | 119947.3328 | 122158.9114 | 123610.6295 | 123517.8982 | 123443.7132 | 123384.3652 | 123336.8868 | 123298.9041 | 0 | 0 | 0 | 4347.736911581235 | 8690.840909953844 | 15430.981594764651 | 25100.60655236348 | 38099.214887556205 | 54566.21667022352 | 74225.03974118276 | 96222.45969691224 | 119010.59889391878 | 140341.76723613864 | 157454.3423465274 | 167501.77505050754 | 168201.07282927702 | 158557.87767421367 | 139407.8369742898 | 115288.74083419352 | 88161.9782849715 | 61035.21573574949 | 32213.030527201132 | 21475.353684800746 | 4.689582056016661E-13 | 4.689582056016661E-13 | 4.689582056016661E-13 | 4.689582056016661E-13 | 4.689582056016661E-13 | 0 | 0 | 0 | 4347.736911581235 | 13038.57782153508 | 28469.55941629973 | 53570.165968663205 | 91669.38085621942 | 146235.59752644293 | 220460.6372676257 | 316683.0969645379 | 435693.6958584567 | 576035.4630945954 | 733489.8054411227 | 900991.5804916302 | 1069192.6533209071 | 1227750.5309951208 | 1367158.3679694105 | 1482447.108803604 | 1570609.0870885756 | 1631644.3028243252 | 1663857.3333515264 | 1685332.687036327 | 1685332.687036327 | 1685332.687036327 | 1685332.687036327 | 1685332.687036327 | 1685332.687036327 | Solar water heating system | Solar water heating system | Solar water heating system | Solar water heating system | Solar water heating system | Solar water heating system | Solar water heating system | Solar water heating system | Solar water heating system | Solar water heating system | Solar water heating system | Solar water heating system | Solar water heating system | Solar water heating system | Solar water heating system | Solar water heating system | Solar water heating system | Solar water heating system | Solar water heating system | Solar water heating system | Solar water heating system | Solar water heating system | Solar water heating system | Solar water heating system | Solar water heating system | Solar water heating system | Solar water heating system | Solar water heating system | 6.3728 | 6.3728 | 6.3728 | 6.3728 | 6.3728 | 6.3728 | 6.3728 | 6.3728 | 6.3728 | 6.3728 | 6.3728 | 6.3728 | 6.3728 | 6.3728 | 6.3728 | 6.3728 | 6.3728 | 6.3728 | 6.3728 | 6.3728 | 6.3728 | 6.3728 | 6.3728 | 6.3728 | 6.3728 | 6.3728 | 6.3728 | 6.3728 | 0.0875 | 0.0875 | 0.0875 | 0.0875 | 0.0875 | 0.0875 | 0.0875 | 0.0875 | 0.0875 | 0.0875 | 0.0875 | 0.0875 | 0.0875 | 0.0875 | 0.0875 | 0.0875 | 0.0875 | 0.0875 | 0.0875 | 0.0875 | 0.0875 | 0.0875 | 0.0875 | 0.0875 | 0.0875 | 0.0875 | 0.0875 | 0.0875 | 0 | 0 | 0 | 0 | 0 | 0 | 0 | 0 | 0 | 0 | 0 | 0 | 0 | 0 | 0 | 0 | 0 | 0 | 0 | 0 | 0 | 0 | 0 | 0 | 0 | 0 | 0 | 0 | 0 | 0 | 0 | 0 | 0 | 0 | 0 | 0 | 0 | 0 | 0 | 0 | 0 | 0 | 0 | 0 | 0 | 0 | 0 | 0 | 0 | 0 | 0 | 0 | 0 | 0 | 0 | 0 | 0 | 0 | 0 | 0 | 0 | 0 | 0 | 0 | 0 | 0 | 0 | 0 | 0 | 0 | 0 | 0 | 0 | 0 | 0 | 0 | 0 | 0 | 0 | 0 | 0 | 0 | 0 | 0 | 0 | 0 | 0 | 0 | 0 | 0 | 0 | 0 | 0 | 0 | 0 | 0 | 0 | 0 | 0 | 0 | 0 | 0 | 0 | 0 | 0 | 0 | 0 | 0 | 0 | 0 | 0 | 0 | Solar water heating system | Solar water heating system | Solar water heating system | Solar water heating system | Solar water heating system | Solar water heating system | Solar water heating system | Solar water heating system | Solar water heating system | Solar water heating system | Solar water heating system | Solar water heating system | Solar water heating system | Solar water heating system | Solar water heating system | Solar water heating system | Solar water heating system | Solar water heating system | Solar water heating system | Solar water heating system | Solar water heating system | Solar water heating system | Solar water heating system | Solar water heating system | Solar water heating system | Solar water heating system | Solar water heating system | Solar water heating system | 6.3728 | 6.3728 | 6.3728 | 6.3728 | 6.3728 | 6.3728 | 6.3728 | 6.3728 | 6.3728 | 6.3728 | 6.3728 | 6.3728 | 6.3728 | 6.3728 | 6.3728 | 6.3728 | 6.3728 | 6.3728 | 6.3728 | 6.3728 | 6.3728 | 6.3728 | 6.3728 | 6.3728 | 6.3728 | 6.3728 | 6.3728 | 6.3728 | 0.0875 | 0.0875 | 0.0875 | 0.0875 | 0.0875 | 0.0875 | 0.0875 | 0.0875 | 0.0875 | 0.0875 | 0.0875 | 0.0875 | 0.0875 | 0.0875 | 0.0875 | 0.0875 | 0.0875 | 0.0875 | 0.0875 | 0.0875 | 0.0875 | 0.0875 | 0.0875 | 0.0875 | 0.0875 | 0.0875 | 0.0875 | 0.0875 | 0 | 0 | 0 | 0 | 0 | 0 | 0 | 0 | 0 | 0 | 0 | 0 | 0 | 0 | 0 | 0 | 0 | 0 | 0 | 0 | 0 | 0 | 0 | 0 | 0 | 0 | 0 | 0 | 0 | 0 | 0 | 0 | 0 | 0 | 0 | 0 | 0 | 0 | 0 | 0 | 0 | 0 | 0 | 0 | 0 | 0 | 0 | 0 | 0 | 0 | 0 | 0 | 0 | 0 | 0 | 0 | 0 | 0 | 0 | 0 | 0 | 0 | 0 | 0 | 0 | 0 | 0 | 0 | 0 | 0 | 0 | 0 | 0 | 0 | 0 | 0 | 0 | 0 | 0 | 0 | 0 | 0 | 0 | 0 | 0 | 0
Connected Thermostat - ENERGY STAR (1.0)_Warehouse_Existing_Thermostat with capability to establish a schedule | Connected Thermostat - ENERGY STAR (1.0)_Warehouse_Existing | Connected Thermostat - ENERGY STAR (1.0)_Commercial_Existing_Manual or programmable thermostat_Thermostat with capability to establish a schedule | Commercial | Warehouse | Existing | Space Heating | Natural Gas | Connected Thermostat - ENERGY STAR (1.0) | NEQ | Manual or programmable thermostat | 5 | 5 | 5 | 3.6336 | 0 | 0 | 0.050268 | 0.78844 | Retro5Med | 8.35569166605469E-06 | TBD | A | WCM730 | 0.7 | 0.42 | tonCool | 0.0321 | 8882.052547072955 | 8882.0525 | 7005.562572339231 | 7005.5626 | RTF Wkbk - ComConnectedThermostats_v2_1 | RTF Wkbk - ComConnectedThermostats_v2_1 | RTF Wkbk - ComConnectedThermostats_v2_1 | 0 | 0 | 102.1619 | Manual or programmable thermostat | Manual or programmable thermostat | Manual or programmable thermostat | Manual or programmable thermostat | Manual or programmable thermostat | Manual or programmable thermostat | Manual or programmable thermostat | Manual or programmable thermostat | Manual or programmable thermostat | Manual or programmable thermostat | Manual or programmable thermostat | Manual or programmable thermostat | Manual or programmable thermostat | Manual or programmable thermostat | Manual or programmable thermostat | Manual or programmable thermostat | Manual or programmable thermostat | Manual or programmable thermostat | Manual or programmable thermostat | Manual or programmable thermostat | Manual or programmable thermostat | Manual or programmable thermostat | Manual or programmable thermostat | Manual or programmable thermostat | Manual or programmable thermostat | Manual or programmable thermostat | Manual or programmable thermostat | Manual or programmable thermostat | 0 | 0 | 0 | 13478.0743 | 16238.9765 | 19443.6624 | 22017.4127 | 24414.1948 | 27634.434 | 29245.1194 | 28748.6886 | 26047.5627 | 21542.1977 | 16074.9728 | 10292.6384 | 5801.3068 | 2719.8627 | 1123.4124 | 399.5692 | 122.3466 | 26.2006 | 2.3752 | 1.5617 | 0 | 0 | 0 | 0 | 0 | 0 | 0 | 0 | 13478.0743 | 29464.6164 | 48273.5293 | 69106.9029 | 91596.3673 | 116314.7544 | 141453.3868 | 164864.8175 | 184555.4886 | 199108.7664 | 208073.6342 | 211596.8387 | 211199.9076 | 208372.9711 | 204553.0711 | 200473.9399 | 196643.5501 | 193237.5277 | 190307.6004 | 187693.8004 | 185510.3925 | 183498.3103 | 181643.8934 | 179934.6011 | 178358.9161 | 0 | 0 | 0 | 10.491270027956174 | 12.881606427135388 | 15.763316562311845 | 18.298726792946816 | 20.872015128887284 | 24.40189456197845 | 26.769257283906366 | 27.34668721414523 | 25.77097079874873 | 22.152332278423884 | 17.14240999432089 | 11.34521061162703 | 6.587541645460856 | 3.1717793107774486 | 1.3419066314827663 | 0.48796604781191527 | 0.15241863965574792 | 0.03322034277258782 | 0.003057970379264746 | 0.00203864691950983 | 0 | 0 | 0 | 0 | 0 | 0 | 0 | 0 | 10.491270027956174 | 23.37287645509156 | 39.1361930174034 | 57.43491981035022 | 78.30693493923751 | 102.70882950121596 | 129.47808678512234 | 156.82477399926756 | 182.5957447980163 | 204.74807707644018 | 221.89048707076105 | 233.23569768238806 | 239.82323932784894 | 242.9950186386264 | 244.33692527010913 | 244.82489131792104 | 244.9773099575768 | 245.0105303003494 | 245.01358827072863 | 245.01562691764815 | 245.01562691764815 | 245.01562691764815 | 245.01562691764815 | 245.01562691764815 | 245.01562691764815 | Thermostat with capability to establish a schedule | Thermostat with capability to establish a schedule | Thermostat with capability to establish a schedule | Thermostat with capability to establish a schedule | Thermostat with capability to establish a schedule | Thermostat with capability to establish a schedule | Thermostat with capability to establish a schedule | Thermostat with capability to establish a schedule | Thermostat with capability to establish a schedule | Thermostat with capability to establish a schedule | Thermostat with capability to establish a schedule | Thermostat with capability to establish a schedule | Thermostat with capability to establish a schedule | Thermostat with capability to establish a schedule | Thermostat with capability to establish a schedule | Thermostat with capability to establish a schedule | Thermostat with capability to establish a schedule | Thermostat with capability to establish a schedule | Thermostat with capability to establish a schedule | Thermostat with capability to establish a schedule | Thermostat with capability to establish a schedule | Thermostat with capability to establish a schedule | Thermostat with capability to establish a schedule | Thermostat with capability to establish a schedule | Thermostat with capability to establish a schedule | Thermostat with capability to establish a schedule | Thermostat with capability to establish a schedule | Thermostat with capability to establish a schedule | 102.1619 | 102.1619 | 102.1619 | 102.1619 | 102.1619 | 102.1619 | 102.1619 | 102.1619 | 102.1619 | 102.1619 | 102.1619 | 102.1619 | 102.1619 | 102.1619 | 102.1619 | 102.1619 | 102.1619 | 102.1619 | 102.1619 | 102.1619 | 102.1619 | 102.1619 | 102.1619 | 102.1619 | 102.1619 | 102.1619 | 102.1619 | 102.1619 | 3.6336 | 3.6336 | 3.6336 | 3.6336 | 3.6336 | 3.6336 | 3.6336 | 3.6336 | 3.6336 | 3.6336 | 3.6336 | 3.6336 | 3.6336 | 3.6336 | 3.6336 | 3.6336 | 3.6336 | 3.6336 | 3.6336 | 3.6336 | 3.6336 | 3.6336 | 3.6336 | 3.6336 | 3.6336 | 3.6336 | 3.6336 | 3.6336 | 0 | 0 | 0 | 0 | 0 | 0 | 0 | 0 | 0 | 0 | 0 | 0 | 0 | 0 | 0 | 0 | 0 | 0 | 0 | 0 | 0 | 0 | 0 | 0 | 0 | 0 | 0 | 0 | 0 | 0 | 0 | 0 | 0 | 0 | 0 | 0 | 0 | 0 | 0 | 0 | 0 | 0 | 0 | 0 | 0 | 0 | 0 | 0 | 0 | 0 | 0 | 0 | 0 | 0 | 0 | 0 | 0 | 0 | 0 | 0 | 0 | 0 | 0 | 0 | 0 | 0 | 0 | 0 | 0 | 0 | 0 | 0 | 0 | 0 | 0 | 0 | 0 | 0 | 0 | 0 | 0 | 0 | 0 | 0 | 0 | 0 | 0 | 0 | 0 | 0 | 0 | 0 | 0 | 0 | 0 | 0 | 0 | 0 | 0 | 0 | 0 | 0 | 0 | 0 | 0 | 0 | 0 | 0 | 0 | 0 | 0 | 0 | Thermostat with capability to establish a schedule | Thermostat with capability to establish a schedule | Thermostat with capability to establish a schedule | Thermostat with capability to establish a schedule | Thermostat with capability to establish a schedule | Thermostat with capability to establish a schedule | Thermostat with capability to establish a schedule | Thermostat with capability to establish a schedule | Thermostat with capability to establish a schedule | Thermostat with capability to establish a schedule | Thermostat with capability to establish a schedule | Thermostat with capability to establish a schedule | Thermostat with capability to establish a schedule | Thermostat with capability to establish a schedule | Thermostat with capability to establish a schedule | Thermostat with capability to establish a schedule | Thermostat with capability to establish a schedule | Thermostat with capability to establish a schedule | Thermostat with capability to establish a schedule | Thermostat with capability to establish a schedule | Thermostat with capability to establish a schedule | Thermostat with capability to establish a schedule | Thermostat with capability to establish a schedule | Thermostat with capability to establish a schedule | Thermostat with capability to establish a schedule | Thermostat with capability to establish a schedule | Thermostat with capability to establish a schedule | Thermostat with capability to establish a schedule | 102.1619 | 102.1619 | 102.1619 | 102.1619 | 102.1619 | 102.1619 | 102.1619 | 102.1619 | 102.1619 | 102.1619 | 102.1619 | 102.1619 | 102.1619 | 102.1619 | 102.1619 | 102.1619 | 102.1619 | 102.1619 | 102.1619 | 102.1619 | 102.1619 | 102.1619 | 102.1619 | 102.1619 | 102.1619 | 102.1619 | 102.1619 | 102.1619 | 3.6336 | 3.6336 | 3.6336 | 3.6336 | 3.6336 | 3.6336 | 3.6336 | 3.6336 | 3.6336 | 3.6336 | 3.6336 | 3.6336 | 3.6336 | 3.6336 | 3.6336 | 3.6336 | 3.6336 | 3.6336 | 3.6336 | 3.6336 | 3.6336 | 3.6336 | 3.6336 | 3.6336 | 3.6336 | 3.6336 | 3.6336 | 3.6336 | 0 | 0 | 0 | 0 | 0 | 0 | 0 | 0 | 0 | 0 | 0 | 0 | 0 | 0 | 0 | 0 | 0 | 0 | 0 | 0 | 0 | 0 | 0 | 0 | 0 | 0 | 0 | 0 | 0 | 0 | 0 | 0 | 0 | 0 | 0 | 0 | 0 | 0 | 0 | 0 | 0 | 0 | 0 | 0 | 0 | 0 | 0 | 0 | 0 | 0 | 0 | 0 | 0 | 0 | 0 | 0 | 0 | 0 | 0 | 0 | 0 | 0 | 0 | 0 | 0 | 0 | 0 | 0 | 0 | 0 | 0 | 0 | 0 | 0 | 0 | 0 | 0 | 0 | 0 | 0 | 0 | 0 | 0 | 0 | 0 | 0
Water Heater - Pipe Insulation_Lodging_Existing_Insulated DHW pipe | Water Heater - Pipe Insulation_Lodging_Existing | Water Heater - Pipe Insulation_Commercial_Existing_Bare DHW pipe_Insulated DHW pipe | Commercial | Lodging | Existing | Water Heating | Natural Gas | Water Heater - Pipe Insulation | NEQ | Bare DHW pipe | 15 | 15 | 15 | 0.694 | 0 | 0 | 0.02 | 0.1 | Retro3Slow | 0.004128203794943829 | TBD | A | WCM634 | 0.7 | 0.42 | PipeFeet | 0.0321 | 886.7688278445031 | 886.7688 | 699.4233008351011 | 699.4233 | IL TRM v13 - 4.4.24 - Small Pipe Insulation - CI-HVC-SPIN-V04-240101 | IL TRM v13 - 4.4.24 - Small Pipe Insulation - CI-HVC-SPIN-V04-240101 | IL TRM v13 - 4.4.24 - Small Pipe Insulation - CI-HVC-SPIN-V04-240101 | 0 | 0 | 5.4747 | Bare DHW pipe | Bare DHW pipe | Bare DHW pipe | Bare DHW pipe | Bare DHW pipe | Bare DHW pipe | Bare DHW pipe | Bare DHW pipe | Bare DHW pipe | Bare DHW pipe | Bare DHW pipe | Bare DHW pipe | Bare DHW pipe | Bare DHW pipe | Bare DHW pipe | Bare DHW pipe | Bare DHW pipe | Bare DHW pipe | Bare DHW pipe | Bare DHW pipe | Bare DHW pipe | Bare DHW pipe | Bare DHW pipe | Bare DHW pipe | Bare DHW pipe | Bare DHW pipe | Bare DHW pipe | Bare DHW pipe | 0 | 0 | 0 | 5.7779 | 8.9826 | 17.7449 | 30.6373 | 46.9689 | 64.74 | 81.0479 | 93.1427 | 98.8836 | 97.7377 | 90.3643 | 78.4702 | 64.0989 | 49.4997 | 36.3624 | 25.3915 | 16.8946 | 10.7341 | 5.4719 | 3.6442 | 1.2916e-16 | 1.2909e-16 | 1.2902e-16 | 1.2897e-16 | 1.2893e-16 | 0 | 0 | 0 | 5.7779 | 14.697 | 32.2617 | 62.4666 | 108.5321 | 171.5946 | 249.8342 | 339.2432 | 433.311 | 526.0271 | 611.4465 | 685.2883 | 743.8342 | 788.0368 | 822.0005 | 845.3844 | 860.6266 | 870.0024 | 874.3634 | 877.126 | 876.468 | 875.9416 | 875.5205 | 875.1836 | 874.914 | 0 | 0 | 0 | 0.009379162410000664 | 0.014743172745906263 | 0.02948634549181253 | 0.051601104610671945 | 0.0802683849499341 | 0.1123757389299077 | 0.14302366772897349 | 0.16686094568380241 | 0.17969640304409487 | 0.17969640304409487 | 0.16771664284115534 | 0.1467520624860108 | 0.12085463969436175 | 0.09399805309561478 | 0.06926172333361108 | 0.04848320633352759 | 0.032322137555685054 | 0.020568632989981427 | 0.010498575384397354 | 0.006999050256264904 | 2.482534153247273E-19 | 2.482534153247273E-19 | 2.482534153247273E-19 | 2.482534153247273E-19 | 2.482534153247273E-19 | 0 | 0 | 0 | 0.009379162410000664 | 0.024122335155906924 | 0.05360868064771945 | 0.1052097852583914 | 0.18547817020832552 | 0.29785390913823323 | 0.4408775768672067 | 0.6077385225510091 | 0.787434925595104 | 0.9671313286391989 | 1.1348479714803543 | 1.2816000339663651 | 1.4024546736607268 | 1.4964527267563419 | 1.565714450089953 | 1.6141976564234803 | 1.6465197939791656 | 1.6670884269691468 | 1.6775870023535442 | 1.684586052609809 | 1.684586052609809 | 1.684586052609809 | 1.684586052609809 | 1.684586052609809 | 1.684586052609809 | Insulated DHW pipe | Insulated DHW pipe | Insulated DHW pipe | Insulated DHW pipe | Insulated DHW pipe | Insulated DHW pipe | Insulated DHW pipe | Insulated DHW pipe | Insulated DHW pipe | Insulated DHW pipe | Insulated DHW pipe | Insulated DHW pipe | Insulated DHW pipe | Insulated DHW pipe | Insulated DHW pipe | Insulated DHW pipe | Insulated DHW pipe | Insulated DHW pipe | Insulated DHW pipe | Insulated DHW pipe | Insulated DHW pipe | Insulated DHW pipe | Insulated DHW pipe | Insulated DHW pipe | Insulated DHW pipe | Insulated DHW pipe | Insulated DHW pipe | Insulated DHW pipe | 5.4747 | 5.4747 | 5.4747 | 5.4747 | 5.4747 | 5.4747 | 5.4747 | 5.4747 | 5.4747 | 5.4747 | 5.4747 | 5.4747 | 5.4747 | 5.4747 | 5.4747 | 5.4747 | 5.4747 | 5.4747 | 5.4747 | 5.4747 | 5.4747 | 5.4747 | 5.4747 | 5.4747 | 5.4747 | 5.4747 | 5.4747 | 5.4747 | 0.694 | 0.694 | 0.694 | 0.694 | 0.694 | 0.694 | 0.694 | 0.694 | 0.694 | 0.694 | 0.694 | 0.694 | 0.694 | 0.694 | 0.694 | 0.694 | 0.694 | 0.694 | 0.694 | 0.694 | 0.694 | 0.694 | 0.694 | 0.694 | 0.694 | 0.694 | 0.694 | 0.694 | 0 | 0 | 0 | 4.9627 | 7.8061 | 15.6181 | 27.328 | 42.4711 | 59.3396 | 75.2679 | 87.4357 | 93.6691 | 93.0894 | 86.2619 | 74.8691 | 61.027 | 46.9342 | 34.173 | 23.6296 | 15.5655 | 9.794 | 4.9475 | 3.268 | 6.764e-17 | 6.7198e-17 | 6.6836e-17 | 6.6539e-17 | 6.6295e-17 | 0 | 0 | 0 | 4.9627 | 12.7721 | 28.395 | 55.7193 | 98.1391 | 157.2807 | 232.0171 | 318.4571 | 410.461 | 501.01 | 583.6879 | 653.8392 | 708.1865 | 747.1942 | 772.5078 | 786.7242 | 792.923 | 793.8059 | 790.5704 | 786.5622 | 780.2827 | 775.1858 | 771.0104 | 767.5805 | 764.769 | 0 | 0 | 0 | 0.007972288048500564 | 0.012531696834020322 | 0.02506339366804065 | 0.04386093891907115 | 0.06822812720744399 | 0.09551937809042156 | 0.12157011756962746 | 0.14183180383123206 | 0.15274194258748064 | 0.15274194258748064 | 0.14255914641498202 | 0.12473925311310918 | 0.10272644374020744 | 0.07989834513127256 | 0.05887246483356943 | 0.041210725383498445 | 0.0274738169223323 | 0.017483338041484213 | 0.00892378907673775 | 0.005949192717825165 | 1.2412670766236366E-19 | 1.2412670766236366E-19 | 1.2412670766236366E-19 | 1.2412670766236366E-19 | 1.2412670766236366E-19 | 0 | 0 | 0 | 0.007972288048500564 | 0.020503984882520886 | 0.04556737855056153 | 0.08942831746963269 | 0.15765644467707668 | 0.2531758227674983 | 0.3747459403371257 | 0.5165777441683578 | 0.6693196867558384 | 0.8220616293433191 | 0.9646207757583012 | 1.0893600288714103 | 1.1920864726116178 | 1.2719848177428903 | 1.3308572825764595 | 1.372068007959958 | 1.3995418248822904 | 1.4170251629237747 | 1.4259489520005124 | 1.4318981447183377 | 1.4318981447183377 | 1.4318981447183377 | 1.4318981447183377 | 1.4318981447183377 | 1.4318981447183377 | Insulated DHW pipe | Insulated DHW pipe | Insulated DHW pipe | Insulated DHW pipe | Insulated DHW pipe | Insulated DHW pipe | Insulated DHW pipe | Insulated DHW pipe | Insulated DHW pipe | Insulated DHW pipe | Insulated DHW pipe | Insulated DHW pipe | Insulated DHW pipe | Insulated DHW pipe | Insulated DHW pipe | Insulated DHW pipe | Insulated DHW pipe | Insulated DHW pipe | Insulated DHW pipe | Insulated DHW pipe | Insulated DHW pipe | Insulated DHW pipe | Insulated DHW pipe | Insulated DHW pipe | Insulated DHW pipe | Insulated DHW pipe | Insulated DHW pipe | Insulated DHW pipe | 5.4747 | 5.4747 | 5.4747 | 5.4747 | 5.4747 | 5.4747 | 5.4747 | 5.4747 | 5.4747 | 5.4747 | 5.4747 | 5.4747 | 5.4747 | 5.4747 | 5.4747 | 5.4747 | 5.4747 | 5.4747 | 5.4747 | 5.4747 | 5.4747 | 5.4747 | 5.4747 | 5.4747 | 5.4747 | 5.4747 | 5.4747 | 5.4747 | 0.694 | 0.694 | 0.694 | 0.694 | 0.694 | 0.694 | 0.694 | 0.694 | 0.694 | 0.694 | 0.694 | 0.694 | 0.694 | 0.694 | 0.694 | 0.694 | 0.694 | 0.694 | 0.694 | 0.694 | 0.694 | 0.694 | 0.694 | 0.694 | 0.694 | 0.694 | 0.694 | 0.694 | 0 | 0 | 0 | 4.9635 | 7.8091 | 15.6282 | 27.3539 | 42.5259 | 59.4401 | 75.4287 | 87.662 | 93.9515 | 93.4042 | 86.5781 | 75.1576 | 61.2689 | 47.1227 | 34.311 | 23.7253 | 15.6286 | 9.8337 | 4.9675 | 3.2812 | 6.7914e-17 | 6.7471e-17 | 6.7107e-17 | 6.6809e-17 | 6.6564e-17 | 0 | 0 | 0 | 4.9635 | 12.777 | 28.4133 | 55.772 | 98.2657 | 157.5471 | 232.5126 | 319.2813 | 411.6983 | 502.7042 | 585.8275 | 656.359 | 710.9931 | 750.1947 | 775.6271 | 789.9074 | 796.1332 | 797.0202 | 793.7716 | 789.7472 | 783.4423 | 778.3248 | 774.1324 | 770.6887 | 767.8657 | 0 | 0 | 0 | 0.0079723 | 0.012532 | 0.02506339366804065 | 0.04386093891907115 | 0.06822812720744399 | 0.09551937809042156 | 0.12157011756962746 | 0.14183180383123206 | 0.15274194258748064 | 0.15274194258748064 | 0.14255914641498202 | 0.12473925311310918 | 0.10272644374020744 | 0.07989834513127256 | 0.05887246483356943 | 0.041210725383498445 | 0.0274738169223323 | 0.017483338041484213 | 0.00892378907673775 | 0.005949192717825165 | 1.2412670766236366E-19 | 1.2412670766236366E-19 | 1.2412670766236366E-19 | 1.2412670766236366E-19 | 1.2412670766236366E-19 | 0 | 0
Strategic Energy Management_Healthcare_Existing_Implementation of strategic energy management program. | Strategic Energy Management_Healthcare_Existing | Strategic Energy Management_Commercial_Existing_No strategic energy management._Implementation of strategic energy management program. | Commercial | Healthcare | Existing | Water Heating | Natural Gas | Strategic Energy Management | NEQ | No strategic energy management. | 3 | 3 | 3 | 0.010808 | 0 | 0 | 0.05 | 0.175 | RetroEven20 | 0.03333333333333333 | TBD | A | WCM548 | 0.7 | 0.42 | sqft | 0.0321 | 9057.520354480252 | 9057.5204 | 7143.959716209775 | 7143.9597 | 2021 Power Plan - Com-EM-2021P_V4 - Commercial SEM, Northwest Power and Conservation Council (NWPCC), 2021 Power Plan Conservation Supply Workbooks. January 2022. | 2021 Power Plan - Com-EM-2021P_V4 - Commercial SEM, Northwest Power and Conservation Council (NWPCC), 2021 Power Plan Conservation Supply Workbooks. January 2022. | 2021 Power Plan - Com-EM-2021P_V4 - Commercial SEM, Northwest Power and Conservation Council (NWPCC), 2021 Power Plan Conservation Supply Workbooks. January 2022. | 0 | 0 | 0.64695 | No strategic energy management. | No strategic energy management. | No strategic energy management. | No strategic energy management. | No strategic energy management. | No strategic energy management. | No strategic energy management. | No strategic energy management. | No strategic energy management. | No strategic energy management. | No strategic energy management. | No strategic energy management. | No strategic energy management. | No strategic energy management. | No strategic energy management. | No strategic energy management. | No strategic energy management. | No strategic energy management. | No strategic energy management. | No strategic energy management. | No strategic energy management. | No strategic energy management. | No strategic energy management. | No strategic energy management. | No strategic energy management. | No strategic energy management. | No strategic energy management. | No strategic energy management. | 0 | 0 | 0 | 640.0336 | 632.6577 | 624.3481 | 615.1128 | 604.9321 | 593.778 | 581.6367 | 569.8311 | 557.9182 | 546.9657 | 536.809 | 527.4257 | 517.8362 | 509.163 | 503.2365 | 498.3814 | 494.6119 | 491.8611 | 490.1319 | 325.9366 | 0 | 0 | 0 | 0 | 0 | 0 | 0 | 0 | 640.0336 | 1265.3154 | 1873.0442 | 2460.4511 | 3024.6605 | 3562.6683 | 4071.4567 | 4558.6488 | 5021.2635 | 5469.6566 | 5904.899 | 6329.1085 | 6731.8703 | 7128.2816 | 7548.5474 | 7974.1021 | 8408.4026 | 8853.5001 | 9312.5055 | 9615.1296 | 9607.9026 | 9602.1211 | 9597.4958 | 9593.7956 | 9590.8354 | 0 | 0 | 0 | 59687.375468813065 | 59687.37546881305 | 59687.37546881305 | 59687.37546881305 | 59687.37546881305 | 59687.37546881305 | 59687.37546881305 | 59687.37546881305 | 59687.37546881305 | 59687.375468813065 | 59687.37546881305 | 59687.37546881305 | 59687.37546881305 | 59687.37546881304 | 59687.37546881304 | 59687.37546881305 | 59687.37546881303 | 59687.37546881304 | 59687.37546881304 | 39791.58364587536 | 0 | 0 | 0 | 0 | 0 | 0 | 0 | 0 | 59687.375468813065 | 119374.75093762612 | 179062.12640643917 | 238749.50187525223 | 298436.8773440653 | 358124.25281287835 | 417811.6282816914 | 477499.00375050446 | 537186.3792193175 | 596873.7546881306 | 656561.1301569436 | 716248.5056257566 | 775935.8810945696 | 835623.2565633826 | 895310.6320321956 | 954998.0075010086 | 1014685.3829698216 | 1074372.7584386347 | 1134060.1339074478 | 1173851.7175533231 | 1173851.7175533231 | 1173851.7175533231 | 1173851.7175533231 | 1173851.7175533231 | 1173851.7175533231 | Implementation of strategic energy management program. | Implementation of strategic energy management program. | Implementation of strategic energy management program. | Implementation of strategic energy management program. | Implementation of strategic energy management program. | Implementation of strategic energy management program. | Implementation of strategic energy management program. | Implementation of strategic energy management program. | Implementation of strategic energy management program. | Implementation of strategic energy management program. | Implementation of strategic energy management program. | Implementation of strategic energy management program. | Implementation of strategic energy management program. | Implementation of strategic energy management program. | Implementation of strategic energy management program. | Implementation of strategic energy management program. | Implementation of strategic energy management program. | Implementation of strategic energy management program. | Implementation of strategic energy management program. | Implementation of strategic energy management program. | Implementation of strategic energy management program. | Implementation of strategic energy management program. | Implementation of strategic energy management program. | Implementation of strategic energy management program. | Implementation of strategic energy management program. | Implementation of strategic energy management program. | Implementation of strategic energy management program. | Implementation of strategic energy management program. | 0.6469 | 0.6469 | 0.6469 | 0.6469 | 0.6469 | 0.6469 | 0.6469 | 0.6469 | 0.6469 | 0.6469 | 0.6469 | 0.6469 | 0.6469 | 0.6469 | 0.6469 | 0.6469 | 0.6469 | 0.6469 | 0.6469 | 0.6469 | 0.6469 | 0.6469 | 0.6469 | 0.6469 | 0.6469 | 0.6469 | 0.6469 | 0.6469 | 0.0108 | 0.0108 | 0.0108 | 0.0108 | 0.0108 | 0.0108 | 0.0108 | 0.0108 | 0.0108 | 0.0108 | 0.0108 | 0.0108 | 0.0108 | 0.0108 | 0.0108 | 0.0108 | 0.0108 | 0.0108 | 0.0108 | 0.0108 | 0.0108 | 0.0108 | 0.0108 | 0.0108 | 0.0108 | 0.0108 | 0.0108 | 0.0108 | 0 | 0 | 0 | 0 | 0 | 0 | 0 | 0 | 0 | 0 | 0 | 0 | 0 | 0 | 0 | 0 | 0 | 0 | 0 | 0 | 0 | 0 | 0 | 0 | 0 | 0 | 0 | 0 | 0 | 0 | 0 | 0 | 0 | 0 | 0 | 0 | 0 | 0 | 0 | 0 | 0 | 0 | 0 | 0 | 0 | 0 | 0 | 0 | 0 | 0 | 0 | 0 | 0 | 0 | 0 | 0 | 0 | 0 | 0 | 0 | 0 | 0 | 0 | 0 | 0 | 0 | 0 | 0 | 0 | 0 | 0 | 0 | 0 | 0 | 0 | 0 | 0 | 0 | 0 | 0 | 0 | 0 | 0 | 0 | 0 | 0 | 0 | 0 | 0 | 0 | 0 | 0 | 0 | 0 | 0 | 0 | 0 | 0 | 0 | 0 | 0 | 0 | 0 | 0 | 0 | 0 | 0 | 0 | 0 | 0 | 0 | 0 | Implementation of strategic energy management program. | Implementation of strategic energy management program. | Implementation of strategic energy management program. | Implementation of strategic energy management program. | Implementation of strategic energy management program. | Implementation of strategic energy management program. | Implementation of strategic energy management program. | Implementation of strategic energy management program. | Implementation of strategic energy management program. | Implementation of strategic energy management program. | Implementation of strategic energy management program. | Implementation of strategic energy management program. | Implementation of strategic energy management program. | Implementation of strategic energy management program. | Implementation of strategic energy management program. | Implementation of strategic energy management program. | Implementation of strategic energy management program. | Implementation of strategic energy management program. | Implementation of strategic energy management program. | Implementation of strategic energy management program. | Implementation of strategic energy management program. | Implementation of strategic energy management program. | Implementation of strategic energy management program. | Implementation of strategic energy management program. | Implementation of strategic energy management program. | Implementation of strategic energy management program. | Implementation of strategic energy management program. | Implementation of strategic energy management program. | 0.6469 | 0.6469 | 0.6469 | 0.6469 | 0.6469 | 0.6469 | 0.6469 | 0.6469 | 0.6469 | 0.6469 | 0.6469 | 0.6469 | 0.6469 | 0.6469 | 0.6469 | 0.6469 | 0.6469 | 0.6469 | 0.6469 | 0.6469 | 0.6469 | 0.6469 | 0.6469 | 0.6469 | 0.6469 | 0.6469 | 0.6469 | 0.6469 | 0.0108 | 0.0108 | 0.0108 | 0.0108 | 0.0108 | 0.0108 | 0.0108 | 0.0108 | 0.0108 | 0.0108 | 0.0108 | 0.0108 | 0.0108 | 0.0108 | 0.0108 | 0.0108 | 0.0108 | 0.0108 | 0.0108 | 0.0108 | 0.0108 | 0.0108 | 0.0108 | 0.0108 | 0.0108 | 0.0108 | 0.0108 | 0.0108 | 0 | 0 | 0 | 0 | 0 | 0 | 0 | 0 | 0 | 0 | 0 | 0 | 0 | 0 | 0 | 0 | 0 | 0 | 0 | 0 | 0 | 0 | 0 | 0 | 0 | 0 | 0 | 0 | 0 | 0 | 0 | 0 | 0 | 0 | 0 | 0 | 0 | 0 | 0 | 0 | 0 | 0 | 0 | 0 | 0 | 0 | 0 | 0 | 0 | 0 | 0 | 0 | 0 | 0 | 0 | 0 | 0 | 0 | 0 | 0 | 0 | 0 | 0 | 0 | 0 | 0 | 0 | 0 | 0 | 0 | 0 | 0 | 0 | 0 | 0 | 0 | 0 | 0 | 0 | 0 | 0 | 0 | 0 | 0 | 0 | 0
Strategic Energy Management_Healthcare_Existing_Implementation of strategic energy management program. | Strategic Energy Management_Healthcare_Existing | Strategic Energy Management_Commercial_Existing_No strategic energy management._Implementation of strategic energy management program. | Commercial | Healthcare | Existing | Space Heating | Natural Gas | Strategic Energy Management | NEQ | No strategic energy management. | 3 | 3 | 3 | 0.025416 | 0 | 0 | 0.05 | 0.175 | RetroEven20 | 0.03333333333333333 | TBD | A | WCM547 | 0.7 | 0.42 | sqft | 0.0321 | 9057.520354480252 | 9057.5204 | 7143.959716209775 | 7143.9597 | 2021 Power Plan - Com-EM-2021P_V4 - Commercial SEM, Northwest Power and Conservation Council (NWPCC), 2021 Power Plan Conservation Supply Workbooks. January 2022. | 2021 Power Plan - Com-EM-2021P_V4 - Commercial SEM, Northwest Power and Conservation Council (NWPCC), 2021 Power Plan Conservation Supply Workbooks. January 2022. | 2021 Power Plan - Com-EM-2021P_V4 - Commercial SEM, Northwest Power and Conservation Council (NWPCC), 2021 Power Plan Conservation Supply Workbooks. January 2022. | 0 | 0 | 0.64695 | No strategic energy management. | No strategic energy management. | No strategic energy management. | No strategic energy management. | No strategic energy management. | No strategic energy management. | No strategic energy management. | No strategic energy management. | No strategic energy management. | No strategic energy management. | No strategic energy management. | No strategic energy management. | No strategic energy management. | No strategic energy management. | No strategic energy management. | No strategic energy management. | No strategic energy management. | No strategic energy management. | No strategic energy management. | No strategic energy management. | No strategic energy management. | No strategic energy management. | No strategic energy management. | No strategic energy management. | No strategic energy management. | No strategic energy management. | No strategic energy management. | No strategic energy management. | 0 | 0 | 0 | 1563.4593 | 1531.0168 | 1494.9061 | 1455.1529 | 1411.5946 | 1363.7472 | 1312.745 | 1260.2513 | 1208.2812 | 1158.6404 | 1112.7159 | 1071.3594 | 1034.3919 | 1001.421 | 971.8555 | 945.0771 | 921.3744 | 900.3777 | 882.3821 | 577.541 | 0 | 0 | 0 | 0 | 0 | 0 | 0 | 0 | 1563.4593 | 3062.0337 | 4484.7184 | 5820.6115 | 7057.973 | 8182.4832 | 9189.2151 | 10082.0107 | 10874.5309 | 11586.404 | 12239.8745 | 12856.3133 | 13447.095 | 14019.8946 | 14577.8324 | 15121.2338 | 15663.364 | 16206.7981 | 16765.26 | 17037.459 | 16770.933 | 16525.0173 | 16298.1059 | 16088.7246 | 15895.514 | 0 | 0 | 0 | 63311.00540457777 | 63311.005404577794 | 63311.00540457776 | 63311.00540457778 | 63311.00540457781 | 63311.00540457777 | 63311.00540457781 | 63311.00540457778 | 63311.005404577816 | 63311.00540457778 | 63311.00540457778 | 63311.00540457781 | 63311.005404577794 | 63311.00540457781 | 63311.00540457781 | 63311.00540457781 | 63311.00540457781 | 63311.00540457781 | 63311.00540457781 | 42207.336936385196 | 0 | 0 | 0 | 0 | 0 | 0 | 0 | 0 | 63311.00540457777 | 126622.01080915556 | 189933.01621373332 | 253244.02161831112 | 316555.02702288894 | 379866.0324274667 | 443177.03783204453 | 506488.0432366223 | 569799.0486412001 | 633110.0540457779 | 696421.0594503557 | 759732.0648549335 | 823043.0702595114 | 886354.0756640892 | 949665.081068667 | 1012976.0864732448 | 1076287.0918778225 | 1139598.0972824004 | 1202909.1026869782 | 1245116.4396233633 | 1245116.4396233633 | 1245116.4396233633 | 1245116.4396233633 | 1245116.4396233633 | 1245116.4396233633 | Implementation of strategic energy management program. | Implementation of strategic energy management program. | Implementation of strategic energy management program. | Implementation of strategic energy management program. | Implementation of strategic energy management program. | Implementation of strategic energy management program. | Implementation of strategic energy management program. | Implementation of strategic energy management program. | Implementation of strategic energy management program. | Implementation of strategic energy management program. | Implementation of strategic energy management program. | Implementation of strategic energy management program. | Implementation of strategic energy management program. | Implementation of strategic energy management program. | Implementation of strategic energy management program. | Implementation of strategic energy management program. | Implementation of strategic energy management program. | Implementation of strategic energy management program. | Implementation of strategic energy management program. | Implementation of strategic energy management program. | Implementation of strategic energy management program. | Implementation of strategic energy management program. | Implementation of strategic energy management program. | Implementation of strategic energy management program. | Implementation of strategic energy management program. | Implementation of strategic energy management program. | Implementation of strategic energy management program. | Implementation of strategic energy management program. | 0.6469 | 0.6469 | 0.6469 | 0.6469 | 0.6469 | 0.6469 | 0.6469 | 0.6469 | 0.6469 | 0.6469 | 0.6469 | 0.6469 | 0.6469 | 0.6469 | 0.6469 | 0.6469 | 0.6469 | 0.6469 | 0.6469 | 0.6469 | 0.6469 | 0.6469 | 0.6469 | 0.6469 | 0.6469 | 0.6469 | 0.6469 | 0.6469 | 0.0254 | 0.0254 | 0.0254 | 0.0254 | 0.0254 | 0.0254 | 0.0254 | 0.0254 | 0.0254 | 0.0254 | 0.0254 | 0.0254 | 0.0254 | 0.0254 | 0.0254 | 0.0254 | 0.0254 | 0.0254 | 0.0254 | 0.0254 | 0.0254 | 0.0254 | 0.0254 | 0.0254 | 0.0254 | 0.0254 | 0.0254 | 0.0254 | 0 | 0 | 0 | 0 | 0 | 0 | 0 | 0 | 0 | 0 | 0 | 0 | 0 | 0 | 0 | 0 | 0 | 0 | 0 | 0 | 0 | 0 | 0 | 0 | 0 | 0 | 0 | 0 | 0 | 0 | 0 | 0 | 0 | 0 | 0 | 0 | 0 | 0 | 0 | 0 | 0 | 0 | 0 | 0 | 0 | 0 | 0 | 0 | 0 | 0 | 0 | 0 | 0 | 0 | 0 | 0 | 0 | 0 | 0 | 0 | 0 | 0 | 0 | 0 | 0 | 0 | 0 | 0 | 0 | 0 | 0 | 0 | 0 | 0 | 0 | 0 | 0 | 0 | 0 | 0 | 0 | 0 | 0 | 0 | 0 | 0 | 0 | 0 | 0 | 0 | 0 | 0 | 0 | 0 | 0 | 0 | 0 | 0 | 0 | 0 | 0 | 0 | 0 | 0 | 0 | 0 | 0 | 0 | 0 | 0 | 0 | 0 | Implementation of strategic energy management program. | Implementation of strategic energy management program. | Implementation of strategic energy management program. | Implementation of strategic energy management program. | Implementation of strategic energy management program. | Implementation of strategic energy management program. | Implementation of strategic energy management program. | Implementation of strategic energy management program. | Implementation of strategic energy management program. | Implementation of strategic energy management program. | Implementation of strategic energy management program. | Implementation of strategic energy management program. | Implementation of strategic energy management program. | Implementation of strategic energy management program. | Implementation of strategic energy management program. | Implementation of strategic energy management program. | Implementation of strategic energy management program. | Implementation of strategic energy management program. | Implementation of strategic energy management program. | Implementation of strategic energy management program. | Implementation of strategic energy management program. | Implementation of strategic energy management program. | Implementation of strategic energy management program. | Implementation of strategic energy management program. | Implementation of strategic energy management program. | Implementation of strategic energy management program. | Implementation of strategic energy management program. | Implementation of strategic energy management program. | 0.6469 | 0.6469 | 0.6469 | 0.6469 | 0.6469 | 0.6469 | 0.6469 | 0.6469 | 0.6469 | 0.6469 | 0.6469 | 0.6469 | 0.6469 | 0.6469 | 0.6469 | 0.6469 | 0.6469 | 0.6469 | 0.6469 | 0.6469 | 0.6469 | 0.6469 | 0.6469 | 0.6469 | 0.6469 | 0.6469 | 0.6469 | 0.6469 | 0.0254 | 0.0254 | 0.0254 | 0.0254 | 0.0254 | 0.0254 | 0.0254 | 0.0254 | 0.0254 | 0.0254 | 0.0254 | 0.0254 | 0.0254 | 0.0254 | 0.0254 | 0.0254 | 0.0254 | 0.0254 | 0.0254 | 0.0254 | 0.0254 | 0.0254 | 0.0254 | 0.0254 | 0.0254 | 0.0254 | 0.0254 | 0.0254 | 0 | 0 | 0 | 0 | 0 | 0 | 0 | 0 | 0 | 0 | 0 | 0 | 0 | 0 | 0 | 0 | 0 | 0 | 0 | 0 | 0 | 0 | 0 | 0 | 0 | 0 | 0 | 0 | 0 | 0 | 0 | 0 | 0 | 0 | 0 | 0 | 0 | 0 | 0 | 0 | 0 | 0 | 0 | 0 | 0 | 0 | 0 | 0 | 0 | 0 | 0 | 0 | 0 | 0 | 0 | 0 | 0 | 0 | 0 | 0 | 0 | 0 | 0 | 0 | 0 | 0 | 0 | 0 | 0 | 0 | 0 | 0 | 0 | 0 | 0 | 0 | 0 | 0 | 0 | 0 | 0 | 0 | 0 | 0 | 0 | 0
Ventilation - Demand Controlled_Warehouse_Existing_new CO2 sensors installed on return air systems where no other sensors were previously installed | Ventilation - Demand Controlled_Warehouse_Existing | Ventilation - Demand Controlled_Commercial_Existing_space with no demand control capability_new CO2 sensors installed on return air systems where no other sensors were previously installed | Commercial | Warehouse | Existing | Space Heating | Natural Gas | Ventilation - Demand Controlled | NEQ | space with no demand control capability | 10 | 10 | 10 | 0.02828 | 0 | 0 | 0.041106 | 0.11267 | Retro3Slow | 0.004128203794943829 | TBD | A | WCM711 | 0.7 | 0.42 | sqft | 0.0321 | 3215.3649471537565 | 3215.3649 | 2536.062493529725 | 2536.0625 | IL TRM v13 - 4.4.19 - Demand Controlled Ventilation - CI-HVC-DCV-V07-240101 | IL TRM v13 - 4.4.19 - Demand Controlled Ventilation - CI-HVC-DCV-V07-240101 | IL TRM v13 - 4.4.19 - Demand Controlled Ventilation - CI-HVC-DCV-V07-240101 | 0 | 0 | 0.53487 | space with no demand control capability | space with no demand control capability | space with no demand control capability | space with no demand control capability | space with no demand control capability | space with no demand control capability | space with no demand control capability | space with no demand control capability | space with no demand control capability | space with no demand control capability | space with no demand control capability | space with no demand control capability | space with no demand control capability | space with no demand control capability | space with no demand control capability | space with no demand control capability | space with no demand control capability | space with no demand control capability | space with no demand control capability | space with no demand control capability | space with no demand control capability | space with no demand control capability | space with no demand control capability | space with no demand control capability | space with no demand control capability | space with no demand control capability | space with no demand control capability | space with no demand control capability | 0 | 0 | 0 | 307.7478 | 476.3405 | 936.35 | 1607.2148 | 2446.536 | 3342.9208 | 4142.4175 | 4696.407 | 4910.1594 | 4766.3227 | 4321.7932 | 3679.1966 | 2952.9657 | 2242.4408 | 1616.0089 | 1107.7349 | 724.4478 | 453.1265 | 227.776 | 149.7493 | 0 | 0 | 0 | 0 | 0 | 0 | 0 | 0 | 307.7478 | 779.374 | 1702.3638 | 3276.9593 | 5653.2721 | 8860.4714 | 12769.2083 | 17105.1857 | 21516.4628 | 25652.4889 | 29243.241 | 32130.7818 | 34267.6175 | 35699.747 | 36531.1224 | 36880.8765 | 36904.0481 | 36725.9159 | 36396.7514 | 36042.8279 | 35611.4064 | 35214.0188 | 34847.9256 | 34510.6156 | 34199.7855 | 0 | 0 | 0 | 11138.453682688807 | 17508.615331264456 | 35017.2306625289 | 61280.15365942563 | 95324.6834702176 | 133454.55685830454 | 169851.25418329673 | 198159.79654717952 | 213402.8578200394 | 213402.85782003947 | 199176.00063203697 | 174279.0005530322 | 143523.8828083794 | 111629.68662873961 | 82253.45330538732 | 57577.417313770915 | 38384.944875847264 | 24426.783102811933 | 12467.83993511404 | 8311.893290076028 | 0 | 0 | 0 | 0 | 0 | 0 | 0 | 0 | 11138.453682688807 | 28647.069013953263 | 63664.29967648216 | 124944.45333590779 | 220269.1368061254 | 353723.69366442994 | 523574.94784772664 | 721734.7443949061 | 935137.6022149455 | 1148540.4600349849 | 1347716.4606670218 | 1521995.461220054 | 1665519.3440284333 | 1777149.030657173 | 1859402.4839625603 | 1916979.9012763312 | 1955364.8461521785 | 1979791.6292549905 | 1992259.4691901046 | 2000571.3624801806 | 2000571.3624801806 | 2000571.3624801806 | 2000571.3624801806 | 2000571.3624801806 | 2000571.3624801806 | new CO2 sensors installed on return air systems where no other sensors were previously installed | new CO2 sensors installed on return air systems where no other sensors were previously installed | new CO2 sensors installed on return air systems where no other sensors were previously installed | new CO2 sensors installed on return air systems where no other sensors were previously installed | new CO2 sensors installed on return air systems where no other sensors were previously installed | new CO2 sensors installed on return air systems where no other sensors were previously installed | new CO2 sensors installed on return air systems where no other sensors were previously installed | new CO2 sensors installed on return air systems where no other sensors were previously installed | new CO2 sensors installed on return air systems where no other sensors were previously installed | new CO2 sensors installed on return air systems where no other sensors were previously installed | new CO2 sensors installed on return air systems where no other sensors were previously installed | new CO2 sensors installed on return air systems where no other sensors were previously installed | new CO2 sensors installed on return air systems where no other sensors were previously installed | new CO2 sensors installed on return air systems where no other sensors were previously installed | new CO2 sensors installed on return air systems where no other sensors were previously installed | new CO2 sensors installed on return air systems where no other sensors were previously installed | new CO2 sensors installed on return air systems where no other sensors were previously installed | new CO2 sensors installed on return air systems where no other sensors were previously installed | new CO2 sensors installed on return air systems where no other sensors were previously installed | new CO2 sensors installed on return air systems where no other sensors were previously installed | new CO2 sensors installed on return air systems where no other sensors were previously installed | new CO2 sensors installed on return air systems where no other sensors were previously installed | new CO2 sensors installed on return air systems where no other sensors were previously installed | new CO2 sensors installed on return air systems where no other sensors were previously installed | new CO2 sensors installed on return air systems where no other sensors were previously installed | new CO2 sensors installed on return air systems where no other sensors were previously installed | new CO2 sensors installed on return air systems where no other sensors were previously installed | new CO2 sensors installed on return air systems where no other sensors were previously installed | 0.5349 | 0.5349 | 0.5349 | 0.5349 | 0.5349 | 0.5349 | 0.5349 | 0.5349 | 0.5349 | 0.5349 | 0.5349 | 0.5349 | 0.5349 | 0.5349 | 0.5349 | 0.5349 | 0.5349 | 0.5349 | 0.5349 | 0.5349 | 0.5349 | 0.5349 | 0.5349 | 0.5349 | 0.5349 | 0.5349 | 0.5349 | 0.5349 | 0.0283 | 0.0283 | 0.0283 | 0.0283 | 0.0283 | 0.0283 | 0.0283 | 0.0283 | 0.0283 | 0.0283 | 0.0283 | 0.0283 | 0.0283 | 0.0283 | 0.0283 | 0.0283 | 0.0283 | 0.0283 | 0.0283 | 0.0283 | 0.0283 | 0.0283 | 0.0283 | 0.0283 | 0.0283 | 0.0283 | 0.0283 | 0.0283 | 0 | 0 | 0 | 0 | 0 | 0 | 0 | 0 | 0 | 0 | 0 | 0 | 0 | 0 | 0 | 0 | 0 | 0 | 0 | 0 | 0 | 0 | 0 | 0 | 0 | 0 | 0 | 0 | 0 | 0 | 0 | 0 | 0 | 0 | 0 | 0 | 0 | 0 | 0 | 0 | 0 | 0 | 0 | 0 | 0 | 0 | 0 | 0 | 0 | 0 | 0 | 0 | 0 | 0 | 0 | 0 | 0 | 0 | 0 | 0 | 0 | 0 | 0 | 0 | 0 | 0 | 0 | 0 | 0 | 0 | 0 | 0 | 0 | 0 | 0 | 0 | 0 | 0 | 0 | 0 | 0 | 0 | 0 | 0 | 0 | 0 | 0 | 0 | 0 | 0 | 0 | 0 | 0 | 0 | 0 | 0 | 0 | 0 | 0 | 0 | 0 | 0 | 0 | 0 | 0 | 0 | 0 | 0 | 0 | 0 | 0 | 0 | new CO2 sensors installed on return air systems where no other sensors were previously installed | new CO2 sensors installed on return air systems where no other sensors were previously installed | new CO2 sensors installed on return air systems where no other sensors were previously installed | new CO2 sensors installed on return air systems where no other sensors were previously installed | new CO2 sensors installed on return air systems where no other sensors were previously installed | new CO2 sensors installed on return air systems where no other sensors were previously installed | new CO2 sensors installed on return air systems where no other sensors were previously installed | new CO2 sensors installed on return air systems where no other sensors were previously installed | new CO2 sensors installed on return air systems where no other sensors were previously installed | new CO2 sensors installed on return air systems where no other sensors were previously installed | new CO2 sensors installed on return air systems where no other sensors were previously installed | new CO2 sensors installed on return air systems where no other sensors were previously installed | new CO2 sensors installed on return air systems where no other sensors were previously installed | new CO2 sensors installed on return air systems where no other sensors were previously installed | new CO2 sensors installed on return air systems where no other sensors were previously installed | new CO2 sensors installed on return air systems where no other sensors were previously installed | new CO2 sensors installed on return air systems where no other sensors were previously installed | new CO2 sensors installed on return air systems where no other sensors were previously installed | new CO2 sensors installed on return air systems where no other sensors were previously installed | new CO2 sensors installed on return air systems where no other sensors were previously installed | new CO2 sensors installed on return air systems where no other sensors were previously installed | new CO2 sensors installed on return air systems where no other sensors were previously installed | new CO2 sensors installed on return air systems where no other sensors were previously installed | new CO2 sensors installed on return air systems where no other sensors were previously installed | new CO2 sensors installed on return air systems where no other sensors were previously installed | new CO2 sensors installed on return air systems where no other sensors were previously installed | new CO2 sensors installed on return air systems where no other sensors were previously installed | new CO2 sensors installed on return air systems where no other sensors were previously installed | 0.5349 | 0.5349 | 0.5349 | 0.5349 | 0.5349 | 0.5349 | 0.5349 | 0.5349 | 0.5349 | 0.5349 | 0.5349 | 0.5349 | 0.5349 | 0.5349 | 0.5349 | 0.5349 | 0.5349 | 0.5349 | 0.5349 | 0.5349 | 0.5349 | 0.5349 | 0.5349 | 0.5349 | 0.5349 | 0.5349 | 0.5349 | 0.5349 | 0.0283 | 0.0283 | 0.0283 | 0.0283 | 0.0283 | 0.0283 | 0.0283 | 0.0283 | 0.0283 | 0.0283 | 0.0283 | 0.0283 | 0.0283 | 0.0283 | 0.0283 | 0.0283 | 0.0283 | 0.0283 | 0.0283 | 0.0283 | 0.0283 | 0.0283 | 0.0283 | 0.0283 | 0.0283 | 0.0283 | 0.0283 | 0.0283 | 0 | 0 | 0 | 0 | 0 | 0 | 0 | 0 | 0 | 0 | 0 | 0 | 0 | 0 | 0 | 0 | 0 | 0 | 0 | 0 | 0 | 0 | 0 | 0 | 0 | 0 | 0 | 0 | 0 | 0 | 0 | 0 | 0 | 0 | 0 | 0 | 0 | 0 | 0 | 0 | 0 | 0 | 0 | 0 | 0 | 0 | 0 | 0 | 0 | 0 | 0 | 0 | 0 | 0 | 0 | 0 | 0 | 0 | 0 | 0 | 0 | 0 | 0 | 0 | 0 | 0 | 0 | 0 | 0 | 0 | 0 | 0 | 0 | 0 | 0 | 0 | 0 | 0 | 0 | 0 | 0 | 0 | 0 | 0 | 0 | 0
Strategic Energy Management_Miscellaneous_Existing_Implementation of strategic energy management program. | Strategic Energy Management_Miscellaneous_Existing | Strategic Energy Management_Commercial_Existing_No strategic energy management._Implementation of strategic energy management program. | Commercial | Miscellaneous | Existing | Water Heating | Natural Gas | Strategic Energy Management | NEQ | No strategic energy management. | 3 | 3 | 3 | 0.0060047 | 0 | 0 | 0 | 0 | RetroEven20 | 0.03333333333333333 | TBD | A | WCM848 | 0.7 | 0.42 | sqft | 0.0321 | 9096.193211850547 | 9096.1932 | 7174.4622516004265 | 7174.4623 | 2021 Power Plan - Com-EM-2021P_V4 - Commercial SEM, Northwest Power and Conservation Council (NWPCC), 2021 Power Plan Conservation Supply Workbooks. January 2022. | 2021 Power Plan - Com-EM-2021P_V4 - Commercial SEM, Northwest Power and Conservation Council (NWPCC), 2021 Power Plan Conservation Supply Workbooks. January 2022. | 2021 Power Plan - Com-EM-2021P_V4 - Commercial SEM, Northwest Power and Conservation Council (NWPCC), 2021 Power Plan Conservation Supply Workbooks. January 2022. | 0 | 0 | 0.26153 | No strategic energy management. | No strategic energy management. | No strategic energy management. | No strategic energy management. | No strategic energy management. | No strategic energy management. | No strategic energy management. | No strategic energy management. | No strategic energy management. | No strategic energy management. | No strategic energy management. | No strategic energy management. | No strategic energy management. | No strategic energy management. | No strategic energy management. | No strategic energy management. | No strategic energy management. | No strategic energy management. | No strategic energy management. | No strategic energy management. | No strategic energy management. | No strategic energy management. | No strategic energy management. | No strategic energy management. | No strategic energy management. | No strategic energy management. | No strategic energy management. | No strategic energy management. | 0 | 0 | 0 | 0 | 0 | 0 | 0 | 0 | 0 | 0 | 0 | 0 | 0 | 0 | 0 | 0 | 0 | 0 | 0 | 0 | 0 | 0 | 0 | 0 | 0 | 0 | 0 | 0 | 0 | 0 | 0 | 0 | 0 | 0 | 0 | 0 | 0 | 0 | 0 | 0 | 0 | 0 | 0 | 0 | 0 | 0 | 0 | 0 | 0 | 0 | 0 | 0 | 0 | 0 | 0 | 0 | 0 | 0 | 0 | 0 | 0 | 0 | 0 | 0 | 0 | 0 | 0 | 0 | 0 | 0 | 0 | 0 | 0 | 0 | 0 | 0 | 0 | 0 | 0 | 0 | 0 | 0 | 0 | 0 | 0 | 0 | 0 | 0 | 0 | 0 | 0 | 0 | 0 | 0 | 0 | 0 | 0 | 0 | 0 | 0 | 0 | 0 | 0 | 0 | 0 | 0 | 0 | 0 | 0 | 0 | 0 | 0 | Implementation of strategic energy management program. | Implementation of strategic energy management program. | Implementation of strategic energy management program. | Implementation of strategic energy management program. | Implementation of strategic energy management program. | Implementation of strategic energy management program. | Implementation of strategic energy management program. | Implementation of strategic energy management program. | Implementation of strategic energy management program. | Implementation of strategic energy management program. | Implementation of strategic energy management program. | Implementation of strategic energy management program. | Implementation of strategic energy management program. | Implementation of strategic energy management program. | Implementation of strategic energy management program. | Implementation of strategic energy management program. | Implementation of strategic energy management program. | Implementation of strategic energy management program. | Implementation of strategic energy management program. | Implementation of strategic energy management program. | Implementation of strategic energy management program. | Implementation of strategic energy management program. | Implementation of strategic energy management program. | Implementation of strategic energy management program. | Implementation of strategic energy management program. | Implementation of strategic energy management program. | Implementation of strategic energy management program. | Implementation of strategic energy management program. | 0.2615 | 0.2615 | 0.2615 | 0.2615 | 0.2615 | 0.2615 | 0.2615 | 0.2615 | 0.2615 | 0.2615 | 0.2615 | 0.2615 | 0.2615 | 0.2615 | 0.2615 | 0.2615 | 0.2615 | 0.2615 | 0.2615 | 0.2615 | 0.2615 | 0.2615 | 0.2615 | 0.2615 | 0.2615 | 0.2615 | 0.2615 | 0.2615 | 0.006 | 0.006 | 0.006 | 0.006 | 0.006 | 0.006 | 0.006 | 0.006 | 0.006 | 0.006 | 0.006 | 0.006 | 0.006 | 0.006 | 0.006 | 0.006 | 0.006 | 0.006 | 0.006 | 0.006 | 0.006 | 0.006 | 0.006 | 0.006 | 0.006 | 0.006 | 0.006 | 0.006 | 0 | 0 | 0 | 0 | 0 | 0 | 0 | 0 | 0 | 0 | 0 | 0 | 0 | 0 | 0 | 0 | 0 | 0 | 0 | 0 | 0 | 0 | 0 | 0 | 0 | 0 | 0 | 0 | 0 | 0 | 0 | 0 | 0 | 0 | 0 | 0 | 0 | 0 | 0 | 0 | 0 | 0 | 0 | 0 | 0 | 0 | 0 | 0 | 0 | 0 | 0 | 0 | 0 | 0 | 0 | 0 | 0 | 0 | 0 | 0 | 0 | 0 | 0 | 0 | 0 | 0 | 0 | 0 | 0 | 0 | 0 | 0 | 0 | 0 | 0 | 0 | 0 | 0 | 0 | 0 | 0 | 0 | 0 | 0 | 0 | 0 | 0 | 0 | 0 | 0 | 0 | 0 | 0 | 0 | 0 | 0 | 0 | 0 | 0 | 0 | 0 | 0 | 0 | 0 | 0 | 0 | 0 | 0 | 0 | 0 | 0 | 0 | Implementation of strategic energy management program. | Implementation of strategic energy management program. | Implementation of strategic energy management program. | Implementation of strategic energy management program. | Implementation of strategic energy management program. | Implementation of strategic energy management program. | Implementation of strategic energy management program. | Implementation of strategic energy management program. | Implementation of strategic energy management program. | Implementation of strategic energy management program. | Implementation of strategic energy management program. | Implementation of strategic energy management program. | Implementation of strategic energy management program. | Implementation of strategic energy management program. | Implementation of strategic energy management program. | Implementation of strategic energy management program. | Implementation of strategic energy management program. | Implementation of strategic energy management program. | Implementation of strategic energy management program. | Implementation of strategic energy management program. | Implementation of strategic energy management program. | Implementation of strategic energy management program. | Implementation of strategic energy management program. | Implementation of strategic energy management program. | Implementation of strategic energy management program. | Implementation of strategic energy management program. | Implementation of strategic energy management program. | Implementation of strategic energy management program. | 0.2615 | 0.2615 | 0.2615 | 0.2615 | 0.2615 | 0.2615 | 0.2615 | 0.2615 | 0.2615 | 0.2615 | 0.2615 | 0.2615 | 0.2615 | 0.2615 | 0.2615 | 0.2615 | 0.2615 | 0.2615 | 0.2615 | 0.2615 | 0.2615 | 0.2615 | 0.2615 | 0.2615 | 0.2615 | 0.2615 | 0.2615 | 0.2615 | 0.006 | 0.006 | 0.006 | 0.006 | 0.006 | 0.006 | 0.006 | 0.006 | 0.006 | 0.006 | 0.006 | 0.006 | 0.006 | 0.006 | 0.006 | 0.006 | 0.006 | 0.006 | 0.006 | 0.006 | 0.006 | 0.006 | 0.006 | 0.006 | 0.006 | 0.006 | 0.006 | 0.006 | 0 | 0 | 0 | 0 | 0 | 0 | 0 | 0 | 0 | 0 | 0 | 0 | 0 | 0 | 0 | 0 | 0 | 0 | 0 | 0 | 0 | 0 | 0 | 0 | 0 | 0 | 0 | 0 | 0 | 0 | 0 | 0 | 0 | 0 | 0 | 0 | 0 | 0 | 0 | 0 | 0 | 0 | 0 | 0 | 0 | 0 | 0 | 0 | 0 | 0 | 0 | 0 | 0 | 0 | 0 | 0 | 0 | 0 | 0 | 0 | 0 | 0 | 0 | 0 | 0 | 0 | 0 | 0 | 0 | 0 | 0 | 0 | 0 | 0 | 0 | 0 | 0 | 0 | 0 | 0 | 0 | 0 | 0 | 0 | 0 | 0
Strategic Energy Management_Miscellaneous_Existing_Implementation of strategic energy management program. | Strategic Energy Management_Miscellaneous_Existing | Strategic Energy Management_Commercial_Existing_No strategic energy management._Implementation of strategic energy management program. | Commercial | Miscellaneous | Existing | Space Heating | Natural Gas | Strategic Energy Management | NEQ | No strategic energy management. | 3 | 3 | 3 | 0.0083419 | 0 | 0 | 0 | 0 | RetroEven20 | 0.03333333333333333 | TBD | A | WCM847 | 0.7 | 0.42 | sqft | 0.0321 | 9096.193211850547 | 9096.1932 | 7174.4622516004265 | 7174.4623 | 2021 Power Plan - Com-EM-2021P_V4 - Commercial SEM, Northwest Power and Conservation Council (NWPCC), 2021 Power Plan Conservation Supply Workbooks. January 2022. | 2021 Power Plan - Com-EM-2021P_V4 - Commercial SEM, Northwest Power and Conservation Council (NWPCC), 2021 Power Plan Conservation Supply Workbooks. January 2022. | 2021 Power Plan - Com-EM-2021P_V4 - Commercial SEM, Northwest Power and Conservation Council (NWPCC), 2021 Power Plan Conservation Supply Workbooks. January 2022. | 0 | 0 | 0.26153 | No strategic energy management. | No strategic energy management. | No strategic energy management. | No strategic energy management. | No strategic energy management. | No strategic energy management. | No strategic energy management. | No strategic energy management. | No strategic energy management. | No strategic energy management. | No strategic energy management. | No strategic energy management. | No strategic energy management. | No strategic energy management. | No strategic energy management. | No strategic energy management. | No strategic energy management. | No strategic energy management. | No strategic energy management. | No strategic energy management. | No strategic energy management. | No strategic energy management. | No strategic energy management. | No strategic energy management. | No strategic energy management. | No strategic energy management. | No strategic energy management. | No strategic energy management. | 0 | 0 | 0 | 0 | 0 | 0 | 0 | 0 | 0 | 0 | 0 | 0 | 0 | 0 | 0 | 0 | 0 | 0 | 0 | 0 | 0 | 0 | 0 | 0 | 0 | 0 | 0 | 0 | 0 | 0 | 0 | 0 | 0 | 0 | 0 | 0 | 0 | 0 | 0 | 0 | 0 | 0 | 0 | 0 | 0 | 0 | 0 | 0 | 0 | 0 | 0 | 0 | 0 | 0 | 0 | 0 | 0 | 0 | 0 | 0 | 0 | 0 | 0 | 0 | 0 | 0 | 0 | 0 | 0 | 0 | 0 | 0 | 0 | 0 | 0 | 0 | 0 | 0 | 0 | 0 | 0 | 0 | 0 | 0 | 0 | 0 | 0 | 0 | 0 | 0 | 0 | 0 | 0 | 0 | 0 | 0 | 0 | 0 | 0 | 0 | 0 | 0 | 0 | 0 | 0 | 0 | 0 | 0 | 0 | 0 | 0 | 0 | Implementation of strategic energy management program. | Implementation of strategic energy management program. | Implementation of strategic energy management program. | Implementation of strategic energy management program. | Implementation of strategic energy management program. | Implementation of strategic energy management program. | Implementation of strategic energy management program. | Implementation of strategic energy management program. | Implementation of strategic energy management program. | Implementation of strategic energy management program. | Implementation of strategic energy management program. | Implementation of strategic energy management program. | Implementation of strategic energy management program. | Implementation of strategic energy management program. | Implementation of strategic energy management program. | Implementation of strategic energy management program. | Implementation of strategic energy management program. | Implementation of strategic energy management program. | Implementation of strategic energy management program. | Implementation of strategic energy management program. | Implementation of strategic energy management program. | Implementation of strategic energy management program. | Implementation of strategic energy management program. | Implementation of strategic energy management program. | Implementation of strategic energy management program. | Implementation of strategic energy management program. | Implementation of strategic energy management program. | Implementation of strategic energy management program. | 0.2615 | 0.2615 | 0.2615 | 0.2615 | 0.2615 | 0.2615 | 0.2615 | 0.2615 | 0.2615 | 0.2615 | 0.2615 | 0.2615 | 0.2615 | 0.2615 | 0.2615 | 0.2615 | 0.2615 | 0.2615 | 0.2615 | 0.2615 | 0.2615 | 0.2615 | 0.2615 | 0.2615 | 0.2615 | 0.2615 | 0.2615 | 0.2615 | 0.0083 | 0.0083 | 0.0083 | 0.0083 | 0.0083 | 0.0083 | 0.0083 | 0.0083 | 0.0083 | 0.0083 | 0.0083 | 0.0083 | 0.0083 | 0.0083 | 0.0083 | 0.0083 | 0.0083 | 0.0083 | 0.0083 | 0.0083 | 0.0083 | 0.0083 | 0.0083 | 0.0083 | 0.0083 | 0.0083 | 0.0083 | 0.0083 | 0 | 0 | 0 | 0 | 0 | 0 | 0 | 0 | 0 | 0 | 0 | 0 | 0 | 0 | 0 | 0 | 0 | 0 | 0 | 0 | 0 | 0 | 0 | 0 | 0 | 0 | 0 | 0 | 0 | 0 | 0 | 0 | 0 | 0 | 0 | 0 | 0 | 0 | 0 | 0 | 0 | 0 | 0 | 0 | 0 | 0 | 0 | 0 | 0 | 0 | 0 | 0 | 0 | 0 | 0 | 0 | 0 | 0 | 0 | 0 | 0 | 0 | 0 | 0 | 0 | 0 | 0 | 0 | 0 | 0 | 0 | 0 | 0 | 0 | 0 | 0 | 0 | 0 | 0 | 0 | 0 | 0 | 0 | 0 | 0 | 0 | 0 | 0 | 0 | 0 | 0 | 0 | 0 | 0 | 0 | 0 | 0 | 0 | 0 | 0 | 0 | 0 | 0 | 0 | 0 | 0 | 0 | 0 | 0 | 0 | 0 | 0 | Implementation of strategic energy management program. | Implementation of strategic energy management program. | Implementation of strategic energy management program. | Implementation of strategic energy management program. | Implementation of strategic energy management program. | Implementation of strategic energy management program. | Implementation of strategic energy management program. | Implementation of strategic energy management program. | Implementation of strategic energy management program. | Implementation of strategic energy management program. | Implementation of strategic energy management program. | Implementation of strategic energy management program. | Implementation of strategic energy management program. | Implementation of strategic energy management program. | Implementation of strategic energy management program. | Implementation of strategic energy management program. | Implementation of strategic energy management program. | Implementation of strategic energy management program. | Implementation of strategic energy management program. | Implementation of strategic energy management program. | Implementation of strategic energy management program. | Implementation of strategic energy management program. | Implementation of strategic energy management program. | Implementation of strategic energy management program. | Implementation of strategic energy management program. | Implementation of strategic energy management program. | Implementation of strategic energy management program. | Implementation of strategic energy management program. | 0.2615 | 0.2615 | 0.2615 | 0.2615 | 0.2615 | 0.2615 | 0.2615 | 0.2615 | 0.2615 | 0.2615 | 0.2615 | 0.2615 | 0.2615 | 0.2615 | 0.2615 | 0.2615 | 0.2615 | 0.2615 | 0.2615 | 0.2615 | 0.2615 | 0.2615 | 0.2615 | 0.2615 | 0.2615 | 0.2615 | 0.2615 | 0.2615 | 0.0083 | 0.0083 | 0.0083 | 0.0083 | 0.0083 | 0.0083 | 0.0083 | 0.0083 | 0.0083 | 0.0083 | 0.0083 | 0.0083 | 0.0083 | 0.0083 | 0.0083 | 0.0083 | 0.0083 | 0.0083 | 0.0083 | 0.0083 | 0.0083 | 0.0083 | 0.0083 | 0.0083 | 0.0083 | 0.0083 | 0.0083 | 0.0083 | 0 | 0 | 0 | 0 | 0 | 0 | 0 | 0 | 0 | 0 | 0 | 0 | 0 | 0 | 0 | 0 | 0 | 0 | 0 | 0 | 0 | 0 | 0 | 0 | 0 | 0 | 0 | 0 | 0 | 0 | 0 | 0 | 0 | 0 | 0 | 0 | 0 | 0 | 0 | 0 | 0 | 0 | 0 | 0 | 0 | 0 | 0 | 0 | 0 | 0 | 0 | 0 | 0 | 0 | 0 | 0 | 0 | 0 | 0 | 0 | 0 | 0 | 0 | 0 | 0 | 0 | 0 | 0 | 0 | 0 | 0 | 0 | 0 | 0 | 0 | 0 | 0 | 0 | 0 | 0 | 0 | 0 | 0 | 0 | 0 | 0
Circulation Pump - Controls_Restaurant_Existing_Circulation pump controls based on demand. | Circulation Pump - Controls_Restaurant_Existing | Circulation Pump - Controls_Commercial_Existing_No circulation pump controls._Circulation pump controls based on demand. | Commercial | Restaurant | Existing | Water Heating | Natural Gas | Circulation Pump - Controls | NEQ | No circulation pump controls. | 10 | 10 | 10 | 36.6953 | 0 | 0 | 0 | 0 | Retro3Slow | 0.004128203794943829 | TBD | A | WCM136 | 0.7 | 0.42 | perbldg | 0.0321 | 9153.830728472487 | 9153.8307 | 7219.92282809098 | 7219.9228 | RTF WkBk - ComResCirculatorPumps_v4_1 | RTF WkBk - ComResCirculatorPumps_v4_1 | RTF WkBk - ComResCirculatorPumps_v4_1 | 0 | 0 | 2125.1551 | No circulation pump controls. | No circulation pump controls. | No circulation pump controls. | No circulation pump controls. | No circulation pump controls. | No circulation pump controls. | No circulation pump controls. | No circulation pump controls. | No circulation pump controls. | No circulation pump controls. | No circulation pump controls. | No circulation pump controls. | No circulation pump controls. | No circulation pump controls. | No circulation pump controls. | No circulation pump controls. | No circulation pump controls. | No circulation pump controls. | No circulation pump controls. | No circulation pump controls. | No circulation pump controls. | No circulation pump controls. | No circulation pump controls. | No circulation pump controls. | No circulation pump controls. | No circulation pump controls. | No circulation pump controls. | No circulation pump controls. | 0 | 0 | 0 | 0 | 0 | 0 | 0 | 0 | 0 | 0 | 0 | 0 | 0 | 0 | 0 | 0 | 0 | 0 | 0 | 0 | 0 | 0 | 0 | 0 | 0 | 0 | 0 | 0 | 0 | 0 | 0 | 0 | 0 | 0 | 0 | 0 | 0 | 0 | 0 | 0 | 0 | 0 | 0 | 0 | 0 | 0 | 0 | 0 | 0 | 0 | 0 | 0 | 0 | 0 | 0 | 0 | 0 | 0 | 0 | 0 | 0 | 0 | 0 | 0 | 0 | 0 | 0 | 0 | 0 | 0 | 0 | 0 | 0 | 0 | 0 | 0 | 0 | 0 | 0 | 0 | 0 | 0 | 0 | 0 | 0 | 0 | 0 | 0 | 0 | 0 | 0 | 0 | 0 | 0 | 0 | 0 | 0 | 0 | 0 | 0 | 0 | 0 | 0 | 0 | 0 | 0 | 0 | 0 | 0 | 0 | 0 | 0 | Circulation pump controls based on demand. | Circulation pump controls based on demand. | Circulation pump controls based on demand. | Circulation pump controls based on demand. | Circulation pump controls based on demand. | Circulation pump controls based on demand. | Circulation pump controls based on demand. | Circulation pump controls based on demand. | Circulation pump controls based on demand. | Circulation pump controls based on demand. | Circulation pump controls based on demand. | Circulation pump controls based on demand. | Circulation pump controls based on demand. | Circulation pump controls based on demand. | Circulation pump controls based on demand. | Circulation pump controls based on demand. | Circulation pump controls based on demand. | Circulation pump controls based on demand. | Circulation pump controls based on demand. | Circulation pump controls based on demand. | Circulation pump controls based on demand. | Circulation pump controls based on demand. | Circulation pump controls based on demand. | Circulation pump controls based on demand. | Circulation pump controls based on demand. | Circulation pump controls based on demand. | Circulation pump controls based on demand. | Circulation pump controls based on demand. | 2125.1551 | 2125.1551 | 2125.1551 | 2125.1551 | 2125.1551 | 2125.1551 | 2125.1551 | 2125.1551 | 2125.1551 | 2125.1551 | 2125.1551 | 2125.1551 | 2125.1551 | 2125.1551 | 2125.1551 | 2125.1551 | 2125.1551 | 2125.1551 | 2125.1551 | 2125.1551 | 2125.1551 | 2125.1551 | 2125.1551 | 2125.1551 | 2125.1551 | 2125.1551 | 2125.1551 | 2125.1551 | 36.6953 | 36.6953 | 36.6953 | 36.6953 | 36.6953 | 36.6953 | 36.6953 | 36.6953 | 36.6953 | 36.6953 | 36.6953 | 36.6953 | 36.6953 | 36.6953 | 36.6953 | 36.6953 | 36.6953 | 36.6953 | 36.6953 | 36.6953 | 36.6953 | 36.6953 | 36.6953 | 36.6953 | 36.6953 | 36.6953 | 36.6953 | 36.6953 | 0 | 0 | 0 | 0 | 0 | 0 | 0 | 0 | 0 | 0 | 0 | 0 | 0 | 0 | 0 | 0 | 0 | 0 | 0 | 0 | 0 | 0 | 0 | 0 | 0 | 0 | 0 | 0 | 0 | 0 | 0 | 0 | 0 | 0 | 0 | 0 | 0 | 0 | 0 | 0 | 0 | 0 | 0 | 0 | 0 | 0 | 0 | 0 | 0 | 0 | 0 | 0 | 0 | 0 | 0 | 0 | 0 | 0 | 0 | 0 | 0 | 0 | 0 | 0 | 0 | 0 | 0 | 0 | 0 | 0 | 0 | 0 | 0 | 0 | 0 | 0 | 0 | 0 | 0 | 0 | 0 | 0 | 0 | 0 | 0 | 0 | 0 | 0 | 0 | 0 | 0 | 0 | 0 | 0 | 0 | 0 | 0 | 0 | 0 | 0 | 0 | 0 | 0 | 0 | 0 | 0 | 0 | 0 | 0 | 0 | 0 | 0 | Circulation pump controls based on demand. | Circulation pump controls based on demand. | Circulation pump controls based on demand. | Circulation pump controls based on demand. | Circulation pump controls based on demand. | Circulation pump controls based on demand. | Circulation pump controls based on demand. | Circulation pump controls based on demand. | Circulation pump controls based on demand. | Circulation pump controls based on demand. | Circulation pump controls based on demand. | Circulation pump controls based on demand. | Circulation pump controls based on demand. | Circulation pump controls based on demand. | Circulation pump controls based on demand. | Circulation pump controls based on demand. | Circulation pump controls based on demand. | Circulation pump controls based on demand. | Circulation pump controls based on demand. | Circulation pump controls based on demand. | Circulation pump controls based on demand. | Circulation pump controls based on demand. | Circulation pump controls based on demand. | Circulation pump controls based on demand. | Circulation pump controls based on demand. | Circulation pump controls based on demand. | Circulation pump controls based on demand. | Circulation pump controls based on demand. | 2125.1551 | 2125.1551 | 2125.1551 | 2125.1551 | 2125.1551 | 2125.1551 | 2125.1551 | 2125.1551 | 2125.1551 | 2125.1551 | 2125.1551 | 2125.1551 | 2125.1551 | 2125.1551 | 2125.1551 | 2125.1551 | 2125.1551 | 2125.1551 | 2125.1551 | 2125.1551 | 2125.1551 | 2125.1551 | 2125.1551 | 2125.1551 | 2125.1551 | 2125.1551 | 2125.1551 | 2125.1551 | 36.6953 | 36.6953 | 36.6953 | 36.6953 | 36.6953 | 36.6953 | 36.6953 | 36.6953 | 36.6953 | 36.6953 | 36.6953 | 36.6953 | 36.6953 | 36.6953 | 36.6953 | 36.6953 | 36.6953 | 36.6953 | 36.6953 | 36.6953 | 36.6953 | 36.6953 | 36.6953 | 36.6953 | 36.6953 | 36.6953 | 36.6953 | 36.6953 | 0 | 0 | 0 | 0 | 0 | 0 | 0 | 0 | 0 | 0 | 0 | 0 | 0 | 0 | 0 | 0 | 0 | 0 | 0 | 0 | 0 | 0 | 0 | 0 | 0 | 0 | 0 | 0 | 0 | 0 | 0 | 0 | 0 | 0 | 0 | 0 | 0 | 0 | 0 | 0 | 0 | 0 | 0 | 0 | 0 | 0 | 0 | 0 | 0 | 0 | 0 | 0 | 0 | 0 | 0 | 0 | 0 | 0 | 0 | 0 | 0 | 0 | 0 | 0 | 0 | 0 | 0 | 0 | 0 | 0 | 0 | 0 | 0 | 0 | 0 | 0 | 0 | 0 | 0 | 0 | 0 | 0 | 0 | 0 | 0 | 0
Water Heater - Solar System_Warehouse_Existing_Solar water heating system | Water Heater - Solar System_Warehouse_Existing | Water Heater - Solar System_Commercial_Existing_Central storage gas water heater_Solar water heating system | Commercial | Warehouse | Existing | Water Heating | Natural Gas | Water Heater - Solar System | NEQ | Central storage gas water heater | 15 | 15 | 15 | 0.00339 | 0 | 0 | 0 | 0.1 | Retro1Slow | 0.012666666666666666 | TBD | A | WCM735 | 0.7 | 0.42 | sqft cond | 0.0321 | 8970.268796025104 | 8970.2688 | 7075.141585597259 | 7075.1416 | CA eTRM - Solar Thermal Water Heating System, Multifamily - SWWH034-03 | CA eTRM - Solar Thermal Water Heating System, Multifamily - SWWH034-03 and Applied Energy Group Research - AEG Measure Research v1.3 SEP23 | CA eTRM - Solar Thermal Water Heating System, Multifamily - SWWH034-03 | 0 | 0 | 0.27066 | Central storage gas water heater | Central storage gas water heater | Central storage gas water heater | Central storage gas water heater | Central storage gas water heater | Central storage gas water heater | Central storage gas water heater | Central storage gas water heater | Central storage gas water heater | Central storage gas water heater | Central storage gas water heater | Central storage gas water heater | Central storage gas water heater | Central storage gas water heater | Central storage gas water heater | Central storage gas water heater | Central storage gas water heater | Central storage gas water heater | Central storage gas water heater | Central storage gas water heater | Central storage gas water heater | Central storage gas water heater | Central storage gas water heater | Central storage gas water heater | Central storage gas water heater | Central storage gas water heater | Central storage gas water heater | Central storage gas water heater | 0 | 0 | 0 | 17.1619 | 33.9227 | 59.4866 | 95.4621 | 142.8064 | 201.3988 | 269.5512 | 344.3442 | 420.0191 | 489.7498 | 544.4715 | 574.9497 | 572.7281 | 536.0598 | 469.8804 | 387.6254 | 295.8359 | 204.4807 | 107.7786 | 71.7781 | 0 | 0 | 0 | 0 | 0 | 0 | 0 | 0 | 17.1619 | 50.8931 | 109.7505 | 203.737 | 343.6023 | 539.742 | 800.6118 | 1133.2905 | 1537.6756 | 2010.1873 | 2536.3818 | 3092.6529 | 3640.6227 | 4150.836 | 4608.0694 | 4984.3045 | 5270.3283 | 5466.349 | 5566.9469 | 5632.9715 | 5628.7272 | 5625.3318 | 5622.6154 | 5620.4423 | 5618.7039 | 0 | 0 | 0 | 5101.590476092154 | 10197.744738728352 | 18106.557581924604 | 29452.79761306947 | 44705.23303726207 | 64027.44621912984 | 87094.91018707064 | 112906.46006393172 | 139645.83189336228 | 164675.6088719811 | 184755.33126089183 | 196544.887076761 | 197365.43601076383 | 186050.20844234215 | 163579.74455772355 | 135278.64132571698 | 103448.37277848944 | 71618.10423126188 | 37798.443899832666 | 25198.962599888444 | 0 | 0 | 0 | 0 | 0 | 0 | 0 | 0 | 5101.590476092154 | 15299.335214820505 | 33405.89279674511 | 62858.690409814575 | 107563.92344707664 | 171591.36966620648 | 258686.2798532771 | 371592.73991720885 | 511238.5718105711 | 675914.1806825523 | 860669.5119434441 | 1057214.3990202053 | 1254579.835030969 | 1440630.0434733112 | 1604209.7880310349 | 1739488.429356752 | 1842936.8021352415 | 1914554.9063665033 | 1952353.350266336 | 1977552.3128662244 | 1977552.3128662244 | 1977552.3128662244 | 1977552.3128662244 | 1977552.3128662244 | 1977552.3128662244 | Solar water heating system | Solar water heating system | Solar water heating system | Solar water heating system | Solar water heating system | Solar water heating system | Solar water heating system | Solar water heating system | Solar water heating system | Solar water heating system | Solar water heating system | Solar water heating system | Solar water heating system | Solar water heating system | Solar water heating system | Solar water heating system | Solar water heating system | Solar water heating system | Solar water heating system | Solar water heating system | Solar water heating system | Solar water heating system | Solar water heating system | Solar water heating system | Solar water heating system | Solar water heating system | Solar water heating system | Solar water heating system | 0.2707 | 0.2707 | 0.2707 | 0.2707 | 0.2707 | 0.2707 | 0.2707 | 0.2707 | 0.2707 | 0.2707 | 0.2707 | 0.2707 | 0.2707 | 0.2707 | 0.2707 | 0.2707 | 0.2707 | 0.2707 | 0.2707 | 0.2707 | 0.2707 | 0.2707 | 0.2707 | 0.2707 | 0.2707 | 0.2707 | 0.2707 | 0.2707 | 0.0034 | 0.0034 | 0.0034 | 0.0034 | 0.0034 | 0.0034 | 0.0034 | 0.0034 | 0.0034 | 0.0034 | 0.0034 | 0.0034 | 0.0034 | 0.0034 | 0.0034 | 0.0034 | 0.0034 | 0.0034 | 0.0034 | 0.0034 | 0.0034 | 0.0034 | 0.0034 | 0.0034 | 0.0034 | 0.0034 | 0.0034 | 0.0034 | 0 | 0 | 0 | 0 | 0 | 0 | 0 | 0 | 0 | 0 | 0 | 0 | 0 | 0 | 0 | 0 | 0 | 0 | 0 | 0 | 0 | 0 | 0 | 0 | 0 | 0 | 0 | 0 | 0 | 0 | 0 | 0 | 0 | 0 | 0 | 0 | 0 | 0 | 0 | 0 | 0 | 0 | 0 | 0 | 0 | 0 | 0 | 0 | 0 | 0 | 0 | 0 | 0 | 0 | 0 | 0 | 0 | 0 | 0 | 0 | 0 | 0 | 0 | 0 | 0 | 0 | 0 | 0 | 0 | 0 | 0 | 0 | 0 | 0 | 0 | 0 | 0 | 0 | 0 | 0 | 0 | 0 | 0 | 0 | 0 | 0 | 0 | 0 | 0 | 0 | 0 | 0 | 0 | 0 | 0 | 0 | 0 | 0 | 0 | 0 | 0 | 0 | 0 | 0 | 0 | 0 | 0 | 0 | 0 | 0 | 0 | 0 | Solar water heating system | Solar water heating system | Solar water heating system | Solar water heating system | Solar water heating system | Solar water heating system | Solar water heating system | Solar water heating system | Solar water heating system | Solar water heating system | Solar water heating system | Solar water heating system | Solar water heating system | Solar water heating system | Solar water heating system | Solar water heating system | Solar water heating system | Solar water heating system | Solar water heating system | Solar water heating system | Solar water heating system | Solar water heating system | Solar water heating system | Solar water heating system | Solar water heating system | Solar water heating system | Solar water heating system | Solar water heating system | 0.2707 | 0.2707 | 0.2707 | 0.2707 | 0.2707 | 0.2707 | 0.2707 | 0.2707 | 0.2707 | 0.2707 | 0.2707 | 0.2707 | 0.2707 | 0.2707 | 0.2707 | 0.2707 | 0.2707 | 0.2707 | 0.2707 | 0.2707 | 0.2707 | 0.2707 | 0.2707 | 0.2707 | 0.2707 | 0.2707 | 0.2707 | 0.2707 | 0.0034 | 0.0034 | 0.0034 | 0.0034 | 0.0034 | 0.0034 | 0.0034 | 0.0034 | 0.0034 | 0.0034 | 0.0034 | 0.0034 | 0.0034 | 0.0034 | 0.0034 | 0.0034 | 0.0034 | 0.0034 | 0.0034 | 0.0034 | 0.0034 | 0.0034 | 0.0034 | 0.0034 | 0.0034 | 0.0034 | 0.0034 | 0.0034 | 0 | 0 | 0 | 0 | 0 | 0 | 0 | 0 | 0 | 0 | 0 | 0 | 0 | 0 | 0 | 0 | 0 | 0 | 0 | 0 | 0 | 0 | 0 | 0 | 0 | 0 | 0 | 0 | 0 | 0 | 0 | 0 | 0 | 0 | 0 | 0 | 0 | 0 | 0 | 0 | 0 | 0 | 0 | 0 | 0 | 0 | 0 | 0 | 0 | 0 | 0 | 0 | 0 | 0 | 0 | 0 | 0 | 0 | 0 | 0 | 0 | 0 | 0 | 0 | 0 | 0 | 0 | 0 | 0 | 0 | 0 | 0 | 0 | 0 | 0 | 0 | 0 | 0 | 0 | 0 | 0 | 0 | 0 | 0 | 0 | 0
Insulation - Wall Cavity_Miscellaneous_Existing_R-13+10ci | Insulation - Wall Cavity_Miscellaneous_Existing | Insulation - Wall Cavity_Commercial_Existing_Existing/Assumed R-13_R-13+10ci | Commercial | Miscellaneous | Existing | Space Heating | Natural Gas | Insulation - Wall Cavity | NEQ | Existing/Assumed R-13 | 45 | 45 | 45 | 0.02054 | 0 | 0 | 0.15 | 0.5 | Retro3Slow | 0.004128203794943829 | TBD | A | WCM802 | 0.707202044049935 | 0.424321226429961 | sqft wall | 0.0321 | 7917.464843374558 | 7917.4648 | 6289.870253453892 | 6289.8703 | Regional Technical Forum. ComWeatherizationSchool - UES Workbook, Version 4.1. Northwest Power and Conservation Council. July 18, 2023. | Regional Technical Forum. ComWeatherizationSchool_v4_1 ¦ ResMFWeatherization_v6_1 - AEG Adjusted | AEG BEST | 0 | 0 | 2.828 | Existing/Assumed R-13 | Existing/Assumed R-13 | Existing/Assumed R-13 | Existing/Assumed R-13 | Existing/Assumed R-13 | Existing/Assumed R-13 | Existing/Assumed R-13 | Existing/Assumed R-13 | Existing/Assumed R-13 | Existing/Assumed R-13 | Existing/Assumed R-13 | Existing/Assumed R-13 | Existing/Assumed R-13 | Existing/Assumed R-13 | Existing/Assumed R-13 | Existing/Assumed R-13 | Existing/Assumed R-13 | Existing/Assumed R-13 | Existing/Assumed R-13 | Existing/Assumed R-13 | Existing/Assumed R-13 | Existing/Assumed R-13 | Existing/Assumed R-13 | Existing/Assumed R-13 | Existing/Assumed R-13 | Existing/Assumed R-13 | Existing/Assumed R-13 | Existing/Assumed R-13 | 0 | 0 | 0 | 1732.38 | 2668.8319 | 5216.1297 | 8894.564 | 13439.565 | 18205.7182 | 22346.2129 | 25086.5032 | 25977.9998 | 24999.3444 | 22501.6111 | 19046.6427 | 15219.8974 | 11518.0009 | 8276.2338 | 5659.0519 | 3693.0157 | 2305.2896 | 1157.0214 | 759.5815 | 0 | 0 | 0 | 0 | 0 | 0 | 0 | 0 | 1732.38 | 4366.6623 | 9483.3668 | 18135.1771 | 31055.1399 | 48254.5822 | 68883.3139 | 91369.6991 | 113836.3595 | 134547.2074 | 152256.2539 | 166336.183 | 176618.9226 | 183367.0298 | 187090.6214 | 188412.2159 | 188125.6604 | 186843.8069 | 184882.6136 | 182821.9993 | 180406.292 | 178178.2569 | 176123.1936 | 174227.5702 | 172478.9282 | 0 | 0 | 0 | 59954.12012713671 | 94242.31197027852 | 188484.62394055704 | 329848.091895975 | 513097.03183818294 | 718335.8445734561 | 914245.620366217 | 1066619.8904272534 | 1148667.574306272 | 1148667.574306272 | 1072089.736019188 | 938078.5190167887 | 772535.2509550019 | 600860.75074278 | 442739.5005473129 | 309917.6503831178 | 206611.76692207856 | 131480.2153140502 | 67109.70790833277 | 44739.80527222185 | 0 | 0 | 0 | 0 | 0 | 0 | 0 | 0 | 59954.12012713671 | 154196.43209741524 | 342681.0560379723 | 672529.1479339473 | 1185626.1797721302 | 1903962.0243455863 | 2818207.644711803 | 3884827.535139057 | 5033495.109445329 | 6182162.683751601 | 7254252.419770788 | 8192330.938787578 | 8964866.189742578 | 9565726.940485358 | 10008466.441032672 | 10318384.091415789 | 10524995.858337868 | 10656476.07365192 | 10723585.781560251 | 10768325.586832473 | 10768325.586832473 | 10768325.586832473 | 10768325.586832473 | 10768325.586832473 | 10768325.586832473 | R-13+10ci | R-13+10ci | R-13+10ci | R-13+10ci | R-13+10ci | R-13+10ci | R-13+10ci | R-13+10ci | R-13+10ci | R-13+10ci | R-13+10ci | R-13+10ci | R-13+10ci | R-13+10ci | R-13+10ci | R-13+10ci | R-13+10ci | R-13+10ci | R-13+10ci | R-13+10ci | R-13+10ci | R-13+10ci | R-13+10ci | R-13+10ci | R-13+10ci | R-13+10ci | R-13+10ci | R-13+10ci | 2.828 | 2.828 | 2.828 | 2.828 | 2.828 | 2.828 | 2.828 | 2.828 | 2.828 | 2.828 | 2.828 | 2.828 | 2.828 | 2.828 | 2.828 | 2.828 | 2.828 | 2.828 | 2.828 | 2.828 | 2.828 | 2.828 | 2.828 | 2.828 | 2.828 | 2.828 | 2.828 | 2.828 | 0.0205 | 0.0205 | 0.0205 | 0.0205 | 0.0205 | 0.0205 | 0.0205 | 0.0205 | 0.0205 | 0.0205 | 0.0205 | 0.0205 | 0.0205 | 0.0205 | 0.0205 | 0.0205 | 0.0205 | 0.0205 | 0.0205 | 0.0205 | 0.0205 | 0.0205 | 0.0205 | 0.0205 | 0.0205 | 0.0205 | 0.0205 | 0.0205 | 0 | 0 | 0 | 0 | 0 | 0 | 0 | 0 | 0 | 0 | 0 | 0 | 0 | 0 | 0 | 0 | 0 | 0 | 0 | 0 | 0 | 0 | 0 | 0 | 0 | 0 | 0 | 0 | 0 | 0 | 0 | 0 | 0 | 0 | 0 | 0 | 0 | 0 | 0 | 0 | 0 | 0 | 0 | 0 | 0 | 0 | 0 | 0 | 0 | 0 | 0 | 0 | 0 | 0 | 0 | 0 | 0 | 0 | 0 | 0 | 0 | 0 | 0 | 0 | 0 | 0 | 0 | 0 | 0 | 0 | 0 | 0 | 0 | 0 | 0 | 0 | 0 | 0 | 0 | 0 | 0 | 0 | 0 | 0 | 0 | 0 | 0 | 0 | 0 | 0 | 0 | 0 | 0 | 0 | 0 | 0 | 0 | 0 | 0 | 0 | 0 | 0 | 0 | 0 | 0 | 0 | 0 | 0 | 0 | 0 | 0 | 0 | R-13+10ci | R-13+10ci | R-13+10ci | R-13+10ci | R-13+10ci | R-13+10ci | R-13+10ci | R-13+10ci | R-13+10ci | R-13+10ci | R-13+10ci | R-13+10ci | R-13+10ci | R-13+10ci | R-13+10ci | R-13+10ci | R-13+10ci | R-13+10ci | R-13+10ci | R-13+10ci | R-13+10ci | R-13+10ci | R-13+10ci | R-13+10ci | R-13+10ci | R-13+10ci | R-13+10ci | R-13+10ci | 2.828 | 2.828 | 2.828 | 2.828 | 2.828 | 2.828 | 2.828 | 2.828 | 2.828 | 2.828 | 2.828 | 2.828 | 2.828 | 2.828 | 2.828 | 2.828 | 2.828 | 2.828 | 2.828 | 2.828 | 2.828 | 2.828 | 2.828 | 2.828 | 2.828 | 2.828 | 2.828 | 2.828 | 0.0205 | 0.0205 | 0.0205 | 0.0205 | 0.0205 | 0.0205 | 0.0205 | 0.0205 | 0.0205 | 0.0205 | 0.0205 | 0.0205 | 0.0205 | 0.0205 | 0.0205 | 0.0205 | 0.0205 | 0.0205 | 0.0205 | 0.0205 | 0.0205 | 0.0205 | 0.0205 | 0.0205 | 0.0205 | 0.0205 | 0.0205 | 0.0205 | 0 | 0 | 0 | 0 | 0 | 0 | 0 | 0 | 0 | 0 | 0 | 0 | 0 | 0 | 0 | 0 | 0 | 0 | 0 | 0 | 0 | 0 | 0 | 0 | 0 | 0 | 0 | 0 | 0 | 0 | 0 | 0 | 0 | 0 | 0 | 0 | 0 | 0 | 0 | 0 | 0 | 0 | 0 | 0 | 0 | 0 | 0 | 0 | 0 | 0 | 0 | 0 | 0 | 0 | 0 | 0 | 0 | 0 | 0 | 0 | 0 | 0 | 0 | 0 | 0 | 0 | 0 | 0 | 0 | 0 | 0 | 0 | 0 | 0 | 0 | 0 | 0 | 0 | 0 | 0 | 0 | 0 | 0 | 0 | 0 | 0
Gas Boiler - High Turndown Burner_Education_Existing_10:1 Turndown or greater | Gas Boiler - High Turndown Burner_Education_Existing | Gas Boiler - High Turndown Burner_Commercial_Existing_6:1 turndown or less_10:1 Turndown or greater | Commercial | Education | Existing | Space Heating | Natural Gas | Gas Boiler - High Turndown Burner | NEQ | 6:1 turndown or less | 21 | 21 | 21 | 0.034609 | 0 | 0 | 0.25 | 0.5 | Retro5Med | 8.35569166605469E-06 | TBD | A | WCM420 | 0.7 | 0.42 | kBtuh heat | 0.0321 | 8798.455044376462 | 8798.455 | 6939.626513874393 | 6939.6265 | IL TRM v13 - 4.4.20 - High Turndown Burner for Space Heating Boilers - CI-HVC-HTBC-V07-250101_x000D_ | IL TRM v13 - 4.4.20 - High Turndown Burner for Space Heating Boilers - CI-HVC-HTBC-V07-250101_x000D_ | IL TRM v13 - 4.4.20 - High Turndown Burner for Space Heating Boilers - CI-HVC-HTBC-V07-250101_x000D_ | 0 | 0 | 3.2523 | 6:1 turndown or less | 6:1 turndown or less | 6:1 turndown or less | 6:1 turndown or less | 6:1 turndown or less | 6:1 turndown or less | 6:1 turndown or less | 6:1 turndown or less | 6:1 turndown or less | 6:1 turndown or less | 6:1 turndown or less | 6:1 turndown or less | 6:1 turndown or less | 6:1 turndown or less | 6:1 turndown or less | 6:1 turndown or less | 6:1 turndown or less | 6:1 turndown or less | 6:1 turndown or less | 6:1 turndown or less | 6:1 turndown or less | 6:1 turndown or less | 6:1 turndown or less | 6:1 turndown or less | 6:1 turndown or less | 6:1 turndown or less | 6:1 turndown or less | 6:1 turndown or less | 0 | 0 | 0 | 1112.0141 | 1345.5174 | 1620.0987 | 1847.4636 | 2066.2609 | 2363.654 | 2531.962 | 2521.4121 | 2313.571 | 1935.2393 | 1457.1794 | 938.7414 | 530.9307 | 249.235 | 102.9249 | 36.5753 | 11.1831 | 2.3901 | 0.21619 | 0.14185 | 0 | 0 | 0 | 0 | 0 | 0 | 0 | 0 | 1112.0141 | 2441.358 | 4022.2815 | 5798.7053 | 7752.1293 | 9948.7415 | 12246.645 | 14459.5169 | 16392.4062 | 17886.8991 | 18861.6565 | 19298.7175 | 19328.8373 | 19094.2858 | 18740.7642 | 18350.7765 | 17974.2457 | 17627.6361 | 17321.8315 | 17047.9392 | 16819.5268 | 16606.5565 | 16407.7814 | 16222.0578 | 16048.3355 | 0 | 0 | 0 | 2131.128246891664 | 2616.685610899053 | 3202.057434526105 | 3717.0841515552256 | 4239.805180134826 | 4956.841892366701 | 5437.7325332419305 | 5555.027887536844 | 5234.947120099331 | 4499.880465118105 | 3482.197490041365 | 2304.59217396424 | 1338.1502945598813 | 644.2945862695726 | 272.58617111404993 | 99.12224404147267 | 30.961329510879597 | 6.7481640130730005 | 0.6211761813434794 | 0.41411745422898627 | 0 | 0 | 0 | 0 | 0 | 0 | 0 | 0 | 2131.128246891664 | 4747.813857790717 | 7949.871292316822 | 11666.955443872048 | 15906.760624006873 | 20863.602516373572 | 26301.335049615504 | 31856.362937152346 | 37091.31005725168 | 41591.190522369776 | 45073.388012411146 | 47377.98018637538 | 48716.130480935266 | 49360.42506720484 | 49633.01123831888 | 49732.13348236036 | 49763.09481187123 | 49769.842975884305 | 49770.46415206565 | 49770.878269519875 | 49770.878269519875 | 49770.878269519875 | 49770.878269519875 | 49770.878269519875 | 49770.878269519875 | 10:1 Turndown or greater | 10:1 Turndown or greater | 10:1 Turndown or greater | 10:1 Turndown or greater | 10:1 Turndown or greater | 10:1 Turndown or greater | 10:1 Turndown or greater | 10:1 Turndown or greater | 10:1 Turndown or greater | 10:1 Turndown or greater | 10:1 Turndown or greater | 10:1 Turndown or greater | 10:1 Turndown or greater | 10:1 Turndown or greater | 10:1 Turndown or greater | 10:1 Turndown or greater | 10:1 Turndown or greater | 10:1 Turndown or greater | 10:1 Turndown or greater | 10:1 Turndown or greater | 10:1 Turndown or greater | 10:1 Turndown or greater | 10:1 Turndown or greater | 10:1 Turndown or greater | 10:1 Turndown or greater | 10:1 Turndown or greater | 10:1 Turndown or greater | 10:1 Turndown or greater | 3.2523 | 3.2523 | 3.2523 | 3.2523 | 3.2523 | 3.2523 | 3.2523 | 3.2523 | 3.2523 | 3.2523 | 3.2523 | 3.2523 | 3.2523 | 3.2523 | 3.2523 | 3.2523 | 3.2523 | 3.2523 | 3.2523 | 3.2523 | 3.2523 | 3.2523 | 3.2523 | 3.2523 | 3.2523 | 3.2523 | 3.2523 | 3.2523 | 0.0346 | 0.0346 | 0.0346 | 0.0346 | 0.0346 | 0.0346 | 0.0346 | 0.0346 | 0.0346 | 0.0346 | 0.0346 | 0.0346 | 0.0346 | 0.0346 | 0.0346 | 0.0346 | 0.0346 | 0.0346 | 0.0346 | 0.0346 | 0.0346 | 0.0346 | 0.0346 | 0.0346 | 0.0346 | 0.0346 | 0.0346 | 0.0346 | 0 | 0 | 0 | 0 | 0 | 0 | 0 | 0 | 0 | 0 | 0 | 0 | 0 | 0 | 0 | 0 | 0 | 0 | 0 | 0 | 0 | 0 | 0 | 0 | 0 | 0 | 0 | 0 | 0 | 0 | 0 | 0 | 0 | 0 | 0 | 0 | 0 | 0 | 0 | 0 | 0 | 0 | 0 | 0 | 0 | 0 | 0 | 0 | 0 | 0 | 0 | 0 | 0 | 0 | 0 | 0 | 0 | 0 | 0 | 0 | 0 | 0 | 0 | 0 | 0 | 0 | 0 | 0 | 0 | 0 | 0 | 0 | 0 | 0 | 0 | 0 | 0 | 0 | 0 | 0 | 0 | 0 | 0 | 0 | 0 | 0 | 0 | 0 | 0 | 0 | 0 | 0 | 0 | 0 | 0 | 0 | 0 | 0 | 0 | 0 | 0 | 0 | 0 | 0 | 0 | 0 | 0 | 0 | 0 | 0 | 0 | 0 | 10:1 Turndown or greater | 10:1 Turndown or greater | 10:1 Turndown or greater | 10:1 Turndown or greater | 10:1 Turndown or greater | 10:1 Turndown or greater | 10:1 Turndown or greater | 10:1 Turndown or greater | 10:1 Turndown or greater | 10:1 Turndown or greater | 10:1 Turndown or greater | 10:1 Turndown or greater | 10:1 Turndown or greater | 10:1 Turndown or greater | 10:1 Turndown or greater | 10:1 Turndown or greater | 10:1 Turndown or greater | 10:1 Turndown or greater | 10:1 Turndown or greater | 10:1 Turndown or greater | 10:1 Turndown or greater | 10:1 Turndown or greater | 10:1 Turndown or greater | 10:1 Turndown or greater | 10:1 Turndown or greater | 10:1 Turndown or greater | 10:1 Turndown or greater | 10:1 Turndown or greater | 3.2523 | 3.2523 | 3.2523 | 3.2523 | 3.2523 | 3.2523 | 3.2523 | 3.2523 | 3.2523 | 3.2523 | 3.2523 | 3.2523 | 3.2523 | 3.2523 | 3.2523 | 3.2523 | 3.2523 | 3.2523 | 3.2523 | 3.2523 | 3.2523 | 3.2523 | 3.2523 | 3.2523 | 3.2523 | 3.2523 | 3.2523 | 3.2523 | 0.0346 | 0.0346 | 0.0346 | 0.0346 | 0.0346 | 0.0346 | 0.0346 | 0.0346 | 0.0346 | 0.0346 | 0.0346 | 0.0346 | 0.0346 | 0.0346 | 0.0346 | 0.0346 | 0.0346 | 0.0346 | 0.0346 | 0.0346 | 0.0346 | 0.0346 | 0.0346 | 0.0346 | 0.0346 | 0.0346 | 0.0346 | 0.0346 | 0 | 0 | 0 | 0 | 0 | 0 | 0 | 0 | 0 | 0 | 0 | 0 | 0 | 0 | 0 | 0 | 0 | 0 | 0 | 0 | 0 | 0 | 0 | 0 | 0 | 0 | 0 | 0 | 0 | 0 | 0 | 0 | 0 | 0 | 0 | 0 | 0 | 0 | 0 | 0 | 0 | 0 | 0 | 0 | 0 | 0 | 0 | 0 | 0 | 0 | 0 | 0 | 0 | 0 | 0 | 0 | 0 | 0 | 0 | 0 | 0 | 0 | 0 | 0 | 0 | 0 | 0 | 0 | 0 | 0 | 0 | 0 | 0 | 0 | 0 | 0 | 0 | 0 | 0 | 0 | 0 | 0 | 0 | 0 | 0 | 0
Water Heater - Solar System_Restaurant_Existing_Solar water heating system | Water Heater - Solar System_Restaurant_Existing | Water Heater - Solar System_Commercial_Existing_Central storage gas water heater_Solar water heating system | Commercial | Restaurant | Existing | Water Heating | Natural Gas | Water Heater - Solar System | NEQ | Central storage gas water heater | 15 | 15 | 15 | 0.11502 | 0 | 0 | 0 | 0.1 | Retro1Slow | 0.012666666666666666 | TBD | A | WCM135 | 0.7 | 0.42 | sqft cond | 0.0321 | 9368.51378702468 | 9368.5138 | 7389.250310892708 | 7389.2503 | CA eTRM - Solar Thermal Water Heating System, Multifamily - SWWH034-03 | CA eTRM - Solar Thermal Water Heating System, Multifamily - SWWH034-03 and Applied Energy Group Research - AEG Measure Research v1.3 SEP23 | CA eTRM - Solar Thermal Water Heating System, Multifamily - SWWH034-03 | 0 | 0 | 9.5839 | Central storage gas water heater | Central storage gas water heater | Central storage gas water heater | Central storage gas water heater | Central storage gas water heater | Central storage gas water heater | Central storage gas water heater | Central storage gas water heater | Central storage gas water heater | Central storage gas water heater | Central storage gas water heater | Central storage gas water heater | Central storage gas water heater | Central storage gas water heater | Central storage gas water heater | Central storage gas water heater | Central storage gas water heater | Central storage gas water heater | Central storage gas water heater | Central storage gas water heater | Central storage gas water heater | Central storage gas water heater | Central storage gas water heater | Central storage gas water heater | Central storage gas water heater | Central storage gas water heater | Central storage gas water heater | Central storage gas water heater | 0 | 0 | 0 | 207.341 | 408.0053 | 712.002 | 1136.6327 | 1690.8142 | 2370.6817 | 3155.0252 | 4008.9095 | 4866.205 | 5650.5232 | 6261.1333 | 6595.9257 | 6560.0598 | 6134.038 | 5373.4417 | 4431.0825 | 3381.7689 | 2337.5499 | 1232.1674 | 820.6321 | 6.4655e-16 | 6.4616e-16 | 6.4585e-16 | 6.456e-16 | 6.454e-16 | 0 | 0 | 0 | 207.341 | 612.1168 | 1313.616 | 2425.822 | 4068.2174 | 6353.3461 | 9370.9464 | 13193.9454 | 17815.0085 | 23192.6804 | 29167.042 | 35479.4659 | 41699.8992 | 47497.2832 | 52696.7921 | 56977.3371 | 60246.3456 | 62489.3332 | 63643.5253 | 64401.1823 | 64352.7011 | 64313.9162 | 64282.8883 | 64258.066 | 64238.2081 | 0 | 0 | 0 | 1824.4568486637932 | 3646.9695708993686 | 6475.359623803511 | 10533.059948519194 | 15987.713825360039 | 22897.822415260835 | 31147.32672471938 | 40378.185055696005 | 49940.855813334274 | 58892.13252658168 | 66073.14542900855 | 70289.38660943412 | 70582.835511168 | 66536.22602180537 | 58500.22393205155 | 48379.03881177364 | 36995.73556194453 | 25612.432312115452 | 13517.672609172047 | 9011.781739448028 | 7.105427357601002E-15 | 7.105427357601002E-15 | 7.105427357601002E-15 | 7.105427357601002E-15 | 7.105427357601002E-15 | 0 | 0 | 0 | 1824.4568486637932 | 5471.426419563162 | 11946.786043366672 | 22479.845991885864 | 38467.5598172459 | 61365.38223250673 | 92512.7089572261 | 132890.8940129221 | 182831.74982625636 | 241723.88235283803 | 307797.0277818466 | 378086.41439128073 | 448669.24990244873 | 515205.4759242541 | 573705.6998563056 | 622084.7386680793 | 659080.4742300238 | 684692.9065421392 | 698210.5791513113 | 707222.3608907594 | 707222.3608907594 | 707222.3608907594 | 707222.3608907594 | 707222.3608907594 | 707222.3608907594 | Solar water heating system | Solar water heating system | Solar water heating system | Solar water heating system | Solar water heating system | Solar water heating system | Solar water heating system | Solar water heating system | Solar water heating system | Solar water heating system | Solar water heating system | Solar water heating system | Solar water heating system | Solar water heating system | Solar water heating system | Solar water heating system | Solar water heating system | Solar water heating system | Solar water heating system | Solar water heating system | Solar water heating system | Solar water heating system | Solar water heating system | Solar water heating system | Solar water heating system | Solar water heating system | Solar water heating system | Solar water heating system | 9.5839 | 9.5839 | 9.5839 | 9.5839 | 9.5839 | 9.5839 | 9.5839 | 9.5839 | 9.5839 | 9.5839 | 9.5839 | 9.5839 | 9.5839 | 9.5839 | 9.5839 | 9.5839 | 9.5839 | 9.5839 | 9.5839 | 9.5839 | 9.5839 | 9.5839 | 9.5839 | 9.5839 | 9.5839 | 9.5839 | 9.5839 | 9.5839 | 0.115 | 0.115 | 0.115 | 0.115 | 0.115 | 0.115 | 0.115 | 0.115 | 0.115 | 0.115 | 0.115 | 0.115 | 0.115 | 0.115 | 0.115 | 0.115 | 0.115 | 0.115 | 0.115 | 0.115 | 0.115 | 0.115 | 0.115 | 0.115 | 0.115 | 0.115 | 0.115 | 0.115 | 0 | 0 | 0 | 0 | 0 | 0 | 0 | 0 | 0 | 0 | 0 | 0 | 0 | 0 | 0 | 0 | 0 | 0 | 0 | 0 | 0 | 0 | 0 | 0 | 0 | 0 | 0 | 0 | 0 | 0 | 0 | 0 | 0 | 0 | 0 | 0 | 0 | 0 | 0 | 0 | 0 | 0 | 0 | 0 | 0 | 0 | 0 | 0 | 0 | 0 | 0 | 0 | 0 | 0 | 0 | 0 | 0 | 0 | 0 | 0 | 0 | 0 | 0 | 0 | 0 | 0 | 0 | 0 | 0 | 0 | 0 | 0 | 0 | 0 | 0 | 0 | 0 | 0 | 0 | 0 | 0 | 0 | 0 | 0 | 0 | 0 | 0 | 0 | 0 | 0 | 0 | 0 | 0 | 0 | 0 | 0 | 0 | 0 | 0 | 0 | 0 | 0 | 0 | 0 | 0 | 0 | 0 | 0 | 0 | 0 | 0 | 0 | Solar water heating system | Solar water heating system | Solar water heating system | Solar water heating system | Solar water heating system | Solar water heating system | Solar water heating system | Solar water heating system | Solar water heating system | Solar water heating system | Solar water heating system | Solar water heating system | Solar water heating system | Solar water heating system | Solar water heating system | Solar water heating system | Solar water heating system | Solar water heating system | Solar water heating system | Solar water heating system | Solar water heating system | Solar water heating system | Solar water heating system | Solar water heating system | Solar water heating system | Solar water heating system | Solar water heating system | Solar water heating system | 9.5839 | 9.5839 | 9.5839 | 9.5839 | 9.5839 | 9.5839 | 9.5839 | 9.5839 | 9.5839 | 9.5839 | 9.5839 | 9.5839 | 9.5839 | 9.5839 | 9.5839 | 9.5839 | 9.5839 | 9.5839 | 9.5839 | 9.5839 | 9.5839 | 9.5839 | 9.5839 | 9.5839 | 9.5839 | 9.5839 | 9.5839 | 9.5839 | 0.115 | 0.115 | 0.115 | 0.115 | 0.115 | 0.115 | 0.115 | 0.115 | 0.115 | 0.115 | 0.115 | 0.115 | 0.115 | 0.115 | 0.115 | 0.115 | 0.115 | 0.115 | 0.115 | 0.115 | 0.115 | 0.115 | 0.115 | 0.115 | 0.115 | 0.115 | 0.115 | 0.115 | 0 | 0 | 0 | 0 | 0 | 0 | 0 | 0 | 0 | 0 | 0 | 0 | 0 | 0 | 0 | 0 | 0 | 0 | 0 | 0 | 0 | 0 | 0 | 0 | 0 | 0 | 0 | 0 | 0 | 0 | 0 | 0 | 0 | 0 | 0 | 0 | 0 | 0 | 0 | 0 | 0 | 0 | 0 | 0 | 0 | 0 | 0 | 0 | 0 | 0 | 0 | 0 | 0 | 0 | 0 | 0 | 0 | 0 | 0 | 0 | 0 | 0 | 0 | 0 | 0 | 0 | 0 | 0 | 0 | 0 | 0 | 0 | 0 | 0 | 0 | 0 | 0 | 0 | 0 | 0 | 0 | 0 | 0 | 0 | 0 | 0
Circulation Pump - Controls_Miscellaneous_Existing_Circulation pump controls based on demand. | Circulation Pump - Controls_Miscellaneous_Existing | Circulation Pump - Controls_Commercial_Existing_No circulation pump controls._Circulation pump controls based on demand. | Commercial | Miscellaneous | Existing | Water Heating | Natural Gas | Circulation Pump - Controls | NEQ | No circulation pump controls. | 10 | 10 | 10 | 33.97 | 0 | 0 | 0 | 0 | Retro3Slow | 0.004128203794943829 | TBD | A | WCM836 | 0.7 | 0.42 | perbldg | 0.0321 | 9886.544444978581 | 9886.5444 | 7797.837872095788 | 7797.8379 | RTF WkBk - ComResCirculatorPumps_v4_1 | RTF WkBk - ComResCirculatorPumps_v4_1 | RTF WkBk - ComResCirculatorPumps_v4_1 | 0 | 0 | 2125.1551 | No circulation pump controls. | No circulation pump controls. | No circulation pump controls. | No circulation pump controls. | No circulation pump controls. | No circulation pump controls. | No circulation pump controls. | No circulation pump controls. | No circulation pump controls. | No circulation pump controls. | No circulation pump controls. | No circulation pump controls. | No circulation pump controls. | No circulation pump controls. | No circulation pump controls. | No circulation pump controls. | No circulation pump controls. | No circulation pump controls. | No circulation pump controls. | No circulation pump controls. | No circulation pump controls. | No circulation pump controls. | No circulation pump controls. | No circulation pump controls. | No circulation pump controls. | No circulation pump controls. | No circulation pump controls. | No circulation pump controls. | 0 | 0 | 0 | 0 | 0 | 0 | 0 | 0 | 0 | 0 | 0 | 0 | 0 | 0 | 0 | 0 | 0 | 0 | 0 | 0 | 0 | 0 | 0 | 0 | 0 | 0 | 0 | 0 | 0 | 0 | 0 | 0 | 0 | 0 | 0 | 0 | 0 | 0 | 0 | 0 | 0 | 0 | 0 | 0 | 0 | 0 | 0 | 0 | 0 | 0 | 0 | 0 | 0 | 0 | 0 | 0 | 0 | 0 | 0 | 0 | 0 | 0 | 0 | 0 | 0 | 0 | 0 | 0 | 0 | 0 | 0 | 0 | 0 | 0 | 0 | 0 | 0 | 0 | 0 | 0 | 0 | 0 | 0 | 0 | 0 | 0 | 0 | 0 | 0 | 0 | 0 | 0 | 0 | 0 | 0 | 0 | 0 | 0 | 0 | 0 | 0 | 0 | 0 | 0 | 0 | 0 | 0 | 0 | 0 | 0 | 0 | 0 | Circulation pump controls based on demand. | Circulation pump controls based on demand. | Circulation pump controls based on demand. | Circulation pump controls based on demand. | Circulation pump controls based on demand. | Circulation pump controls based on demand. | Circulation pump controls based on demand. | Circulation pump controls based on demand. | Circulation pump controls based on demand. | Circulation pump controls based on demand. | Circulation pump controls based on demand. | Circulation pump controls based on demand. | Circulation pump controls based on demand. | Circulation pump controls based on demand. | Circulation pump controls based on demand. | Circulation pump controls based on demand. | Circulation pump controls based on demand. | Circulation pump controls based on demand. | Circulation pump controls based on demand. | Circulation pump controls based on demand. | Circulation pump controls based on demand. | Circulation pump controls based on demand. | Circulation pump controls based on demand. | Circulation pump controls based on demand. | Circulation pump controls based on demand. | Circulation pump controls based on demand. | Circulation pump controls based on demand. | Circulation pump controls based on demand. | 2125.1551 | 2125.1551 | 2125.1551 | 2125.1551 | 2125.1551 | 2125.1551 | 2125.1551 | 2125.1551 | 2125.1551 | 2125.1551 | 2125.1551 | 2125.1551 | 2125.1551 | 2125.1551 | 2125.1551 | 2125.1551 | 2125.1551 | 2125.1551 | 2125.1551 | 2125.1551 | 2125.1551 | 2125.1551 | 2125.1551 | 2125.1551 | 2125.1551 | 2125.1551 | 2125.1551 | 2125.1551 | 33.97 | 33.97 | 33.97 | 33.97 | 33.97 | 33.97 | 33.97 | 33.97 | 33.97 | 33.97 | 33.97 | 33.97 | 33.97 | 33.97 | 33.97 | 33.97 | 33.97 | 33.97 | 33.97 | 33.97 | 33.97 | 33.97 | 33.97 | 33.97 | 33.97 | 33.97 | 33.97 | 33.97 | 0 | 0 | 0 | 0 | 0 | 0 | 0 | 0 | 0 | 0 | 0 | 0 | 0 | 0 | 0 | 0 | 0 | 0 | 0 | 0 | 0 | 0 | 0 | 0 | 0 | 0 | 0 | 0 | 0 | 0 | 0 | 0 | 0 | 0 | 0 | 0 | 0 | 0 | 0 | 0 | 0 | 0 | 0 | 0 | 0 | 0 | 0 | 0 | 0 | 0 | 0 | 0 | 0 | 0 | 0 | 0 | 0 | 0 | 0 | 0 | 0 | 0 | 0 | 0 | 0 | 0 | 0 | 0 | 0 | 0 | 0 | 0 | 0 | 0 | 0 | 0 | 0 | 0 | 0 | 0 | 0 | 0 | 0 | 0 | 0 | 0 | 0 | 0 | 0 | 0 | 0 | 0 | 0 | 0 | 0 | 0 | 0 | 0 | 0 | 0 | 0 | 0 | 0 | 0 | 0 | 0 | 0 | 0 | 0 | 0 | 0 | 0 | Circulation pump controls based on demand. | Circulation pump controls based on demand. | Circulation pump controls based on demand. | Circulation pump controls based on demand. | Circulation pump controls based on demand. | Circulation pump controls based on demand. | Circulation pump controls based on demand. | Circulation pump controls based on demand. | Circulation pump controls based on demand. | Circulation pump controls based on demand. | Circulation pump controls based on demand. | Circulation pump controls based on demand. | Circulation pump controls based on demand. | Circulation pump controls based on demand. | Circulation pump controls based on demand. | Circulation pump controls based on demand. | Circulation pump controls based on demand. | Circulation pump controls based on demand. | Circulation pump controls based on demand. | Circulation pump controls based on demand. | Circulation pump controls based on demand. | Circulation pump controls based on demand. | Circulation pump controls based on demand. | Circulation pump controls based on demand. | Circulation pump controls based on demand. | Circulation pump controls based on demand. | Circulation pump controls based on demand. | Circulation pump controls based on demand. | 2125.1551 | 2125.1551 | 2125.1551 | 2125.1551 | 2125.1551 | 2125.1551 | 2125.1551 | 2125.1551 | 2125.1551 | 2125.1551 | 2125.1551 | 2125.1551 | 2125.1551 | 2125.1551 | 2125.1551 | 2125.1551 | 2125.1551 | 2125.1551 | 2125.1551 | 2125.1551 | 2125.1551 | 2125.1551 | 2125.1551 | 2125.1551 | 2125.1551 | 2125.1551 | 2125.1551 | 2125.1551 | 33.97 | 33.97 | 33.97 | 33.97 | 33.97 | 33.97 | 33.97 | 33.97 | 33.97 | 33.97 | 33.97 | 33.97 | 33.97 | 33.97 | 33.97 | 33.97 | 33.97 | 33.97 | 33.97 | 33.97 | 33.97 | 33.97 | 33.97 | 33.97 | 33.97 | 33.97 | 33.97 | 33.97 | 0 | 0 | 0 | 0 | 0 | 0 | 0 | 0 | 0 | 0 | 0 | 0 | 0 | 0 | 0 | 0 | 0 | 0 | 0 | 0 | 0 | 0 | 0 | 0 | 0 | 0 | 0 | 0 | 0 | 0 | 0 | 0 | 0 | 0 | 0 | 0 | 0 | 0 | 0 | 0 | 0 | 0 | 0 | 0 | 0 | 0 | 0 | 0 | 0 | 0 | 0 | 0 | 0 | 0 | 0 | 0 | 0 | 0 | 0 | 0 | 0 | 0 | 0 | 0 | 0 | 0 | 0 | 0 | 0 | 0 | 0 | 0 | 0 | 0 | 0 | 0 | 0 | 0 | 0 | 0 | 0 | 0 | 0 | 0 | 0 | 0
HVAC - Energy Recovery Ventilator_Education_Existing_unitary equipment that incorporates energy recovery not required by the IECC 2012/2015/2018/2021 | HVAC - Energy Recovery Ventilator_Education_Existing | HVAC - Energy Recovery Ventilator_Commercial_Existing_unitary equipment not required by IECC 2012/2015/2018/2021 to incorporate energy recovery_unitary equipment that incorporates energy recovery not required by the IECC 2012/2015/2018/2021 | Commercial | Education | Existing | Space Heating | Natural Gas | HVAC - Energy Recovery Ventilator | NEQ | unitary equipment not required by IECC 2012/2015/2018/2021 to incorporate energy recovery | 15 | 15 | 15 | 0.0076936 | 0 | 0 | 0 | 0.05 | Retro1Slow | 0.012666666666666666 | TBD | A | WCM407 | 0.7 | 0.42 | CFM | 0.0321 | 9651.265683905356 | 9651.2657 | 7612.265891530982 | 7612.2659 | IL TRM v13 - 4.4.27 - Energy Recovery Ventilator - CI-HVC-ERVE-V07-250101 | IL TRM v13 - 4.4.27 - Energy Recovery Ventilator - CI-HVC-ERVE-V07-250101 | IL TRM v13 - 4.4.27 - Energy Recovery Ventilator - CI-HVC-ERVE-V07-250101 | 0 | 0 | 0.61453 | unitary equipment not required by IECC 2012/2015/2018/2021 to incorporate energy recovery | unitary equipment not required by IECC 2012/2015/2018/2021 to incorporate energy recovery | unitary equipment not required by IECC 2012/2015/2018/2021 to incorporate energy recovery | unitary equipment not required by IECC 2012/2015/2018/2021 to incorporate energy recovery | unitary equipment not required by IECC 2012/2015/2018/2021 to incorporate energy recovery | unitary equipment not required by IECC 2012/2015/2018/2021 to incorporate energy recovery | unitary equipment not required by IECC 2012/2015/2018/2021 to incorporate energy recovery | unitary equipment not required by IECC 2012/2015/2018/2021 to incorporate energy recovery | unitary equipment not required by IECC 2012/2015/2018/2021 to incorporate energy recovery | unitary equipment not required by IECC 2012/2015/2018/2021 to incorporate energy recovery | unitary equipment not required by IECC 2012/2015/2018/2021 to incorporate energy recovery | unitary equipment not required by IECC 2012/2015/2018/2021 to incorporate energy recovery | unitary equipment not required by IECC 2012/2015/2018/2021 to incorporate energy recovery | unitary equipment not required by IECC 2012/2015/2018/2021 to incorporate energy recovery | unitary equipment not required by IECC 2012/2015/2018/2021 to incorporate energy recovery | unitary equipment not required by IECC 2012/2015/2018/2021 to incorporate energy recovery | unitary equipment not required by IECC 2012/2015/2018/2021 to incorporate energy recovery | unitary equipment not required by IECC 2012/2015/2018/2021 to incorporate energy recovery | unitary equipment not required by IECC 2012/2015/2018/2021 to incorporate energy recovery | unitary equipment not required by IECC 2012/2015/2018/2021 to incorporate energy recovery | unitary equipment not required by IECC 2012/2015/2018/2021 to incorporate energy recovery | unitary equipment not required by IECC 2012/2015/2018/2021 to incorporate energy recovery | unitary equipment not required by IECC 2012/2015/2018/2021 to incorporate energy recovery | unitary equipment not required by IECC 2012/2015/2018/2021 to incorporate energy recovery | unitary equipment not required by IECC 2012/2015/2018/2021 to incorporate energy recovery | unitary equipment not required by IECC 2012/2015/2018/2021 to incorporate energy recovery | unitary equipment not required by IECC 2012/2015/2018/2021 to incorporate energy recovery | unitary equipment not required by IECC 2012/2015/2018/2021 to incorporate energy recovery | 0 | 0 | 0 | 151.9883 | 299.4851 | 523.3672 | 836.5258 | 1245.3536 | 1745.6019 | 2319.1611 | 2931.3946 | 3531.0554 | 4053.1647 | 4426.2453 | 4585.2712 | 4486.9087 | 4125.7427 | 3542.4392 | 2864.2496 | 2145.0202 | 1456.806 | 755.8241 | 496.0955 | 2.7894e-16 | 2.755e-16 | 2.7228e-16 | 2.6928e-16 | 2.6646e-16 | 0 | 0 | 0 | 151.9883 | 449.3074 | 965.5921 | 1785.3284 | 2996.408 | 4678.1535 | 6888.2919 | 9647.6759 | 12927.0718 | 16636.2918 | 20619.3476 | 24664.1607 | 28521.6363 | 31946.5852 | 34740.3377 | 36830.1235 | 38213.6195 | 38944.5529 | 39039.5915 | 38932.3492 | 38423.9753 | 37949.5937 | 37506.4876 | 37092.159 | 36704.3111 | 0 | 0 | 0 | 32319.371804121227 | 64604.304347640726 | 114707.86793361201 | 186588.0691892549 | 283214.6278483559 | 405623.8637189767 | 551759.8477913644 | 715280.0443301321 | 884678.137731387 | 1043245.6809587835 | 1170453.8558705123 | 1245142.5318048429 | 1250340.8373540235 | 1178657.104889438 | 1036303.2095108421 | 857011.303955403 | 655361.5853776615 | 453711.86679991946 | 239459.04081106855 | 159639.36054071243 | 9.094947017729282E-14 | 9.094947017729282E-14 | 9.094947017729282E-14 | 9.094947017729282E-14 | 9.094947017729282E-14 | 0 | 0 | 0 | 32319.371804121227 | 96923.67615176195 | 211631.54408537396 | 398219.6132746288 | 681434.2411229848 | 1087058.1048419615 | 1638817.952633326 | 2354097.996963458 | 3238776.134694845 | 4282021.815653629 | 5452475.671524141 | 6697618.203328985 | 7947959.040683008 | 9126616.145572446 | 10162919.355083287 | 11019930.65903869 | 11675292.244416352 | 12129004.111216271 | 12368463.15202734 | 12528102.512568053 | 12528102.512568053 | 12528102.512568053 | 12528102.512568053 | 12528102.512568053 | 12528102.512568053 | unitary equipment that incorporates energy recovery not required by the IECC 2012/2015/2018/2021 | unitary equipment that incorporates energy recovery not required by the IECC 2012/2015/2018/2021 | unitary equipment that incorporates energy recovery not required by the IECC 2012/2015/2018/2021 | unitary equipment that incorporates energy recovery not required by the IECC 2012/2015/2018/2021 | unitary equipment that incorporates energy recovery not required by the IECC 2012/2015/2018/2021 | unitary equipment that incorporates energy recovery not required by the IECC 2012/2015/2018/2021 | unitary equipment that incorporates energy recovery not required by the IECC 2012/2015/2018/2021 | unitary equipment that incorporates energy recovery not required by the IECC 2012/2015/2018/2021 | unitary equipment that incorporates energy recovery not required by the IECC 2012/2015/2018/2021 | unitary equipment that incorporates energy recovery not required by the IECC 2012/2015/2018/2021 | unitary equipment that incorporates energy recovery not required by the IECC 2012/2015/2018/2021 | unitary equipment that incorporates energy recovery not required by the IECC 2012/2015/2018/2021 | unitary equipment that incorporates energy recovery not required by the IECC 2012/2015/2018/2021 | unitary equipment that incorporates energy recovery not required by the IECC 2012/2015/2018/2021 | unitary equipment that incorporates energy recovery not required by the IECC 2012/2015/2018/2021 | unitary equipment that incorporates energy recovery not required by the IECC 2012/2015/2018/2021 | unitary equipment that incorporates energy recovery not required by the IECC 2012/2015/2018/2021 | unitary equipment that incorporates energy recovery not required by the IECC 2012/2015/2018/2021 | unitary equipment that incorporates energy recovery not required by the IECC 2012/2015/2018/2021 | unitary equipment that incorporates energy recovery not required by the IECC 2012/2015/2018/2021 | unitary equipment that incorporates energy recovery not required by the IECC 2012/2015/2018/2021 | unitary equipment that incorporates energy recovery not required by the IECC 2012/2015/2018/2021 | unitary equipment that incorporates energy recovery not required by the IECC 2012/2015/2018/2021 | unitary equipment that incorporates energy recovery not required by the IECC 2012/2015/2018/2021 | unitary equipment that incorporates energy recovery not required by the IECC 2012/2015/2018/2021 | unitary equipment that incorporates energy recovery not required by the IECC 2012/2015/2018/2021 | unitary equipment that incorporates energy recovery not required by the IECC 2012/2015/2018/2021 | unitary equipment that incorporates energy recovery not required by the IECC 2012/2015/2018/2021 | 0.6145 | 0.6145 | 0.6145 | 0.6145 | 0.6145 | 0.6145 | 0.6145 | 0.6145 | 0.6145 | 0.6145 | 0.6145 | 0.6145 | 0.6145 | 0.6145 | 0.6145 | 0.6145 | 0.6145 | 0.6145 | 0.6145 | 0.6145 | 0.6145 | 0.6145 | 0.6145 | 0.6145 | 0.6145 | 0.6145 | 0.6145 | 0.6145 | 0.0077 | 0.0077 | 0.0077 | 0.0077 | 0.0077 | 0.0077 | 0.0077 | 0.0077 | 0.0077 | 0.0077 | 0.0077 | 0.0077 | 0.0077 | 0.0077 | 0.0077 | 0.0077 | 0.0077 | 0.0077 | 0.0077 | 0.0077 | 0.0077 | 0.0077 | 0.0077 | 0.0077 | 0.0077 | 0.0077 | 0.0077 | 0.0077 | 0 | 0 | 0 | 0 | 0 | 0 | 0 | 0 | 0 | 0 | 0 | 0 | 0 | 0 | 0 | 0 | 0 | 0 | 0 | 0 | 0 | 0 | 0 | 0 | 0 | 0 | 0 | 0 | 0 | 0 | 0 | 0 | 0 | 0 | 0 | 0 | 0 | 0 | 0 | 0 | 0 | 0 | 0 | 0 | 0 | 0 | 0 | 0 | 0 | 0 | 0 | 0 | 0 | 0 | 0 | 0 | 0 | 0 | 0 | 0 | 0 | 0 | 0 | 0 | 0 | 0 | 0 | 0 | 0 | 0 | 0 | 0 | 0 | 0 | 0 | 0 | 0 | 0 | 0 | 0 | 0 | 0 | 0 | 0 | 0 | 0 | 0 | 0 | 0 | 0 | 0 | 0 | 0 | 0 | 0 | 0 | 0 | 0 | 0 | 0 | 0 | 0 | 0 | 0 | 0 | 0 | 0 | 0 | 0 | 0 | 0 | 0 | unitary equipment that incorporates energy recovery not required by the IECC 2012/2015/2018/2021 | unitary equipment that incorporates energy recovery not required by the IECC 2012/2015/2018/2021 | unitary equipment that incorporates energy recovery not required by the IECC 2012/2015/2018/2021 | unitary equipment that incorporates energy recovery not required by the IECC 2012/2015/2018/2021 | unitary equipment that incorporates energy recovery not required by the IECC 2012/2015/2018/2021 | unitary equipment that incorporates energy recovery not required by the IECC 2012/2015/2018/2021 | unitary equipment that incorporates energy recovery not required by the IECC 2012/2015/2018/2021 | unitary equipment that incorporates energy recovery not required by the IECC 2012/2015/2018/2021 | unitary equipment that incorporates energy recovery not required by the IECC 2012/2015/2018/2021 | unitary equipment that incorporates energy recovery not required by the IECC 2012/2015/2018/2021 | unitary equipment that incorporates energy recovery not required by the IECC 2012/2015/2018/2021 | unitary equipment that incorporates energy recovery not required by the IECC 2012/2015/2018/2021 | unitary equipment that incorporates energy recovery not required by the IECC 2012/2015/2018/2021 | unitary equipment that incorporates energy recovery not required by the IECC 2012/2015/2018/2021 | unitary equipment that incorporates energy recovery not required by the IECC 2012/2015/2018/2021 | unitary equipment that incorporates energy recovery not required by the IECC 2012/2015/2018/2021 | unitary equipment that incorporates energy recovery not required by the IECC 2012/2015/2018/2021 | unitary equipment that incorporates energy recovery not required by the IECC 2012/2015/2018/2021 | unitary equipment that incorporates energy recovery not required by the IECC 2012/2015/2018/2021 | unitary equipment that incorporates energy recovery not required by the IECC 2012/2015/2018/2021 | unitary equipment that incorporates energy recovery not required by the IECC 2012/2015/2018/2021 | unitary equipment that incorporates energy recovery not required by the IECC 2012/2015/2018/2021 | unitary equipment that incorporates energy recovery not required by the IECC 2012/2015/2018/2021 | unitary equipment that incorporates energy recovery not required by the IECC 2012/2015/2018/2021 | unitary equipment that incorporates energy recovery not required by the IECC 2012/2015/2018/2021 | unitary equipment that incorporates energy recovery not required by the IECC 2012/2015/2018/2021 | unitary equipment that incorporates energy recovery not required by the IECC 2012/2015/2018/2021 | unitary equipment that incorporates energy recovery not required by the IECC 2012/2015/2018/2021 | 0.6145 | 0.6145 | 0.6145 | 0.6145 | 0.6145 | 0.6145 | 0.6145 | 0.6145 | 0.6145 | 0.6145 | 0.6145 | 0.6145 | 0.6145 | 0.6145 | 0.6145 | 0.6145 | 0.6145 | 0.6145 | 0.6145 | 0.6145 | 0.6145 | 0.6145 | 0.6145 | 0.6145 | 0.6145 | 0.6145 | 0.6145 | 0.6145 | 0.0077 | 0.0077 | 0.0077 | 0.0077 | 0.0077 | 0.0077 | 0.0077 | 0.0077 | 0.0077 | 0.0077 | 0.0077 | 0.0077 | 0.0077 | 0.0077 | 0.0077 | 0.0077 | 0.0077 | 0.0077 | 0.0077 | 0.0077 | 0.0077 | 0.0077 | 0.0077 | 0.0077 | 0.0077 | 0.0077 | 0.0077 | 0.0077 | 0 | 0 | 0 | 0 | 0 | 0 | 0 | 0 | 0 | 0 | 0 | 0 | 0 | 0 | 0 | 0 | 0 | 0 | 0 | 0 | 0 | 0 | 0 | 0 | 0 | 0 | 0 | 0 | 0 | 0 | 0 | 0 | 0 | 0 | 0 | 0 | 0 | 0 | 0 | 0 | 0 | 0 | 0 | 0 | 0 | 0 | 0 | 0 | 0 | 0 | 0 | 0 | 0 | 0 | 0 | 0 | 0 | 0 | 0 | 0 | 0 | 0 | 0 | 0 | 0 | 0 | 0 | 0 | 0 | 0 | 0 | 0 | 0 | 0 | 0 | 0 | 0 | 0 | 0 | 0 | 0 | 0 | 0 | 0 | 0 | 0
Pool Heater - Night Covers_Grocery_Existing_pool cover with a 5 year warranty | Pool Heater - Night Covers_Grocery_Existing | Pool Heater - Night Covers_Commercial_Existing_uncovered pool that operates all year (indoor) or during summer (outdoor)_pool cover with a 5 year warranty | Commercial | Grocery | Existing | Miscellaneous | Natural Gas | Pool Heater - Night Covers | NEQ | uncovered pool that operates all year (indoor) or during summer (outdoor) | 6 | 6 | 6 | 0.067433 | 0 | 0 | 0.05 | 0.1 | RetroEven20 | 0.03333333333333333 | TBD | A | WCM344 | 0.7 | 0.42 | sqft pool | 0.0321 | 22154.48796820153 | 22154.488 | 18990.39326501032 | 18990.3933 | IL TRM v13 - 4.3.4 - Commercial Pool Covers - CI-HWE-PLCV-V06-250101 | IL TRM v13 - 4.3.4 - Commercial Pool Covers - CI-HWE-PLCV-V06-250101 | IL TRM v13 - 4.3.4 - Commercial Pool Covers - CI-HWE-PLCV-V06-250101 | 0 | 0 | 6.3567 | uncovered pool that operates all year (indoor) or during summer (outdoor) | uncovered pool that operates all year (indoor) or during summer (outdoor) | uncovered pool that operates all year (indoor) or during summer (outdoor) | uncovered pool that operates all year (indoor) or during summer (outdoor) | uncovered pool that operates all year (indoor) or during summer (outdoor) | uncovered pool that operates all year (indoor) or during summer (outdoor) | uncovered pool that operates all year (indoor) or during summer (outdoor) | uncovered pool that operates all year (indoor) or during summer (outdoor) | uncovered pool that operates all year (indoor) or during summer (outdoor) | uncovered pool that operates all year (indoor) or during summer (outdoor) | uncovered pool that operates all year (indoor) or during summer (outdoor) | uncovered pool that operates all year (indoor) or during summer (outdoor) | uncovered pool that operates all year (indoor) or during summer (outdoor) | uncovered pool that operates all year (indoor) or during summer (outdoor) | uncovered pool that operates all year (indoor) or during summer (outdoor) | uncovered pool that operates all year (indoor) or during summer (outdoor) | uncovered pool that operates all year (indoor) or during summer (outdoor) | uncovered pool that operates all year (indoor) or during summer (outdoor) | uncovered pool that operates all year (indoor) or during summer (outdoor) | uncovered pool that operates all year (indoor) or during summer (outdoor) | uncovered pool that operates all year (indoor) or during summer (outdoor) | uncovered pool that operates all year (indoor) or during summer (outdoor) | uncovered pool that operates all year (indoor) or during summer (outdoor) | uncovered pool that operates all year (indoor) or during summer (outdoor) | uncovered pool that operates all year (indoor) or during summer (outdoor) | uncovered pool that operates all year (indoor) or during summer (outdoor) | uncovered pool that operates all year (indoor) or during summer (outdoor) | uncovered pool that operates all year (indoor) or during summer (outdoor) | 0 | 0 | 0 | 12.1317 | 12.0369 | 11.934 | 11.8246 | 11.7096 | 11.5897 | 11.4658 | 11.3504 | 11.2407 | 11.1466 | 11.0659 | 10.9968 | 10.9375 | 10.8867 | 10.8246 | 10.7678 | 10.7412 | 10.7183 | 10.6988 | 7.1214 | 0 | 0 | 0 | 0 | 0 | 0 | 0 | 0 | 12.1317 | 24.0738 | 35.802 | 47.2984 | 58.5478 | 69.5383 | 80.2603 | 90.8033 | 101.1664 | 111.4663 | 121.7254 | 131.9615 | 142.1877 | 152.414 | 162.3691 | 172.2855 | 182.6001 | 192.9297 | 203.2778 | 210.082 | 209.8004 | 209.5592 | 209.3523 | 209.1751 | 209.0231 | 0 | 0 | 0 | 16.985671697585527 | 16.985671697585527 | 16.985671697585524 | 16.985671697585527 | 16.985671697585527 | 16.985671697585527 | 16.985671697585527 | 16.98567169758553 | 16.985671697585527 | 16.985671697585524 | 16.985671697585524 | 16.985671697585524 | 16.985671697585527 | 16.985671697585527 | 16.985671697585527 | 16.985671697585527 | 16.985671697585527 | 16.985671697585527 | 16.985671697585527 | 11.323781131723681 | 0 | 0 | 0 | 0 | 0 | 0 | 0 | 0 | 16.985671697585527 | 33.971343395171054 | 50.95701509275658 | 67.94268679034211 | 84.92835848792764 | 101.91403018551316 | 118.8997018830987 | 135.88537358068425 | 152.87104527826978 | 169.8567169758553 | 186.8423886734408 | 203.8280603710263 | 220.81373206861184 | 237.79940376619737 | 254.78507546378287 | 271.7707471613684 | 288.7564188589539 | 305.74209055653944 | 322.72776225412497 | 334.0515433858486 | 334.0515433858486 | 334.0515433858486 | 334.0515433858486 | 334.0515433858486 | 334.0515433858486 | pool cover with a 5 year warranty | pool cover with a 5 year warranty | pool cover with a 5 year warranty | pool cover with a 5 year warranty | pool cover with a 5 year warranty | pool cover with a 5 year warranty | pool cover with a 5 year warranty | pool cover with a 5 year warranty | pool cover with a 5 year warranty | pool cover with a 5 year warranty | pool cover with a 5 year warranty | pool cover with a 5 year warranty | pool cover with a 5 year warranty | pool cover with a 5 year warranty | pool cover with a 5 year warranty | pool cover with a 5 year warranty | pool cover with a 5 year warranty | pool cover with a 5 year warranty | pool cover with a 5 year warranty | pool cover with a 5 year warranty | pool cover with a 5 year warranty | pool cover with a 5 year warranty | pool cover with a 5 year warranty | pool cover with a 5 year warranty | pool cover with a 5 year warranty | pool cover with a 5 year warranty | pool cover with a 5 year warranty | pool cover with a 5 year warranty | 6.3567 | 6.3567 | 6.3567 | 6.3567 | 6.3567 | 6.3567 | 6.3567 | 6.3567 | 6.3567 | 6.3567 | 6.3567 | 6.3567 | 6.3567 | 6.3567 | 6.3567 | 6.3567 | 6.3567 | 6.3567 | 6.3567 | 6.3567 | 6.3567 | 6.3567 | 6.3567 | 6.3567 | 6.3567 | 6.3567 | 6.3567 | 6.3567 | 0.0674 | 0.0674 | 0.0674 | 0.0674 | 0.0674 | 0.0674 | 0.0674 | 0.0674 | 0.0674 | 0.0674 | 0.0674 | 0.0674 | 0.0674 | 0.0674 | 0.0674 | 0.0674 | 0.0674 | 0.0674 | 0.0674 | 0.0674 | 0.0674 | 0.0674 | 0.0674 | 0.0674 | 0.0674 | 0.0674 | 0.0674 | 0.0674 | 0 | 0 | 0 | 0 | 0 | 0 | 0 | 0 | 0 | 0 | 0 | 0 | 0 | 0 | 0 | 0 | 0 | 0 | 0 | 0 | 0 | 0 | 0 | 0 | 0 | 0 | 0 | 0 | 0 | 0 | 0 | 0 | 0 | 0 | 0 | 0 | 0 | 0 | 0 | 0 | 0 | 0 | 0 | 0 | 0 | 0 | 0 | 0 | 0 | 0 | 0 | 0 | 0 | 0 | 0 | 0 | 0 | 0 | 0 | 0 | 0 | 0 | 0 | 0 | 0 | 0 | 0 | 0 | 0 | 0 | 0 | 0 | 0 | 0 | 0 | 0 | 0 | 0 | 0 | 0 | 0 | 0 | 0 | 0 | 0 | 0 | 0 | 0 | 0 | 0 | 0 | 0 | 0 | 0 | 0 | 0 | 0 | 0 | 0 | 0 | 0 | 0 | 0 | 0 | 0 | 0 | 0 | 0 | 0 | 0 | 0 | 0 | pool cover with a 5 year warranty | pool cover with a 5 year warranty | pool cover with a 5 year warranty | pool cover with a 5 year warranty | pool cover with a 5 year warranty | pool cover with a 5 year warranty | pool cover with a 5 year warranty | pool cover with a 5 year warranty | pool cover with a 5 year warranty | pool cover with a 5 year warranty | pool cover with a 5 year warranty | pool cover with a 5 year warranty | pool cover with a 5 year warranty | pool cover with a 5 year warranty | pool cover with a 5 year warranty | pool cover with a 5 year warranty | pool cover with a 5 year warranty | pool cover with a 5 year warranty | pool cover with a 5 year warranty | pool cover with a 5 year warranty | pool cover with a 5 year warranty | pool cover with a 5 year warranty | pool cover with a 5 year warranty | pool cover with a 5 year warranty | pool cover with a 5 year warranty | pool cover with a 5 year warranty | pool cover with a 5 year warranty | pool cover with a 5 year warranty | 6.3567 | 6.3567 | 6.3567 | 6.3567 | 6.3567 | 6.3567 | 6.3567 | 6.3567 | 6.3567 | 6.3567 | 6.3567 | 6.3567 | 6.3567 | 6.3567 | 6.3567 | 6.3567 | 6.3567 | 6.3567 | 6.3567 | 6.3567 | 6.3567 | 6.3567 | 6.3567 | 6.3567 | 6.3567 | 6.3567 | 6.3567 | 6.3567 | 0.0674 | 0.0674 | 0.0674 | 0.0674 | 0.0674 | 0.0674 | 0.0674 | 0.0674 | 0.0674 | 0.0674 | 0.0674 | 0.0674 | 0.0674 | 0.0674 | 0.0674 | 0.0674 | 0.0674 | 0.0674 | 0.0674 | 0.0674 | 0.0674 | 0.0674 | 0.0674 | 0.0674 | 0.0674 | 0.0674 | 0.0674 | 0.0674 | 0 | 0 | 0 | 0 | 0 | 0 | 0 | 0 | 0 | 0 | 0 | 0 | 0 | 0 | 0 | 0 | 0 | 0 | 0 | 0 | 0 | 0 | 0 | 0 | 0 | 0 | 0 | 0 | 0 | 0 | 0 | 0 | 0 | 0 | 0 | 0 | 0 | 0 | 0 | 0 | 0 | 0 | 0 | 0 | 0 | 0 | 0 | 0 | 0 | 0 | 0 | 0 | 0 | 0 | 0 | 0 | 0 | 0 | 0 | 0 | 0 | 0 | 0 | 0 | 0 | 0 | 0 | 0 | 0 | 0 | 0 | 0 | 0 | 0 | 0 | 0 | 0 | 0 | 0 | 0 | 0 | 0 | 0 | 0 | 0 | 0
Strategic Energy Management_Office_Existing_Implementation of strategic energy management program. | Strategic Energy Management_Office_Existing | Strategic Energy Management_Commercial_Existing_No strategic energy management._Implementation of strategic energy management program. | Commercial | Office | Existing | Water Heating | Natural Gas | Strategic Energy Management | NEQ | No strategic energy management. | 3 | 3 | 3 | 0.001368 | 0 | 0 | 0.05 | 0.125 | RetroEven20 | 0.03333333333333333 | TBD | A | WCM48 | 0.7 | 0.42 | sqft | 0.0321 | 10782.509995082648 | 10782.51 | 8504.51492569899 | 8504.5149 | 2021 Power Plan - Com-EM-2021P_V4 - Commercial SEM, Northwest Power and Conservation Council (NWPCC), 2021 Power Plan Conservation Supply Workbooks. January 2022. | 2021 Power Plan - Com-EM-2021P_V4 - Commercial SEM, Northwest Power and Conservation Council (NWPCC), 2021 Power Plan Conservation Supply Workbooks. January 2022. | 2021 Power Plan - Com-EM-2021P_V4 - Commercial SEM, Northwest Power and Conservation Council (NWPCC), 2021 Power Plan Conservation Supply Workbooks. January 2022. | 0 | 0 | 0.20647 | No strategic energy management. | No strategic energy management. | No strategic energy management. | No strategic energy management. | No strategic energy management. | No strategic energy management. | No strategic energy management. | No strategic energy management. | No strategic energy management. | No strategic energy management. | No strategic energy management. | No strategic energy management. | No strategic energy management. | No strategic energy management. | No strategic energy management. | No strategic energy management. | No strategic energy management. | No strategic energy management. | No strategic energy management. | No strategic energy management. | No strategic energy management. | No strategic energy management. | No strategic energy management. | No strategic energy management. | No strategic energy management. | No strategic energy management. | No strategic energy management. | No strategic energy management. | 0 | 0 | 0 | 221.5298 | 218.8275 | 215.8145 | 212.4943 | 208.8642 | 204.9379 | 200.7344 | 196.7237 | 192.7647 | 189.2321 | 186.0632 | 183.2294 | 180.3558 | 177.791 | 176.1367 | 174.7854 | 173.7339 | 172.9447 | 172.4114 | 114.6863 | 0 | 0 | 0 | 0 | 0 | 0 | 0 | 0 | 221.5298 | 437.6549 | 647.4435 | 849.9771 | 1044.321 | 1229.6273 | 1405.1411 | 1573.7898 | 1734.882 | 1892.3211 | 2046.6952 | 2198.7522 | 2344.625 | 2489.0744 | 2642.0506 | 2796.5667 | 2953.4763 | 3113.0045 | 3275.816 | 3383.2464 | 3380.7027 | 3378.6678 | 3377.0398 | 3375.7374 | 3374.6955 | 0 | 0 | 0 | 163332.53432444177 | 163332.53432444177 | 163332.5343244418 | 163332.5343244418 | 163332.53432444177 | 163332.53432444177 | 163332.53432444177 | 163332.5343244418 | 163332.5343244418 | 163332.53432444177 | 163332.5343244418 | 163332.53432444183 | 163332.53432444177 | 163332.5343244418 | 163332.53432444183 | 163332.53432444175 | 163332.53432444177 | 163332.53432444175 | 163332.53432444177 | 108888.35621629456 | 0 | 0 | 0 | 0 | 0 | 0 | 0 | 0 | 163332.53432444177 | 326665.06864888355 | 489997.60297332535 | 653330.1372977672 | 816662.671622209 | 979995.2059466508 | 1143327.7402710926 | 1306660.2745955344 | 1469992.8089199762 | 1633325.343244418 | 1796657.8775688598 | 1959990.4118933016 | 2123322.946217743 | 2286655.480542185 | 2449988.014866627 | 2613320.5491910684 | 2776653.08351551 | 2939985.6178399515 | 3103318.152164393 | 3212206.508380688 | 3212206.508380688 | 3212206.508380688 | 3212206.508380688 | 3212206.508380688 | 3212206.508380688 | Implementation of strategic energy management program. | Implementation of strategic energy management program. | Implementation of strategic energy management program. | Implementation of strategic energy management program. | Implementation of strategic energy management program. | Implementation of strategic energy management program. | Implementation of strategic energy management program. | Implementation of strategic energy management program. | Implementation of strategic energy management program. | Implementation of strategic energy management program. | Implementation of strategic energy management program. | Implementation of strategic energy management program. | Implementation of strategic energy management program. | Implementation of strategic energy management program. | Implementation of strategic energy management program. | Implementation of strategic energy management program. | Implementation of strategic energy management program. | Implementation of strategic energy management program. | Implementation of strategic energy management program. | Implementation of strategic energy management program. | Implementation of strategic energy management program. | Implementation of strategic energy management program. | Implementation of strategic energy management program. | Implementation of strategic energy management program. | Implementation of strategic energy management program. | Implementation of strategic energy management program. | Implementation of strategic energy management program. | Implementation of strategic energy management program. | 0.2065 | 0.2065 | 0.2065 | 0.2065 | 0.2065 | 0.2065 | 0.2065 | 0.2065 | 0.2065 | 0.2065 | 0.2065 | 0.2065 | 0.2065 | 0.2065 | 0.2065 | 0.2065 | 0.2065 | 0.2065 | 0.2065 | 0.2065 | 0.2065 | 0.2065 | 0.2065 | 0.2065 | 0.2065 | 0.2065 | 0.2065 | 0.2065 | 0.0014 | 0.0014 | 0.0014 | 0.0014 | 0.0014 | 0.0014 | 0.0014 | 0.0014 | 0.0014 | 0.0014 | 0.0014 | 0.0014 | 0.0014 | 0.0014 | 0.0014 | 0.0014 | 0.0014 | 0.0014 | 0.0014 | 0.0014 | 0.0014 | 0.0014 | 0.0014 | 0.0014 | 0.0014 | 0.0014 | 0.0014 | 0.0014 | 0 | 0 | 0 | 0 | 0 | 0 | 0 | 0 | 0 | 0 | 0 | 0 | 0 | 0 | 0 | 0 | 0 | 0 | 0 | 0 | 0 | 0 | 0 | 0 | 0 | 0 | 0 | 0 | 0 | 0 | 0 | 0 | 0 | 0 | 0 | 0 | 0 | 0 | 0 | 0 | 0 | 0 | 0 | 0 | 0 | 0 | 0 | 0 | 0 | 0 | 0 | 0 | 0 | 0 | 0 | 0 | 0 | 0 | 0 | 0 | 0 | 0 | 0 | 0 | 0 | 0 | 0 | 0 | 0 | 0 | 0 | 0 | 0 | 0 | 0 | 0 | 0 | 0 | 0 | 0 | 0 | 0 | 0 | 0 | 0 | 0 | 0 | 0 | 0 | 0 | 0 | 0 | 0 | 0 | 0 | 0 | 0 | 0 | 0 | 0 | 0 | 0 | 0 | 0 | 0 | 0 | 0 | 0 | 0 | 0 | 0 | 0 | Implementation of strategic energy management program. | Implementation of strategic energy management program. | Implementation of strategic energy management program. | Implementation of strategic energy management program. | Implementation of strategic energy management program. | Implementation of strategic energy management program. | Implementation of strategic energy management program. | Implementation of strategic energy management program. | Implementation of strategic energy management program. | Implementation of strategic energy management program. | Implementation of strategic energy management program. | Implementation of strategic energy management program. | Implementation of strategic energy management program. | Implementation of strategic energy management program. | Implementation of strategic energy management program. | Implementation of strategic energy management program. | Implementation of strategic energy management program. | Implementation of strategic energy management program. | Implementation of strategic energy management program. | Implementation of strategic energy management program. | Implementation of strategic energy management program. | Implementation of strategic energy management program. | Implementation of strategic energy management program. | Implementation of strategic energy management program. | Implementation of strategic energy management program. | Implementation of strategic energy management program. | Implementation of strategic energy management program. | Implementation of strategic energy management program. | 0.2065 | 0.2065 | 0.2065 | 0.2065 | 0.2065 | 0.2065 | 0.2065 | 0.2065 | 0.2065 | 0.2065 | 0.2065 | 0.2065 | 0.2065 | 0.2065 | 0.2065 | 0.2065 | 0.2065 | 0.2065 | 0.2065 | 0.2065 | 0.2065 | 0.2065 | 0.2065 | 0.2065 | 0.2065 | 0.2065 | 0.2065 | 0.2065 | 0.0014 | 0.0014 | 0.0014 | 0.0014 | 0.0014 | 0.0014 | 0.0014 | 0.0014 | 0.0014 | 0.0014 | 0.0014 | 0.0014 | 0.0014 | 0.0014 | 0.0014 | 0.0014 | 0.0014 | 0.0014 | 0.0014 | 0.0014 | 0.0014 | 0.0014 | 0.0014 | 0.0014 | 0.0014 | 0.0014 | 0.0014 | 0.0014 | 0 | 0 | 0 | 0 | 0 | 0 | 0 | 0 | 0 | 0 | 0 | 0 | 0 | 0 | 0 | 0 | 0 | 0 | 0 | 0 | 0 | 0 | 0 | 0 | 0 | 0 | 0 | 0 | 0 | 0 | 0 | 0 | 0 | 0 | 0 | 0 | 0 | 0 | 0 | 0 | 0 | 0 | 0 | 0 | 0 | 0 | 0 | 0 | 0 | 0 | 0 | 0 | 0 | 0 | 0 | 0 | 0 | 0 | 0 | 0 | 0 | 0 | 0 | 0 | 0 | 0 | 0 | 0 | 0 | 0 | 0 | 0 | 0 | 0 | 0 | 0 | 0 | 0 | 0 | 0 | 0 | 0 | 0 | 0 | 0 | 0
Strategic Energy Management_Office_Existing_Implementation of strategic energy management program. | Strategic Energy Management_Office_Existing | Strategic Energy Management_Commercial_Existing_No strategic energy management._Implementation of strategic energy management program. | Commercial | Office | Existing | Space Heating | Natural Gas | Strategic Energy Management | NEQ | No strategic energy management. | 3 | 3 | 3 | 0.0083899 | 0 | 0 | 0.05 | 0.125 | RetroEven20 | 0.03333333333333333 | TBD | A | WCM47 | 0.7 | 0.42 | sqft | 0.0321 | 10782.509995082648 | 10782.51 | 8504.51492569899 | 8504.5149 | 2021 Power Plan - Com-EM-2021P_V4 - Commercial SEM, Northwest Power and Conservation Council (NWPCC), 2021 Power Plan Conservation Supply Workbooks. January 2022. | 2021 Power Plan - Com-EM-2021P_V4 - Commercial SEM, Northwest Power and Conservation Council (NWPCC), 2021 Power Plan Conservation Supply Workbooks. January 2022. | 2021 Power Plan - Com-EM-2021P_V4 - Commercial SEM, Northwest Power and Conservation Council (NWPCC), 2021 Power Plan Conservation Supply Workbooks. January 2022. | 0 | 0 | 0.20647 | No strategic energy management. | No strategic energy management. | No strategic energy management. | No strategic energy management. | No strategic energy management. | No strategic energy management. | No strategic energy management. | No strategic energy management. | No strategic energy management. | No strategic energy management. | No strategic energy management. | No strategic energy management. | No strategic energy management. | No strategic energy management. | No strategic energy management. | No strategic energy management. | No strategic energy management. | No strategic energy management. | No strategic energy management. | No strategic energy management. | No strategic energy management. | No strategic energy management. | No strategic energy management. | No strategic energy management. | No strategic energy management. | No strategic energy management. | No strategic energy management. | No strategic energy management. | 0 | 0 | 0 | 2060.1728 | 2022.0791 | 1978.288 | 1927.9454 | 1870.1716 | 1804.1625 | 1731.1397 | 1653.4164 | 1574.0745 | 1496.166 | 1422.3712 | 1354.6843 | 1293.9539 | 1240.5475 | 1194.3255 | 1154.5748 | 1121.2825 | 1093.6827 | 1071.9014 | 702.2188 | 0 | 0 | 0 | 0 | 0 | 0 | 0 | 0 | 2060.1728 | 4044.1582 | 5934.8641 | 7711.7816 | 9350.8578 | 10824.9751 | 12117.9781 | 13227.3315 | 14166.6705 | 14961.6603 | 15646.083 | 16256.2116 | 16821.4013 | 17367.6643 | 17914.8818 | 18473.1966 | 19061.8018 | 19686.2879 | 20366.126 | 20715.4543 | 20447.7544 | 20200.763 | 19972.8703 | 19762.5932 | 19568.5643 | 0 | 0 | 0 | 251862.35213870325 | 251862.3521387033 | 251862.3521387033 | 251862.35213870325 | 251862.3521387032 | 251862.35213870314 | 251862.3521387033 | 251862.35213870325 | 251862.35213870325 | 251862.3521387032 | 251862.3521387032 | 251862.35213870325 | 251862.35213870325 | 251862.35213870325 | 251862.35213870314 | 251862.3521387033 | 251862.3521387032 | 251862.35213870325 | 251862.3521387033 | 167908.23475913555 | 0 | 0 | 0 | 0 | 0 | 0 | 0 | 0 | 251862.35213870325 | 503724.70427740656 | 755587.0564161099 | 1007449.4085548131 | 1259311.7606935163 | 1511174.1128322196 | 1763036.4649709228 | 2014898.817109626 | 2266761.1692483295 | 2518623.5213870327 | 2770485.873525736 | 3022348.225664439 | 3274210.5778031424 | 3526072.9299418456 | 3777935.282080549 | 4029797.634219252 | 4281659.986357955 | 4533522.338496659 | 4785384.690635363 | 4953292.925394498 | 4953292.925394498 | 4953292.925394498 | 4953292.925394498 | 4953292.925394498 | 4953292.925394498 | Implementation of strategic energy management program. | Implementation of strategic energy management program. | Implementation of strategic energy management program. | Implementation of strategic energy management program. | Implementation of strategic energy management program. | Implementation of strategic energy management program. | Implementation of strategic energy management program. | Implementation of strategic energy management program. | Implementation of strategic energy management program. | Implementation of strategic energy management program. | Implementation of strategic energy management program. | Implementation of strategic energy management program. | Implementation of strategic energy management program. | Implementation of strategic energy management program. | Implementation of strategic energy management program. | Implementation of strategic energy management program. | Implementation of strategic energy management program. | Implementation of strategic energy management program. | Implementation of strategic energy management program. | Implementation of strategic energy management program. | Implementation of strategic energy management program. | Implementation of strategic energy management program. | Implementation of strategic energy management program. | Implementation of strategic energy management program. | Implementation of strategic energy management program. | Implementation of strategic energy management program. | Implementation of strategic energy management program. | Implementation of strategic energy management program. | 0.2065 | 0.2065 | 0.2065 | 0.2065 | 0.2065 | 0.2065 | 0.2065 | 0.2065 | 0.2065 | 0.2065 | 0.2065 | 0.2065 | 0.2065 | 0.2065 | 0.2065 | 0.2065 | 0.2065 | 0.2065 | 0.2065 | 0.2065 | 0.2065 | 0.2065 | 0.2065 | 0.2065 | 0.2065 | 0.2065 | 0.2065 | 0.2065 | 0.0084 | 0.0084 | 0.0084 | 0.0084 | 0.0084 | 0.0084 | 0.0084 | 0.0084 | 0.0084 | 0.0084 | 0.0084 | 0.0084 | 0.0084 | 0.0084 | 0.0084 | 0.0084 | 0.0084 | 0.0084 | 0.0084 | 0.0084 | 0.0084 | 0.0084 | 0.0084 | 0.0084 | 0.0084 | 0.0084 | 0.0084 | 0.0084 | 0 | 0 | 0 | 0 | 0 | 0 | 0 | 0 | 0 | 0 | 0 | 0 | 0 | 0 | 0 | 0 | 0 | 0 | 0 | 0 | 0 | 0 | 0 | 0 | 0 | 0 | 0 | 0 | 0 | 0 | 0 | 0 | 0 | 0 | 0 | 0 | 0 | 0 | 0 | 0 | 0 | 0 | 0 | 0 | 0 | 0 | 0 | 0 | 0 | 0 | 0 | 0 | 0 | 0 | 0 | 0 | 0 | 0 | 0 | 0 | 0 | 0 | 0 | 0 | 0 | 0 | 0 | 0 | 0 | 0 | 0 | 0 | 0 | 0 | 0 | 0 | 0 | 0 | 0 | 0 | 0 | 0 | 0 | 0 | 0 | 0 | 0 | 0 | 0 | 0 | 0 | 0 | 0 | 0 | 0 | 0 | 0 | 0 | 0 | 0 | 0 | 0 | 0 | 0 | 0 | 0 | 0 | 0 | 0 | 0 | 0 | 0 | Implementation of strategic energy management program. | Implementation of strategic energy management program. | Implementation of strategic energy management program. | Implementation of strategic energy management program. | Implementation of strategic energy management program. | Implementation of strategic energy management program. | Implementation of strategic energy management program. | Implementation of strategic energy management program. | Implementation of strategic energy management program. | Implementation of strategic energy management program. | Implementation of strategic energy management program. | Implementation of strategic energy management program. | Implementation of strategic energy management program. | Implementation of strategic energy management program. | Implementation of strategic energy management program. | Implementation of strategic energy management program. | Implementation of strategic energy management program. | Implementation of strategic energy management program. | Implementation of strategic energy management program. | Implementation of strategic energy management program. | Implementation of strategic energy management program. | Implementation of strategic energy management program. | Implementation of strategic energy management program. | Implementation of strategic energy management program. | Implementation of strategic energy management program. | Implementation of strategic energy management program. | Implementation of strategic energy management program. | Implementation of strategic energy management program. | 0.2065 | 0.2065 | 0.2065 | 0.2065 | 0.2065 | 0.2065 | 0.2065 | 0.2065 | 0.2065 | 0.2065 | 0.2065 | 0.2065 | 0.2065 | 0.2065 | 0.2065 | 0.2065 | 0.2065 | 0.2065 | 0.2065 | 0.2065 | 0.2065 | 0.2065 | 0.2065 | 0.2065 | 0.2065 | 0.2065 | 0.2065 | 0.2065 | 0.0084 | 0.0084 | 0.0084 | 0.0084 | 0.0084 | 0.0084 | 0.0084 | 0.0084 | 0.0084 | 0.0084 | 0.0084 | 0.0084 | 0.0084 | 0.0084 | 0.0084 | 0.0084 | 0.0084 | 0.0084 | 0.0084 | 0.0084 | 0.0084 | 0.0084 | 0.0084 | 0.0084 | 0.0084 | 0.0084 | 0.0084 | 0.0084 | 0 | 0 | 0 | 0 | 0 | 0 | 0 | 0 | 0 | 0 | 0 | 0 | 0 | 0 | 0 | 0 | 0 | 0 | 0 | 0 | 0 | 0 | 0 | 0 | 0 | 0 | 0 | 0 | 0 | 0 | 0 | 0 | 0 | 0 | 0 | 0 | 0 | 0 | 0 | 0 | 0 | 0 | 0 | 0 | 0 | 0 | 0 | 0 | 0 | 0 | 0 | 0 | 0 | 0 | 0 | 0 | 0 | 0 | 0 | 0 | 0 | 0 | 0 | 0 | 0 | 0 | 0 | 0 | 0 | 0 | 0 | 0 | 0 | 0 | 0 | 0 | 0 | 0 | 0 | 0 | 0 | 0 | 0 | 0 | 0 | 0
Pool Heater - Night Covers_Warehouse_Existing_pool cover with a 5 year warranty | Pool Heater - Night Covers_Warehouse_Existing | Pool Heater - Night Covers_Commercial_Existing_uncovered pool that operates all year (indoor) or during summer (outdoor)_pool cover with a 5 year warranty | Commercial | Warehouse | Existing | Miscellaneous | Natural Gas | Pool Heater - Night Covers | NEQ | uncovered pool that operates all year (indoor) or during summer (outdoor) | 6 | 6 | 6 | 0.063815 | 0 | 0 | 0.05 | 0.1 | RetroEven20 | 0.03333333333333333 | TBD | A | WCM744 | 0.7 | 0.42 | sqft pool | 0.0321 | 23410.63515432125 | 23410.6352 | 20067.138035523112 | 20067.138 | IL TRM v13 - 4.3.4 - Commercial Pool Covers - CI-HWE-PLCV-V06-250101 | IL TRM v13 - 4.3.4 - Commercial Pool Covers - CI-HWE-PLCV-V06-250101 | IL TRM v13 - 4.3.4 - Commercial Pool Covers - CI-HWE-PLCV-V06-250101 | 0 | 0 | 6.3567 | uncovered pool that operates all year (indoor) or during summer (outdoor) | uncovered pool that operates all year (indoor) or during summer (outdoor) | uncovered pool that operates all year (indoor) or during summer (outdoor) | uncovered pool that operates all year (indoor) or during summer (outdoor) | uncovered pool that operates all year (indoor) or during summer (outdoor) | uncovered pool that operates all year (indoor) or during summer (outdoor) | uncovered pool that operates all year (indoor) or during summer (outdoor) | uncovered pool that operates all year (indoor) or during summer (outdoor) | uncovered pool that operates all year (indoor) or during summer (outdoor) | uncovered pool that operates all year (indoor) or during summer (outdoor) | uncovered pool that operates all year (indoor) or during summer (outdoor) | uncovered pool that operates all year (indoor) or during summer (outdoor) | uncovered pool that operates all year (indoor) or during summer (outdoor) | uncovered pool that operates all year (indoor) or during summer (outdoor) | uncovered pool that operates all year (indoor) or during summer (outdoor) | uncovered pool that operates all year (indoor) or during summer (outdoor) | uncovered pool that operates all year (indoor) or during summer (outdoor) | uncovered pool that operates all year (indoor) or during summer (outdoor) | uncovered pool that operates all year (indoor) or during summer (outdoor) | uncovered pool that operates all year (indoor) or during summer (outdoor) | uncovered pool that operates all year (indoor) or during summer (outdoor) | uncovered pool that operates all year (indoor) or during summer (outdoor) | uncovered pool that operates all year (indoor) or during summer (outdoor) | uncovered pool that operates all year (indoor) or during summer (outdoor) | uncovered pool that operates all year (indoor) or during summer (outdoor) | uncovered pool that operates all year (indoor) or during summer (outdoor) | uncovered pool that operates all year (indoor) or during summer (outdoor) | uncovered pool that operates all year (indoor) or during summer (outdoor) | 0 | 0 | 0 | 13.6831 | 13.5748 | 13.4575 | 13.3328 | 13.2017 | 13.0651 | 12.9238 | 12.7923 | 12.6673 | 12.5601 | 12.4682 | 12.3894 | 12.3218 | 12.264 | 12.1932 | 12.1285 | 12.0982 | 12.0722 | 12.05 | 8.0206 | 0 | 0 | 0 | 0 | 0 | 0 | 0 | 0 | 13.6831 | 27.1495 | 40.3726 | 53.3313 | 66.0085 | 78.3907 | 90.4668 | 102.3388 | 114.0057 | 125.6009 | 137.1498 | 148.6725 | 160.184 | 171.6955 | 182.8978 | 194.0559 | 205.669 | 217.2993 | 228.9495 | 236.6083 | 236.2873 | 236.0122 | 235.7764 | 235.5743 | 235.4011 | 0 | 0 | 0 | 7.362096908737714 | 7.362096908737714 | 7.362096908737714 | 7.362096908737714 | 7.362096908737714 | 7.362096908737714 | 7.362096908737715 | 7.362096908737714 | 7.362096908737714 | 7.362096908737714 | 7.362096908737715 | 7.362096908737712 | 7.362096908737714 | 7.362096908737714 | 7.362096908737714 | 7.362096908737712 | 7.362096908737714 | 7.362096908737714 | 7.362096908737715 | 4.908064605825142 | 0 | 0 | 0 | 0 | 0 | 0 | 0 | 0 | 7.362096908737714 | 14.724193817475427 | 22.086290726213143 | 29.448387634950855 | 36.810484543688574 | 44.172581452426286 | 51.534678361164 | 58.89677526990171 | 66.25887217863942 | 73.62096908737715 | 80.98306599611486 | 88.34516290485257 | 95.70725981359028 | 103.06935672232801 | 110.43145363106574 | 117.79355053980343 | 125.15564744854116 | 132.51774435727887 | 139.87984126601657 | 144.7879058718417 | 144.7879058718417 | 144.7879058718417 | 144.7879058718417 | 144.7879058718417 | 144.7879058718417 | pool cover with a 5 year warranty | pool cover with a 5 year warranty | pool cover with a 5 year warranty | pool cover with a 5 year warranty | pool cover with a 5 year warranty | pool cover with a 5 year warranty | pool cover with a 5 year warranty | pool cover with a 5 year warranty | pool cover with a 5 year warranty | pool cover with a 5 year warranty | pool cover with a 5 year warranty | pool cover with a 5 year warranty | pool cover with a 5 year warranty | pool cover with a 5 year warranty | pool cover with a 5 year warranty | pool cover with a 5 year warranty | pool cover with a 5 year warranty | pool cover with a 5 year warranty | pool cover with a 5 year warranty | pool cover with a 5 year warranty | pool cover with a 5 year warranty | pool cover with a 5 year warranty | pool cover with a 5 year warranty | pool cover with a 5 year warranty | pool cover with a 5 year warranty | pool cover with a 5 year warranty | pool cover with a 5 year warranty | pool cover with a 5 year warranty | 6.3567 | 6.3567 | 6.3567 | 6.3567 | 6.3567 | 6.3567 | 6.3567 | 6.3567 | 6.3567 | 6.3567 | 6.3567 | 6.3567 | 6.3567 | 6.3567 | 6.3567 | 6.3567 | 6.3567 | 6.3567 | 6.3567 | 6.3567 | 6.3567 | 6.3567 | 6.3567 | 6.3567 | 6.3567 | 6.3567 | 6.3567 | 6.3567 | 0.0638 | 0.0638 | 0.0638 | 0.0638 | 0.0638 | 0.0638 | 0.0638 | 0.0638 | 0.0638 | 0.0638 | 0.0638 | 0.0638 | 0.0638 | 0.0638 | 0.0638 | 0.0638 | 0.0638 | 0.0638 | 0.0638 | 0.0638 | 0.0638 | 0.0638 | 0.0638 | 0.0638 | 0.0638 | 0.0638 | 0.0638 | 0.0638 | 0 | 0 | 0 | 0 | 0 | 0 | 0 | 0 | 0 | 0 | 0 | 0 | 0 | 0 | 0 | 0 | 0 | 0 | 0 | 0 | 0 | 0 | 0 | 0 | 0 | 0 | 0 | 0 | 0 | 0 | 0 | 0 | 0 | 0 | 0 | 0 | 0 | 0 | 0 | 0 | 0 | 0 | 0 | 0 | 0 | 0 | 0 | 0 | 0 | 0 | 0 | 0 | 0 | 0 | 0 | 0 | 0 | 0 | 0 | 0 | 0 | 0 | 0 | 0 | 0 | 0 | 0 | 0 | 0 | 0 | 0 | 0 | 0 | 0 | 0 | 0 | 0 | 0 | 0 | 0 | 0 | 0 | 0 | 0 | 0 | 0 | 0 | 0 | 0 | 0 | 0 | 0 | 0 | 0 | 0 | 0 | 0 | 0 | 0 | 0 | 0 | 0 | 0 | 0 | 0 | 0 | 0 | 0 | 0 | 0 | 0 | 0 | pool cover with a 5 year warranty | pool cover with a 5 year warranty | pool cover with a 5 year warranty | pool cover with a 5 year warranty | pool cover with a 5 year warranty | pool cover with a 5 year warranty | pool cover with a 5 year warranty | pool cover with a 5 year warranty | pool cover with a 5 year warranty | pool cover with a 5 year warranty | pool cover with a 5 year warranty | pool cover with a 5 year warranty | pool cover with a 5 year warranty | pool cover with a 5 year warranty | pool cover with a 5 year warranty | pool cover with a 5 year warranty | pool cover with a 5 year warranty | pool cover with a 5 year warranty | pool cover with a 5 year warranty | pool cover with a 5 year warranty | pool cover with a 5 year warranty | pool cover with a 5 year warranty | pool cover with a 5 year warranty | pool cover with a 5 year warranty | pool cover with a 5 year warranty | pool cover with a 5 year warranty | pool cover with a 5 year warranty | pool cover with a 5 year warranty | 6.3567 | 6.3567 | 6.3567 | 6.3567 | 6.3567 | 6.3567 | 6.3567 | 6.3567 | 6.3567 | 6.3567 | 6.3567 | 6.3567 | 6.3567 | 6.3567 | 6.3567 | 6.3567 | 6.3567 | 6.3567 | 6.3567 | 6.3567 | 6.3567 | 6.3567 | 6.3567 | 6.3567 | 6.3567 | 6.3567 | 6.3567 | 6.3567 | 0.0638 | 0.0638 | 0.0638 | 0.0638 | 0.0638 | 0.0638 | 0.0638 | 0.0638 | 0.0638 | 0.0638 | 0.0638 | 0.0638 | 0.0638 | 0.0638 | 0.0638 | 0.0638 | 0.0638 | 0.0638 | 0.0638 | 0.0638 | 0.0638 | 0.0638 | 0.0638 | 0.0638 | 0.0638 | 0.0638 | 0.0638 | 0.0638 | 0 | 0 | 0 | 0 | 0 | 0 | 0 | 0 | 0 | 0 | 0 | 0 | 0 | 0 | 0 | 0 | 0 | 0 | 0 | 0 | 0 | 0 | 0 | 0 | 0 | 0 | 0 | 0 | 0 | 0 | 0 | 0 | 0 | 0 | 0 | 0 | 0 | 0 | 0 | 0 | 0 | 0 | 0 | 0 | 0 | 0 | 0 | 0 | 0 | 0 | 0 | 0 | 0 | 0 | 0 | 0 | 0 | 0 | 0 | 0 | 0 | 0 | 0 | 0 | 0 | 0 | 0 | 0 | 0 | 0 | 0 | 0 | 0 | 0 | 0 | 0 | 0 | 0 | 0 | 0 | 0 | 0 | 0 | 0 | 0 | 0
Insulation - Ceiling_Office_Existing_Existing (R-19)_Upgrade to R-49 | Insulation - Ceiling_Office_Existing | Insulation - Ceiling_Commercial_Existing_Existing (R-19)_Upgrade to R-49 | Commercial | Office | Existing | Space Heating | Natural Gas | Insulation - Ceiling | NEQ | Existing (R-19) | 45 | 45 | 45 | 0.033506 | 0 | 0 | 0.15 | 0.5 | Retro5Med | 8.35569166605469E-06 | TBD | A | WCM1 | 1.0414438048552677 | 0.6248662829131606 | sqft roof | 0.0321 | 3767.49541047013 | 3767.4954 | 3863.5890682846702 | 3863.5891 | Regional Technical Forum. ComWeatherizationSchool - UES Workbook, Version 4.1. Northwest Power and Conservation Council. July 18, 2023. | Regional Technical Forum. ComWeatherizationSchool - UES Workbook, Version 4.1. Northwest Power and Conservation Council. July 18, 2023. | AEG BEST | 0 | 0 | 1.9204 | Existing (R-19) | Existing (R-19) | Existing (R-19) | Existing (R-19) | Existing (R-19) | Existing (R-19) | Existing (R-19) | Existing (R-19) | Existing (R-19) | Existing (R-19) | Existing (R-19) | Existing (R-19) | Existing (R-19) | Existing (R-19) | Existing (R-19) | Existing (R-19) | Existing (R-19) | Existing (R-19) | Existing (R-19) | Existing (R-19) | Existing (R-19) | Existing (R-19) | Existing (R-19) | Existing (R-19) | Existing (R-19) | Existing (R-19) | Existing (R-19) | Existing (R-19) | 0 | 0 | 0 | 16543.2956 | 19989.8891 | 24021.8279 | 27315.0448 | 30428.1426 | 34622.1129 | 36836.0346 | 36381.6466 | 33066.9611 | 27371.2422 | 20386.1138 | 12992.2538 | 7274.0898 | 3383.998 | 1386.8788 | 489.8381 | 149.0994 | 31.7697 | 2.8696 | 1.8814 | 0 | 0 | 0 | 0 | 0 | 0 | 0 | 0 | 16543.2956 | 36270.4149 | 59639.9171 | 85734.785 | 114159.2974 | 145726.2543 | 178169.2797 | 208637.4651 | 234290.2191 | 252985.0643 | 263876.8244 | 267095.7367 | 264817.421 | 259253.4254 | 252525.5442 | 245764.1376 | 239642.3573 | 234311.2938 | 229921.5592 | 226118.7249 | 223195.1786 | 220497.8148 | 218009.0501 | 215712.68 | 213593.7692 | 0 | 0 | 0 | 252701.8933124989 | 310277.62362129585 | 379689.0109172506 | 440759.1162427307 | 502741.5866965777 | 587765.3458344179 | 644787.7120869777 | 658696.19373294 | 620742.1118693304 | 533580.4238312833 | 412907.0598660305 | 273270.652070493 | 158673.28184738298 | 76398.24681540662 | 32322.33519113356 | 11753.576433139486 | 3671.288482184503 | 800.1741917568911 | 73.65694548654022 | 49.10463032436013 | 0 | 0 | 0 | 0 | 0 | 0 | 0 | 0 | 252701.8933124989 | 562979.5169337947 | 942668.5278510454 | 1383427.6440937761 | 1886169.2307903538 | 2473934.5766247716 | 3118722.288711749 | 3777418.482444689 | 4398160.594314019 | 4931741.018145302 | 5344648.078011333 | 5617918.730081826 | 5776592.011929209 | 5852990.258744616 | 5885312.5939357495 | 5897066.170368889 | 5900737.458851074 | 5901537.633042831 | 5901611.2899883175 | 5901660.394618642 | 5901660.394618642 | 5901660.394618642 | 5901660.394618642 | 5901660.394618642 | 5901660.394618642 | Upgrade to R-49 | Upgrade to R-49 | Upgrade to R-49 | Upgrade to R-49 | Upgrade to R-49 | Upgrade to R-49 | Upgrade to R-49 | Upgrade to R-49 | Upgrade to R-49 | Upgrade to R-49 | Upgrade to R-49 | Upgrade to R-49 | Upgrade to R-49 | Upgrade to R-49 | Upgrade to R-49 | Upgrade to R-49 | Upgrade to R-49 | Upgrade to R-49 | Upgrade to R-49 | Upgrade to R-49 | Upgrade to R-49 | Upgrade to R-49 | Upgrade to R-49 | Upgrade to R-49 | Upgrade to R-49 | Upgrade to R-49 | Upgrade to R-49 | Upgrade to R-49 | 1.9204 | 1.9204 | 1.9204 | 1.9204 | 1.9204 | 1.9204 | 1.9204 | 1.9204 | 1.9204 | 1.9204 | 1.9204 | 1.9204 | 1.9204 | 1.9204 | 1.9204 | 1.9204 | 1.9204 | 1.9204 | 1.9204 | 1.9204 | 1.9204 | 1.9204 | 1.9204 | 1.9204 | 1.9204 | 1.9204 | 1.9204 | 1.9204 | 0.0335 | 0.0335 | 0.0335 | 0.0335 | 0.0335 | 0.0335 | 0.0335 | 0.0335 | 0.0335 | 0.0335 | 0.0335 | 0.0335 | 0.0335 | 0.0335 | 0.0335 | 0.0335 | 0.0335 | 0.0335 | 0.0335 | 0.0335 | 0.0335 | 0.0335 | 0.0335 | 0.0335 | 0.0335 | 0.0335 | 0.0335 | 0.0335 | 0 | 0 | 0 | 0 | 0 | 0 | 0 | 0 | 0 | 0 | 0 | 0 | 0 | 0 | 0 | 0 | 0 | 0 | 0 | 0 | 0 | 0 | 0 | 0 | 0 | 0 | 0 | 0 | 0 | 0 | 0 | 0 | 0 | 0 | 0 | 0 | 0 | 0 | 0 | 0 | 0 | 0 | 0 | 0 | 0 | 0 | 0 | 0 | 0 | 0 | 0 | 0 | 0 | 0 | 0 | 0 | 0 | 0 | 0 | 0 | 0 | 0 | 0 | 0 | 0 | 0 | 0 | 0 | 0 | 0 | 0 | 0 | 0 | 0 | 0 | 0 | 0 | 0 | 0 | 0 | 0 | 0 | 0 | 0 | 0 | 0 | 0 | 0 | 0 | 0 | 0 | 0 | 0 | 0 | 0 | 0 | 0 | 0 | 0 | 0 | 0 | 0 | 0 | 0 | 0 | 0 | 0 | 0 | 0 | 0 | 0 | 0 | Upgrade to R-49 | Upgrade to R-49 | Upgrade to R-49 | Upgrade to R-49 | Upgrade to R-49 | Upgrade to R-49 | Upgrade to R-49 | Upgrade to R-49 | Upgrade to R-49 | Upgrade to R-49 | Upgrade to R-49 | Upgrade to R-49 | Upgrade to R-49 | Upgrade to R-49 | Upgrade to R-49 | Upgrade to R-49 | Upgrade to R-49 | Upgrade to R-49 | Upgrade to R-49 | Upgrade to R-49 | Upgrade to R-49 | Upgrade to R-49 | Upgrade to R-49 | Upgrade to R-49 | Upgrade to R-49 | Upgrade to R-49 | Upgrade to R-49 | Upgrade to R-49 | 1.9204 | 1.9204 | 1.9204 | 1.9204 | 1.9204 | 1.9204 | 1.9204 | 1.9204 | 1.9204 | 1.9204 | 1.9204 | 1.9204 | 1.9204 | 1.9204 | 1.9204 | 1.9204 | 1.9204 | 1.9204 | 1.9204 | 1.9204 | 1.9204 | 1.9204 | 1.9204 | 1.9204 | 1.9204 | 1.9204 | 1.9204 | 1.9204 | 0.0335 | 0.0335 | 0.0335 | 0.0335 | 0.0335 | 0.0335 | 0.0335 | 0.0335 | 0.0335 | 0.0335 | 0.0335 | 0.0335 | 0.0335 | 0.0335 | 0.0335 | 0.0335 | 0.0335 | 0.0335 | 0.0335 | 0.0335 | 0.0335 | 0.0335 | 0.0335 | 0.0335 | 0.0335 | 0.0335 | 0.0335 | 0.0335 | 0 | 0 | 0 | 0 | 0 | 0 | 0 | 0 | 0 | 0 | 0 | 0 | 0 | 0 | 0 | 0 | 0 | 0 | 0 | 0 | 0 | 0 | 0 | 0 | 0 | 0 | 0 | 0 | 0 | 0 | 0 | 0 | 0 | 0 | 0 | 0 | 0 | 0 | 0 | 0 | 0 | 0 | 0 | 0 | 0 | 0 | 0 | 0 | 0 | 0 | 0 | 0 | 0 | 0 | 0 | 0 | 0 | 0 | 0 | 0 | 0 | 0 | 0 | 0 | 0 | 0 | 0 | 0 | 0 | 0 | 0 | 0 | 0 | 0 | 0 | 0 | 0 | 0 | 0 | 0 | 0 | 0 | 0 | 0 | 0 | 0
Gas Boiler - Maintenance_Education_Existing_Boiler with a tune-up performed adhering to program requirements | Gas Boiler - Maintenance_Education_Existing | Gas Boiler - Maintenance_Commercial_Existing_The baseline condition of this measure is a boiler that has not had a tune-up within the past 36 months_Boiler with a tune-up performed adhering to program requirements | Commercial | Education | Existing | Space Heating | Natural Gas | Gas Boiler - Maintenance | NEQ | The baseline condition of this measure is a boiler that has not had a tune-up within the past 36 months | 3 | 3 | 3 | 0.056857 | 0 | 0 | 0.2 | 0.3 | Retro5Med | 8.35569166605469E-06 | TBD | A | WCM416 | 0.7 | 0.42 | kBtuh heat | 0.0321 | 11120.037785643415 | 11120.0378 | 8770.734028113118 | 8770.734 | IL TRM v13 - 4.4.2 - Space Heating Boiler Tune-up - CI-HVC-BLRT-V07-250101 | IL TRM v13 - 4.4.2 - Space Heating Boiler Tune-up - CI-HVC-BLRT-V07-250101 | IL TRM v13 - 4.4.2 - Space Heating Boiler Tune-up - CI-HVC-BLRT-V07-250101 | 0 | 0 | 1.2191 | The baseline condition of this measure is a boiler that has not had a tune-up within the past 36 months | The baseline condition of this measure is a boiler that has not had a tune-up within the past 36 months | The baseline condition of this measure is a boiler that has not had a tune-up within the past 36 months | The baseline condition of this measure is a boiler that has not had a tune-up within the past 36 months | The baseline condition of this measure is a boiler that has not had a tune-up within the past 36 months | The baseline condition of this measure is a boiler that has not had a tune-up within the past 36 months | The baseline condition of this measure is a boiler that has not had a tune-up within the past 36 months | The baseline condition of this measure is a boiler that has not had a tune-up within the past 36 months | The baseline condition of this measure is a boiler that has not had a tune-up within the past 36 months | The baseline condition of this measure is a boiler that has not had a tune-up within the past 36 months | The baseline condition of this measure is a boiler that has not had a tune-up within the past 36 months | The baseline condition of this measure is a boiler that has not had a tune-up within the past 36 months | The baseline condition of this measure is a boiler that has not had a tune-up within the past 36 months | The baseline condition of this measure is a boiler that has not had a tune-up within the past 36 months | The baseline condition of this measure is a boiler that has not had a tune-up within the past 36 months | The baseline condition of this measure is a boiler that has not had a tune-up within the past 36 months | The baseline condition of this measure is a boiler that has not had a tune-up within the past 36 months | The baseline condition of this measure is a boiler that has not had a tune-up within the past 36 months | The baseline condition of this measure is a boiler that has not had a tune-up within the past 36 months | The baseline condition of this measure is a boiler that has not had a tune-up within the past 36 months | The baseline condition of this measure is a boiler that has not had a tune-up within the past 36 months | The baseline condition of this measure is a boiler that has not had a tune-up within the past 36 months | The baseline condition of this measure is a boiler that has not had a tune-up within the past 36 months | The baseline condition of this measure is a boiler that has not had a tune-up within the past 36 months | The baseline condition of this measure is a boiler that has not had a tune-up within the past 36 months | The baseline condition of this measure is a boiler that has not had a tune-up within the past 36 months | The baseline condition of this measure is a boiler that has not had a tune-up within the past 36 months | The baseline condition of this measure is a boiler that has not had a tune-up within the past 36 months | 0 | 0 | 0 | 730.5213 | 883.5463 | 1063.2186 | 1211.442 | 1353.4436 | 1546.0553 | 1653.2965 | 1643.1786 | 1504.565 | 1255.8638 | 943.7196 | 606.8528 | 342.6793 | 160.6523 | 66.2735 | 23.5318 | 7.1907 | 1.5362 | 0.13893 | 0.09114 | 0 | 0 | 0 | 0 | 0 | 0 | 0 | 0 | 730.5213 | 1603.14 | 2639.6936 | 3802.3996 | 5077.8047 | 6507.4265 | 7996.6981 | 9423.1196 | 10660.3347 | 11607.6128 | 12215.4593 | 12475.7264 | 12475.4373 | 12307.8249 | 12067.2143 | 11806.5089 | 11557.4255 | 11330.0494 | 11131.1899 | 10953.6753 | 10806.9283 | 10670.102 | 10542.3952 | 10423.0733 | 10311.4616 | 0 | 0 | 0 | 852.4512987566651 | 1046.6742443596208 | 1280.822973810442 | 1486.8336606220898 | 1695.9220720539295 | 1982.7367569466803 | 2175.093013296772 | 2222.0111550147376 | 2093.9788480397324 | 1799.9521860472419 | 1392.8789960165457 | 921.8368695856959 | 535.2601178239524 | 257.717834507829 | 109.03446844561996 | 39.648897616589075 | 12.384531804351841 | 2.6992656052291997 | 0.24847047253739152 | 0.16564698169159436 | 0 | 0 | 0 | 0 | 0 | 0 | 0 | 0 | 852.4512987566651 | 1899.1255431162858 | 3179.9485169267277 | 4666.782177548817 | 6362.704249602747 | 8345.441006549427 | 10520.5340198462 | 12742.545174860938 | 14836.52402290067 | 16636.47620894791 | 18029.355204964457 | 18951.192074550156 | 19486.45219237411 | 19744.170026881937 | 19853.204495327558 | 19892.853392944147 | 19905.237924748497 | 19907.93719035373 | 19908.185660826264 | 19908.35130780796 | 19908.35130780796 | 19908.35130780796 | 19908.35130780796 | 19908.35130780796 | 19908.35130780796 | Boiler with a tune-up performed adhering to program requirements | Boiler with a tune-up performed adhering to program requirements | Boiler with a tune-up performed adhering to program requirements | Boiler with a tune-up performed adhering to program requirements | Boiler with a tune-up performed adhering to program requirements | Boiler with a tune-up performed adhering to program requirements | Boiler with a tune-up performed adhering to program requirements | Boiler with a tune-up performed adhering to program requirements | Boiler with a tune-up performed adhering to program requirements | Boiler with a tune-up performed adhering to program requirements | Boiler with a tune-up performed adhering to program requirements | Boiler with a tune-up performed adhering to program requirements | Boiler with a tune-up performed adhering to program requirements | Boiler with a tune-up performed adhering to program requirements | Boiler with a tune-up performed adhering to program requirements | Boiler with a tune-up performed adhering to program requirements | Boiler with a tune-up performed adhering to program requirements | Boiler with a tune-up performed adhering to program requirements | Boiler with a tune-up performed adhering to program requirements | Boiler with a tune-up performed adhering to program requirements | Boiler with a tune-up performed adhering to program requirements | Boiler with a tune-up performed adhering to program requirements | Boiler with a tune-up performed adhering to program requirements | Boiler with a tune-up performed adhering to program requirements | Boiler with a tune-up performed adhering to program requirements | Boiler with a tune-up performed adhering to program requirements | Boiler with a tune-up performed adhering to program requirements | Boiler with a tune-up performed adhering to program requirements | 1.2191 | 1.2191 | 1.2191 | 1.2191 | 1.2191 | 1.2191 | 1.2191 | 1.2191 | 1.2191 | 1.2191 | 1.2191 | 1.2191 | 1.2191 | 1.2191 | 1.2191 | 1.2191 | 1.2191 | 1.2191 | 1.2191 | 1.2191 | 1.2191 | 1.2191 | 1.2191 | 1.2191 | 1.2191 | 1.2191 | 1.2191 | 1.2191 | 0.0569 | 0.0569 | 0.0569 | 0.0569 | 0.0569 | 0.0569 | 0.0569 | 0.0569 | 0.0569 | 0.0569 | 0.0569 | 0.0569 | 0.0569 | 0.0569 | 0.0569 | 0.0569 | 0.0569 | 0.0569 | 0.0569 | 0.0569 | 0.0569 | 0.0569 | 0.0569 | 0.0569 | 0.0569 | 0.0569 | 0.0569 | 0.0569 | 0 | 0 | 0 | 0 | 0 | 0 | 0 | 0 | 0 | 0 | 0 | 0 | 0 | 0 | 0 | 0 | 0 | 0 | 0 | 0 | 0 | 0 | 0 | 0 | 0 | 0 | 0 | 0 | 0 | 0 | 0 | 0 | 0 | 0 | 0 | 0 | 0 | 0 | 0 | 0 | 0 | 0 | 0 | 0 | 0 | 0 | 0 | 0 | 0 | 0 | 0 | 0 | 0 | 0 | 0 | 0 | 0 | 0 | 0 | 0 | 0 | 0 | 0 | 0 | 0 | 0 | 0 | 0 | 0 | 0 | 0 | 0 | 0 | 0 | 0 | 0 | 0 | 0 | 0 | 0 | 0 | 0 | 0 | 0 | 0 | 0 | 0 | 0 | 0 | 0 | 0 | 0 | 0 | 0 | 0 | 0 | 0 | 0 | 0 | 0 | 0 | 0 | 0 | 0 | 0 | 0 | 0 | 0 | 0 | 0 | 0 | 0 | Boiler with a tune-up performed adhering to program requirements | Boiler with a tune-up performed adhering to program requirements | Boiler with a tune-up performed adhering to program requirements | Boiler with a tune-up performed adhering to program requirements | Boiler with a tune-up performed adhering to program requirements | Boiler with a tune-up performed adhering to program requirements | Boiler with a tune-up performed adhering to program requirements | Boiler with a tune-up performed adhering to program requirements | Boiler with a tune-up performed adhering to program requirements | Boiler with a tune-up performed adhering to program requirements | Boiler with a tune-up performed adhering to program requirements | Boiler with a tune-up performed adhering to program requirements | Boiler with a tune-up performed adhering to program requirements | Boiler with a tune-up performed adhering to program requirements | Boiler with a tune-up performed adhering to program requirements | Boiler with a tune-up performed adhering to program requirements | Boiler with a tune-up performed adhering to program requirements | Boiler with a tune-up performed adhering to program requirements | Boiler with a tune-up performed adhering to program requirements | Boiler with a tune-up performed adhering to program requirements | Boiler with a tune-up performed adhering to program requirements | Boiler with a tune-up performed adhering to program requirements | Boiler with a tune-up performed adhering to program requirements | Boiler with a tune-up performed adhering to program requirements | Boiler with a tune-up performed adhering to program requirements | Boiler with a tune-up performed adhering to program requirements | Boiler with a tune-up performed adhering to program requirements | Boiler with a tune-up performed adhering to program requirements | 1.2191 | 1.2191 | 1.2191 | 1.2191 | 1.2191 | 1.2191 | 1.2191 | 1.2191 | 1.2191 | 1.2191 | 1.2191 | 1.2191 | 1.2191 | 1.2191 | 1.2191 | 1.2191 | 1.2191 | 1.2191 | 1.2191 | 1.2191 | 1.2191 | 1.2191 | 1.2191 | 1.2191 | 1.2191 | 1.2191 | 1.2191 | 1.2191 | 0.0569 | 0.0569 | 0.0569 | 0.0569 | 0.0569 | 0.0569 | 0.0569 | 0.0569 | 0.0569 | 0.0569 | 0.0569 | 0.0569 | 0.0569 | 0.0569 | 0.0569 | 0.0569 | 0.0569 | 0.0569 | 0.0569 | 0.0569 | 0.0569 | 0.0569 | 0.0569 | 0.0569 | 0.0569 | 0.0569 | 0.0569 | 0.0569 | 0 | 0 | 0 | 0 | 0 | 0 | 0 | 0 | 0 | 0 | 0 | 0 | 0 | 0 | 0 | 0 | 0 | 0 | 0 | 0 | 0 | 0 | 0 | 0 | 0 | 0 | 0 | 0 | 0 | 0 | 0 | 0 | 0 | 0 | 0 | 0 | 0 | 0 | 0 | 0 | 0 | 0 | 0 | 0 | 0 | 0 | 0 | 0 | 0 | 0 | 0 | 0 | 0 | 0 | 0 | 0 | 0 | 0 | 0 | 0 | 0 | 0 | 0 | 0 | 0 | 0 | 0 | 0 | 0 | 0 | 0 | 0 | 0 | 0 | 0 | 0 | 0 | 0 | 0 | 0 | 0 | 0 | 0 | 0 | 0 | 0
Water Heater - Solar System_Education_Existing_Solar water heating system | Water Heater - Solar System_Education_Existing | Water Heater - Solar System_Commercial_Existing_Central storage gas water heater_Solar water heating system | Commercial | Education | Existing | Water Heating | Natural Gas | Water Heater - Solar System | NEQ | Central storage gas water heater | 15 | 15 | 15 | 0.016902 | 0 | 0 | 0 | 0.1 | Retro1Slow | 0.012666666666666666 | TBD | A | WCM435 | 0.7 | 0.42 | sqft cond | 0.0321 | 10466.772157580903 | 10466.7722 | 8255.482265134231 | 8255.4823 | CA eTRM - Solar Thermal Water Heating System, Multifamily - SWWH034-03 | CA eTRM - Solar Thermal Water Heating System, Multifamily - SWWH034-03 and Applied Energy Group Research - AEG Measure Research v1.3 SEP23 | CA eTRM - Solar Thermal Water Heating System, Multifamily - SWWH034-03 | 0 | 0 | 1.5748 | Central storage gas water heater | Central storage gas water heater | Central storage gas water heater | Central storage gas water heater | Central storage gas water heater | Central storage gas water heater | Central storage gas water heater | Central storage gas water heater | Central storage gas water heater | Central storage gas water heater | Central storage gas water heater | Central storage gas water heater | Central storage gas water heater | Central storage gas water heater | Central storage gas water heater | Central storage gas water heater | Central storage gas water heater | Central storage gas water heater | Central storage gas water heater | Central storage gas water heater | Central storage gas water heater | Central storage gas water heater | Central storage gas water heater | Central storage gas water heater | Central storage gas water heater | Central storage gas water heater | Central storage gas water heater | Central storage gas water heater | 0 | 0 | 0 | 411.0517 | 809.5676 | 1413.0785 | 2253.7822 | 3344.4449 | 4669.1075 | 6174.6824 | 7782.779 | 9359.6752 | 10761.4574 | 11808.349 | 12326.722 | 12161.7532 | 11296.3274 | 9843.6777 | 8084.8308 | 6150.988 | 4241.659 | 2232.0741 | 1484.8976 | 0 | 0 | 0 | 0 | 0 | 0 | 0 | 0 | 411.0517 | 1214.5671 | 2607.0747 | 4810.0626 | 8046.9687 | 12513.0487 | 18339.8273 | 25614.3375 | 34265.4479 | 44170.6073 | 55008.3503 | 66305.4035 | 77307.8138 | 87470.0911 | 96535.9378 | 103959.2767 | 109580.0913 | 113391.5656 | 115290.3916 | 116531.0927 | 116443.3341 | 116373.1272 | 116316.9617 | 116272.0293 | 116236.0834 | 0 | 0 | 0 | 24585.856717329294 | 49145.51494504262 | 87260.08730796236 | 141940.4919765543 | 215445.84166835557 | 308564.4812332831 | 419732.43299376545 | 544124.8298156312 | 672988.6356406239 | 793613.4708458232 | 890382.7391536286 | 947199.5948789723 | 951154.0280337882 | 896623.0802783952 | 788332.2231372437 | 651942.0381027422 | 498543.91149033234 | 345145.78487792227 | 182160.27535223676 | 121440.18356815788 | 0 | 0 | 0 | 0 | 0 | 0 | 0 | 0 | 24585.856717329294 | 73731.37166237191 | 160991.45897033426 | 302931.95094688854 | 518377.7926152441 | 826942.2738485272 | 1246674.7068422926 | 1790799.5366579238 | 2463788.172298548 | 3257401.643144371 | 4147784.3822979997 | 5094983.977176972 | 6046138.00521076 | 6942761.085489156 | 7731093.308626399 | 8383035.346729142 | 8881579.258219473 | 9226725.043097395 | 9408885.318449631 | 9530325.502017789 | 9530325.502017789 | 9530325.502017789 | 9530325.502017789 | 9530325.502017789 | 9530325.502017789 | Solar water heating system | Solar water heating system | Solar water heating system | Solar water heating system | Solar water heating system | Solar water heating system | Solar water heating system | Solar water heating system | Solar water heating system | Solar water heating system | Solar water heating system | Solar water heating system | Solar water heating system | Solar water heating system | Solar water heating system | Solar water heating system | Solar water heating system | Solar water heating system | Solar water heating system | Solar water heating system | Solar water heating system | Solar water heating system | Solar water heating system | Solar water heating system | Solar water heating system | Solar water heating system | Solar water heating system | Solar water heating system | 1.5748 | 1.5748 | 1.5748 | 1.5748 | 1.5748 | 1.5748 | 1.5748 | 1.5748 | 1.5748 | 1.5748 | 1.5748 | 1.5748 | 1.5748 | 1.5748 | 1.5748 | 1.5748 | 1.5748 | 1.5748 | 1.5748 | 1.5748 | 1.5748 | 1.5748 | 1.5748 | 1.5748 | 1.5748 | 1.5748 | 1.5748 | 1.5748 | 0.0169 | 0.0169 | 0.0169 | 0.0169 | 0.0169 | 0.0169 | 0.0169 | 0.0169 | 0.0169 | 0.0169 | 0.0169 | 0.0169 | 0.0169 | 0.0169 | 0.0169 | 0.0169 | 0.0169 | 0.0169 | 0.0169 | 0.0169 | 0.0169 | 0.0169 | 0.0169 | 0.0169 | 0.0169 | 0.0169 | 0.0169 | 0.0169 | 0 | 0 | 0 | 0 | 0 | 0 | 0 | 0 | 0 | 0 | 0 | 0 | 0 | 0 | 0 | 0 | 0 | 0 | 0 | 0 | 0 | 0 | 0 | 0 | 0 | 0 | 0 | 0 | 0 | 0 | 0 | 0 | 0 | 0 | 0 | 0 | 0 | 0 | 0 | 0 | 0 | 0 | 0 | 0 | 0 | 0 | 0 | 0 | 0 | 0 | 0 | 0 | 0 | 0 | 0 | 0 | 0 | 0 | 0 | 0 | 0 | 0 | 0 | 0 | 0 | 0 | 0 | 0 | 0 | 0 | 0 | 0 | 0 | 0 | 0 | 0 | 0 | 0 | 0 | 0 | 0 | 0 | 0 | 0 | 0 | 0 | 0 | 0 | 0 | 0 | 0 | 0 | 0 | 0 | 0 | 0 | 0 | 0 | 0 | 0 | 0 | 0 | 0 | 0 | 0 | 0 | 0 | 0 | 0 | 0 | 0 | 0 | Solar water heating system | Solar water heating system | Solar water heating system | Solar water heating system | Solar water heating system | Solar water heating system | Solar water heating system | Solar water heating system | Solar water heating system | Solar water heating system | Solar water heating system | Solar water heating system | Solar water heating system | Solar water heating system | Solar water heating system | Solar water heating system | Solar water heating system | Solar water heating system | Solar water heating system | Solar water heating system | Solar water heating system | Solar water heating system | Solar water heating system | Solar water heating system | Solar water heating system | Solar water heating system | Solar water heating system | Solar water heating system | 1.5748 | 1.5748 | 1.5748 | 1.5748 | 1.5748 | 1.5748 | 1.5748 | 1.5748 | 1.5748 | 1.5748 | 1.5748 | 1.5748 | 1.5748 | 1.5748 | 1.5748 | 1.5748 | 1.5748 | 1.5748 | 1.5748 | 1.5748 | 1.5748 | 1.5748 | 1.5748 | 1.5748 | 1.5748 | 1.5748 | 1.5748 | 1.5748 | 0.0169 | 0.0169 | 0.0169 | 0.0169 | 0.0169 | 0.0169 | 0.0169 | 0.0169 | 0.0169 | 0.0169 | 0.0169 | 0.0169 | 0.0169 | 0.0169 | 0.0169 | 0.0169 | 0.0169 | 0.0169 | 0.0169 | 0.0169 | 0.0169 | 0.0169 | 0.0169 | 0.0169 | 0.0169 | 0.0169 | 0.0169 | 0.0169 | 0 | 0 | 0 | 0 | 0 | 0 | 0 | 0 | 0 | 0 | 0 | 0 | 0 | 0 | 0 | 0 | 0 | 0 | 0 | 0 | 0 | 0 | 0 | 0 | 0 | 0 | 0 | 0 | 0 | 0 | 0 | 0 | 0 | 0 | 0 | 0 | 0 | 0 | 0 | 0 | 0 | 0 | 0 | 0 | 0 | 0 | 0 | 0 | 0 | 0 | 0 | 0 | 0 | 0 | 0 | 0 | 0 | 0 | 0 | 0 | 0 | 0 | 0 | 0 | 0 | 0 | 0 | 0 | 0 | 0 | 0 | 0 | 0 | 0 | 0 | 0 | 0 | 0 | 0 | 0 | 0 | 0 | 0 | 0 | 0 | 0
Connected Thermostat - ENERGY STAR (1.0)_Lodging_Existing_Thermostat with capability to establish a schedule | Connected Thermostat - ENERGY STAR (1.0)_Lodging_Existing | Connected Thermostat - ENERGY STAR (1.0)_Commercial_Existing_Manual or programmable thermostat_Thermostat with capability to establish a schedule | Commercial | Lodging | Existing | Space Heating | Natural Gas | Connected Thermostat - ENERGY STAR (1.0) | NEQ | Manual or programmable thermostat | 5 | 5 | 5 | 2.9315 | 0 | 0 | 0.21648 | 0.69586 | Retro5Med | 8.35569166605469E-06 | TBD | A | WCM630 | 0.7 | 0.42 | tonCool | 0.0321 | 11103.784494297046 | 11103.7845 | 8757.91453071316 | 8757.9145 | RTF Wkbk - ComConnectedThermostats_v2_1 | RTF Wkbk - ComConnectedThermostats_v2_1 | AEG BEST | 0 | 0 | 102.1619 | Manual or programmable thermostat | Manual or programmable thermostat | Manual or programmable thermostat | Manual or programmable thermostat | Manual or programmable thermostat | Manual or programmable thermostat | Manual or programmable thermostat | Manual or programmable thermostat | Manual or programmable thermostat | Manual or programmable thermostat | Manual or programmable thermostat | Manual or programmable thermostat | Manual or programmable thermostat | Manual or programmable thermostat | Manual or programmable thermostat | Manual or programmable thermostat | Manual or programmable thermostat | Manual or programmable thermostat | Manual or programmable thermostat | Manual or programmable thermostat | Manual or programmable thermostat | Manual or programmable thermostat | Manual or programmable thermostat | Manual or programmable thermostat | Manual or programmable thermostat | Manual or programmable thermostat | Manual or programmable thermostat | Manual or programmable thermostat | 0 | 0 | 0 | 2709.5735 | 3266.233 | 3915.2163 | 4441.3746 | 4937.3192 | 5608.2653 | 5960.1703 | 5884.5321 | 5351.0361 | 4435.1374 | 3309.7791 | 2114.2917 | 1186.4276 | 552.8867 | 226.7587 | 80.052 | 24.3294 | 5.1707 | 0.46543 | 0.30395 | 0 | 0 | 0 | 0 | 0 | 0 | 0 | 0 | 2709.5735 | 5926.3774 | 9720.4582 | 13940.3139 | 18523.6705 | 23605.4772 | 28828.2727 | 33745.9677 | 37913.8385 | 40992.7879 | 42841.6136 | 43465.7696 | 43192.5782 | 42357.5247 | 41288.6541 | 40164.0909 | 39103.8185 | 38135.4015 | 37291.8301 | 36530.6991 | 35871.6518 | 35262.4151 | 34699.0965 | 34178.1065 | 33696.138 | 0 | 0 | 0 | 3.4493615615727617 | 4.235265887034422 | 5.182726027263865 | 6.016328305068771 | 6.862384297258861 | 8.022952121845004 | 8.801303070162867 | 8.991152783358704 | 8.47308246196533 | 7.2833320710236995 | 5.636149860747657 | 3.730123549142638 | 2.1658781898247583 | 1.042830239545254 | 0.4411974090383766 | 0.16043542146850062 | 0.050112807648147885 | 0.010922316661061039 | 0.0010054116855782412 | 0.0006702744570521611 | 0 | 0 | 0 | 0 | 0 | 0 | 0 | 0 | 3.4493615615727617 | 7.684627448607183 | 12.867353475871047 | 18.883681780939817 | 25.74606607819868 | 33.76901820004368 | 42.57032127020655 | 51.56147405356525 | 60.03455651553059 | 67.31788858655428 | 72.95403844730194 | 76.68416199644459 | 78.85004018626934 | 79.89287042581459 | 80.33406783485296 | 80.49450325632147 | 80.54461606396961 | 80.55553838063067 | 80.55654379231625 | 80.5572140667733 | 80.5572140667733 | 80.5572140667733 | 80.5572140667733 | 80.5572140667733 | 80.5572140667733 | Thermostat with capability to establish a schedule | Thermostat with capability to establish a schedule | Thermostat with capability to establish a schedule | Thermostat with capability to establish a schedule | Thermostat with capability to establish a schedule | Thermostat with capability to establish a schedule | Thermostat with capability to establish a schedule | Thermostat with capability to establish a schedule | Thermostat with capability to establish a schedule | Thermostat with capability to establish a schedule | Thermostat with capability to establish a schedule | Thermostat with capability to establish a schedule | Thermostat with capability to establish a schedule | Thermostat with capability to establish a schedule | Thermostat with capability to establish a schedule | Thermostat with capability to establish a schedule | Thermostat with capability to establish a schedule | Thermostat with capability to establish a schedule | Thermostat with capability to establish a schedule | Thermostat with capability to establish a schedule | Thermostat with capability to establish a schedule | Thermostat with capability to establish a schedule | Thermostat with capability to establish a schedule | Thermostat with capability to establish a schedule | Thermostat with capability to establish a schedule | Thermostat with capability to establish a schedule | Thermostat with capability to establish a schedule | Thermostat with capability to establish a schedule | 102.1619 | 102.1619 | 102.1619 | 102.1619 | 102.1619 | 102.1619 | 102.1619 | 102.1619 | 102.1619 | 102.1619 | 102.1619 | 102.1619 | 102.1619 | 102.1619 | 102.1619 | 102.1619 | 102.1619 | 102.1619 | 102.1619 | 102.1619 | 102.1619 | 102.1619 | 102.1619 | 102.1619 | 102.1619 | 102.1619 | 102.1619 | 102.1619 | 2.9315 | 2.9315 | 2.9315 | 2.9315 | 2.9315 | 2.9315 | 2.9315 | 2.9315 | 2.9315 | 2.9315 | 2.9315 | 2.9315 | 2.9315 | 2.9315 | 2.9315 | 2.9315 | 2.9315 | 2.9315 | 2.9315 | 2.9315 | 2.9315 | 2.9315 | 2.9315 | 2.9315 | 2.9315 | 2.9315 | 2.9315 | 2.9315 | 0 | 0 | 0 | 0 | 0 | 0 | 0 | 0 | 0 | 0 | 0 | 0 | 0 | 0 | 0 | 0 | 0 | 0 | 0 | 0 | 0 | 0 | 0 | 0 | 0 | 0 | 0 | 0 | 0 | 0 | 0 | 0 | 0 | 0 | 0 | 0 | 0 | 0 | 0 | 0 | 0 | 0 | 0 | 0 | 0 | 0 | 0 | 0 | 0 | 0 | 0 | 0 | 0 | 0 | 0 | 0 | 0 | 0 | 0 | 0 | 0 | 0 | 0 | 0 | 0 | 0 | 0 | 0 | 0 | 0 | 0 | 0 | 0 | 0 | 0 | 0 | 0 | 0 | 0 | 0 | 0 | 0 | 0 | 0 | 0 | 0 | 0 | 0 | 0 | 0 | 0 | 0 | 0 | 0 | 0 | 0 | 0 | 0 | 0 | 0 | 0 | 0 | 0 | 0 | 0 | 0 | 0 | 0 | 0 | 0 | 0 | 0 | Thermostat with capability to establish a schedule | Thermostat with capability to establish a schedule | Thermostat with capability to establish a schedule | Thermostat with capability to establish a schedule | Thermostat with capability to establish a schedule | Thermostat with capability to establish a schedule | Thermostat with capability to establish a schedule | Thermostat with capability to establish a schedule | Thermostat with capability to establish a schedule | Thermostat with capability to establish a schedule | Thermostat with capability to establish a schedule | Thermostat with capability to establish a schedule | Thermostat with capability to establish a schedule | Thermostat with capability to establish a schedule | Thermostat with capability to establish a schedule | Thermostat with capability to establish a schedule | Thermostat with capability to establish a schedule | Thermostat with capability to establish a schedule | Thermostat with capability to establish a schedule | Thermostat with capability to establish a schedule | Thermostat with capability to establish a schedule | Thermostat with capability to establish a schedule | Thermostat with capability to establish a schedule | Thermostat with capability to establish a schedule | Thermostat with capability to establish a schedule | Thermostat with capability to establish a schedule | Thermostat with capability to establish a schedule | Thermostat with capability to establish a schedule | 102.1619 | 102.1619 | 102.1619 | 102.1619 | 102.1619 | 102.1619 | 102.1619 | 102.1619 | 102.1619 | 102.1619 | 102.1619 | 102.1619 | 102.1619 | 102.1619 | 102.1619 | 102.1619 | 102.1619 | 102.1619 | 102.1619 | 102.1619 | 102.1619 | 102.1619 | 102.1619 | 102.1619 | 102.1619 | 102.1619 | 102.1619 | 102.1619 | 2.9315 | 2.9315 | 2.9315 | 2.9315 | 2.9315 | 2.9315 | 2.9315 | 2.9315 | 2.9315 | 2.9315 | 2.9315 | 2.9315 | 2.9315 | 2.9315 | 2.9315 | 2.9315 | 2.9315 | 2.9315 | 2.9315 | 2.9315 | 2.9315 | 2.9315 | 2.9315 | 2.9315 | 2.9315 | 2.9315 | 2.9315 | 2.9315 | 0 | 0 | 0 | 0 | 0 | 0 | 0 | 0 | 0 | 0 | 0 | 0 | 0 | 0 | 0 | 0 | 0 | 0 | 0 | 0 | 0 | 0 | 0 | 0 | 0 | 0 | 0 | 0 | 0 | 0 | 0 | 0 | 0 | 0 | 0 | 0 | 0 | 0 | 0 | 0 | 0 | 0 | 0 | 0 | 0 | 0 | 0 | 0 | 0 | 0 | 0 | 0 | 0 | 0 | 0 | 0 | 0 | 0 | 0 | 0 | 0 | 0 | 0 | 0 | 0 | 0 | 0 | 0 | 0 | 0 | 0 | 0 | 0 | 0 | 0 | 0 | 0 | 0 | 0 | 0 | 0 | 0 | 0 | 0 | 0 | 0
Gas-Fired Combination Heat Pump Conversion_Lodging_Existing_Gas-fired heat pump, COP 1.3 | Gas-Fired Combination Heat Pump Conversion_Lodging_Existing | Gas-Fired Combination Heat Pump Conversion_Commercial_Existing_Federal standard gas-fired central heating and DHW system_Gas-fired heat pump, COP 1.3 | Commercial | Lodging | Existing | Water Heating | Natural Gas | Gas-Fired Combination Heat Pump Conversion | NEQ | Federal standard gas-fired central heating and DHW system | 20 | 20 | 20 | 0.9524 | 0 | 0 | 0 | 0.1 | Retro1Slow | 0.012666666666666666 | TBD | A | WCM615 | 0.7 | 0.42 | kBtuh heat | 0.0321 | 10222.736641359317 | 10222.7366 | 8063.003548114392 | 8063.0035 | AEO 2021 - gas_eng-driven_RTHP-heat 2017 typical | EIA - Technology Forecast Updates. Appendix A. U.S. Energy Information Administration. March 3, 2023.¦ Technical Support Documents for Baseline Costs | AEG Analysis, Comparison of Baseline TE vs COP | 0 | 0 | 195.1704 | Federal standard gas-fired central heating and DHW system | Federal standard gas-fired central heating and DHW system | Federal standard gas-fired central heating and DHW system | Federal standard gas-fired central heating and DHW system | Federal standard gas-fired central heating and DHW system | Federal standard gas-fired central heating and DHW system | Federal standard gas-fired central heating and DHW system | Federal standard gas-fired central heating and DHW system | Federal standard gas-fired central heating and DHW system | Federal standard gas-fired central heating and DHW system | Federal standard gas-fired central heating and DHW system | Federal standard gas-fired central heating and DHW system | Federal standard gas-fired central heating and DHW system | Federal standard gas-fired central heating and DHW system | Federal standard gas-fired central heating and DHW system | Federal standard gas-fired central heating and DHW system | Federal standard gas-fired central heating and DHW system | Federal standard gas-fired central heating and DHW system | Federal standard gas-fired central heating and DHW system | Federal standard gas-fired central heating and DHW system | Federal standard gas-fired central heating and DHW system | Federal standard gas-fired central heating and DHW system | Federal standard gas-fired central heating and DHW system | Federal standard gas-fired central heating and DHW system | Federal standard gas-fired central heating and DHW system | Federal standard gas-fired central heating and DHW system | Federal standard gas-fired central heating and DHW system | Federal standard gas-fired central heating and DHW system | 0 | 0 | 0 | 242.0336 | 478.3155 | 838.3475 | 1344.1186 | 2007.8083 | 2825.4485 | 3770.1995 | 4797.5935 | 5824.2061 | 6753.8119 | 7462.9511 | 7830.72 | 7751.4119 | 7212.4338 | 6289.2809 | 5166.1279 | 3929.8314 | 2710.1317 | 1426.7889 | 949.4644 | 2.1315e-14 | 2.1302e-14 | 2.1292e-14 | 2.1284e-14 | 2.1277e-14 | 0 | 0 | 0 | 242.0336 | 717.6008 | 1546.7185 | 2868.642 | 4830.9275 | 7572.1056 | 11198.1158 | 15789.6274 | 21322.2175 | 27721.1499 | 34765.6245 | 42121.4212 | 49272.8883 | 55847.553 | 61678.333 | 66428.9624 | 70010.0995 | 72449.5021 | 73696.0499 | 74511.622 | 74455.7243 | 74411.0061 | 74375.2315 | 74346.6118 | 74323.7161 | 0 | 0 | 0 | 15.087868761327336 | 30.159660012010413 | 53.54984211213271 | 87.10615779969949 | 132.21498122433394 | 189.36010450159955 | 257.5817445246414 | 333.91897286423347 | 413.0002191566288 | 487.0253671861453 | 546.4108113113741 | 581.2782260397383 | 583.7049858289649 | 550.2403889827524 | 483.7843667508447 | 400.0843258780264 | 305.9468374361378 | 211.80934899424918 | 111.78826752474268 | 74.52551168316178 | 1.6742970646274363E-15 | 1.6742970646274363E-15 | 1.6742970646274363E-15 | 1.6742970646274363E-15 | 1.6742970646274363E-15 | 0 | 0 | 0 | 15.087868761327336 | 45.24752877333775 | 98.79737088547047 | 185.90352868516996 | 318.11850990950387 | 507.4786144111034 | 765.0603589357448 | 1098.9793317999781 | 1511.9795509566072 | 1999.004918142752 | 2545.4157294541264 | 3126.693955493865 | 3710.3989413228296 | 4260.639330305582 | 4744.423697056427 | 5144.508022934453 | 5450.454860370591 | 5662.26420936484 | 5774.052476889582 | 5848.577988572743 | 5848.577988572743 | 5848.577988572743 | 5848.577988572743 | 5848.577988572743 | 5848.577988572743 | Gas-fired heat pump, COP 1.3 | Gas-fired heat pump, COP 1.3 | Gas-fired heat pump, COP 1.3 | Gas-fired heat pump, COP 1.3 | Gas-fired heat pump, COP 1.3 | Gas-fired heat pump, COP 1.3 | Gas-fired heat pump, COP 1.3 | Gas-fired heat pump, COP 1.3 | Gas-fired heat pump, COP 1.3 | Gas-fired heat pump, COP 1.3 | Gas-fired heat pump, COP 1.3 | Gas-fired heat pump, COP 1.3 | Gas-fired heat pump, COP 1.3 | Gas-fired heat pump, COP 1.3 | Gas-fired heat pump, COP 1.3 | Gas-fired heat pump, COP 1.3 | Gas-fired heat pump, COP 1.3 | Gas-fired heat pump, COP 1.3 | Gas-fired heat pump, COP 1.3 | Gas-fired heat pump, COP 1.3 | Gas-fired heat pump, COP 1.3 | Gas-fired heat pump, COP 1.3 | Gas-fired heat pump, COP 1.3 | Gas-fired heat pump, COP 1.3 | Gas-fired heat pump, COP 1.3 | Gas-fired heat pump, COP 1.3 | Gas-fired heat pump, COP 1.3 | Gas-fired heat pump, COP 1.3 | 195.1704 | 195.1704 | 195.1704 | 195.1704 | 195.1704 | 195.1704 | 195.1704 | 195.1704 | 195.1704 | 195.1704 | 195.1704 | 195.1704 | 195.1704 | 195.1704 | 195.1704 | 195.1704 | 195.1704 | 195.1704 | 195.1704 | 195.1704 | 195.1704 | 195.1704 | 195.1704 | 195.1704 | 195.1704 | 195.1704 | 195.1704 | 195.1704 | 0.9524 | 0.9524 | 0.9524 | 0.9524 | 0.9524 | 0.9524 | 0.9524 | 0.9524 | 0.9524 | 0.9524 | 0.9524 | 0.9524 | 0.9524 | 0.9524 | 0.9524 | 0.9524 | 0.9524 | 0.9524 | 0.9524 | 0.9524 | 0.9524 | 0.9524 | 0.9524 | 0.9524 | 0.9524 | 0.9524 | 0.9524 | 0.9524 | 0 | 0 | 0 | 0 | 0 | 0 | 0 | 0 | 0 | 0 | 0 | 0 | 0 | 0 | 0 | 0 | 0 | 0 | 0 | 0 | 0 | 0 | 0 | 0 | 0 | 0 | 0 | 0 | 0 | 0 | 0 | 0 | 0 | 0 | 0 | 0 | 0 | 0 | 0 | 0 | 0 | 0 | 0 | 0 | 0 | 0 | 0 | 0 | 0 | 0 | 0 | 0 | 0 | 0 | 0 | 0 | 0 | 0 | 0 | 0 | 0 | 0 | 0 | 0 | 0 | 0 | 0 | 0 | 0 | 0 | 0 | 0 | 0 | 0 | 0 | 0 | 0 | 0 | 0 | 0 | 0 | 0 | 0 | 0 | 0 | 0 | 0 | 0 | 0 | 0 | 0 | 0 | 0 | 0 | 0 | 0 | 0 | 0 | 0 | 0 | 0 | 0 | 0 | 0 | 0 | 0 | 0 | 0 | 0 | 0 | 0 | 0 | Gas-fired heat pump, COP 1.3 | Gas-fired heat pump, COP 1.3 | Gas-fired heat pump, COP 1.3 | Gas-fired heat pump, COP 1.3 | Gas-fired heat pump, COP 1.3 | Gas-fired heat pump, COP 1.3 | Gas-fired heat pump, COP 1.3 | Gas-fired heat pump, COP 1.3 | Gas-fired heat pump, COP 1.3 | Gas-fired heat pump, COP 1.3 | Gas-fired heat pump, COP 1.3 | Gas-fired heat pump, COP 1.3 | Gas-fired heat pump, COP 1.3 | Gas-fired heat pump, COP 1.3 | Gas-fired heat pump, COP 1.3 | Gas-fired heat pump, COP 1.3 | Gas-fired heat pump, COP 1.3 | Gas-fired heat pump, COP 1.3 | Gas-fired heat pump, COP 1.3 | Gas-fired heat pump, COP 1.3 | Gas-fired heat pump, COP 1.3 | Gas-fired heat pump, COP 1.3 | Gas-fired heat pump, COP 1.3 | Gas-fired heat pump, COP 1.3 | Gas-fired heat pump, COP 1.3 | Gas-fired heat pump, COP 1.3 | Gas-fired heat pump, COP 1.3 | Gas-fired heat pump, COP 1.3 | 195.1704 | 195.1704 | 195.1704 | 195.1704 | 195.1704 | 195.1704 | 195.1704 | 195.1704 | 195.1704 | 195.1704 | 195.1704 | 195.1704 | 195.1704 | 195.1704 | 195.1704 | 195.1704 | 195.1704 | 195.1704 | 195.1704 | 195.1704 | 195.1704 | 195.1704 | 195.1704 | 195.1704 | 195.1704 | 195.1704 | 195.1704 | 195.1704 | 0.9524 | 0.9524 | 0.9524 | 0.9524 | 0.9524 | 0.9524 | 0.9524 | 0.9524 | 0.9524 | 0.9524 | 0.9524 | 0.9524 | 0.9524 | 0.9524 | 0.9524 | 0.9524 | 0.9524 | 0.9524 | 0.9524 | 0.9524 | 0.9524 | 0.9524 | 0.9524 | 0.9524 | 0.9524 | 0.9524 | 0.9524 | 0.9524 | 0 | 0 | 0 | 0 | 0 | 0 | 0 | 0 | 0 | 0 | 0 | 0 | 0 | 0 | 0 | 0 | 0 | 0 | 0 | 0 | 0 | 0 | 0 | 0 | 0 | 0 | 0 | 0 | 0 | 0 | 0 | 0 | 0 | 0 | 0 | 0 | 0 | 0 | 0 | 0 | 0 | 0 | 0 | 0 | 0 | 0 | 0 | 0 | 0 | 0 | 0 | 0 | 0 | 0 | 0 | 0 | 0 | 0 | 0 | 0 | 0 | 0 | 0 | 0 | 0 | 0 | 0 | 0 | 0 | 0 | 0 | 0 | 0 | 0 | 0 | 0 | 0 | 0 | 0 | 0 | 0 | 0 | 0 | 0 | 0 | 0
Gas-Fired Combination Heat Pump Conversion_Lodging_Existing_Gas-fired heat pump, COP 1.3 | Gas-Fired Combination Heat Pump Conversion_Lodging_Existing | Gas-Fired Combination Heat Pump Conversion_Commercial_Existing_Federal standard gas-fired central heating and DHW system_Gas-fired heat pump, COP 1.3 | Commercial | Lodging | Existing | Space Heating | Natural Gas | Gas-Fired Combination Heat Pump Conversion | NEQ | Federal standard gas-fired central heating and DHW system | 20 | 20 | 20 | 0.82134 | 0 | 0 | 0 | 0.1 | Retro1Slow | 0.012666666666666666 | TBD | A | WCM614 | 0.7 | 0.42 | kBtuh heat | 0.0321 | 10222.736641359317 | 10222.7366 | 8063.003548114392 | 8063.0035 | AEO 2021 - gas_eng-driven_RTHP-heat 2017 typical | EIA - Technology Forecast Updates. Appendix A. U.S. Energy Information Administration. March 3, 2023.¦ Technical Support Documents for Baseline Costs | AEG Analysis, Comparison of Baseline TE vs COP | 0 | 0 | 195.1704 | Federal standard gas-fired central heating and DHW system | Federal standard gas-fired central heating and DHW system | Federal standard gas-fired central heating and DHW system | Federal standard gas-fired central heating and DHW system | Federal standard gas-fired central heating and DHW system | Federal standard gas-fired central heating and DHW system | Federal standard gas-fired central heating and DHW system | Federal standard gas-fired central heating and DHW system | Federal standard gas-fired central heating and DHW system | Federal standard gas-fired central heating and DHW system | Federal standard gas-fired central heating and DHW system | Federal standard gas-fired central heating and DHW system | Federal standard gas-fired central heating and DHW system | Federal standard gas-fired central heating and DHW system | Federal standard gas-fired central heating and DHW system | Federal standard gas-fired central heating and DHW system | Federal standard gas-fired central heating and DHW system | Federal standard gas-fired central heating and DHW system | Federal standard gas-fired central heating and DHW system | Federal standard gas-fired central heating and DHW system | Federal standard gas-fired central heating and DHW system | Federal standard gas-fired central heating and DHW system | Federal standard gas-fired central heating and DHW system | Federal standard gas-fired central heating and DHW system | Federal standard gas-fired central heating and DHW system | Federal standard gas-fired central heating and DHW system | Federal standard gas-fired central heating and DHW system | Federal standard gas-fired central heating and DHW system | 0 | 0 | 0 | 153.0163 | 300.3484 | 522.5631 | 831.1182 | 1230.5439 | 1714.4181 | 2263.0162 | 2841.4679 | 3400.3413 | 3878.7243 | 4211.6746 | 4341.193 | 4229.2334 | 3872.7862 | 3311.5541 | 2665.8394 | 1987.6036 | 1343.6827 | 693.9913 | 453.4413 | 6.9102e-15 | 6.7928e-15 | 6.6843e-15 | 6.584e-15 | 6.4911e-15 | 0 | 0 | 0 | 153.0163 | 450.6027 | 964.1085 | 1773.7874 | 2960.7748 | 4594.5821 | 6721.532 | 9351.7133 | 12448.5322 | 15920.2979 | 19619.785 | 23351.2653 | 26883.6888 | 29987.8847 | 32476.0721 | 34278.8536 | 35409.2359 | 35920.4465 | 35845.8222 | 35584.9554 | 34942.9703 | 34349.5061 | 33800.7713 | 33293.2692 | 32823.7784 | 0 | 0 | 0 | 11.261955932446192 | 22.511911215944323 | 39.97091780133134 | 65.018176264851 | 98.68851033316233 | 141.3430343274546 | 192.26534255616926 | 249.24532529363415 | 308.2735104479654 | 363.52769963723296 | 407.85445415416694 | 433.8803491537079 | 435.69174228266706 | 410.7129450157449 | 361.1085372852279 | 298.6327703783917 | 228.36623617171125 | 158.09970196503087 | 83.44150937043295 | 55.62767291362198 | 8.633094239485219E-16 | 8.633094239485219E-16 | 8.633094239485219E-16 | 8.633094239485219E-16 | 8.633094239485219E-16 | 0 | 0 | 0 | 11.261955932446192 | 33.773867148390515 | 73.74478494972185 | 138.76296121457284 | 237.45147154773514 | 378.79450587518977 | 571.059848431359 | 820.3051737249932 | 1128.5786841729587 | 1492.1063838101916 | 1899.9608379643587 | 2333.841187118067 | 2769.532929400734 | 3180.2458744164783 | 3541.3544117017063 | 3839.9871820800977 | 4068.3534182518097 | 4226.45312021684 | 4309.894629587274 | 4365.522302500895 | 4365.522302500895 | 4365.522302500895 | 4365.522302500895 | 4365.522302500895 | 4365.522302500895 | Gas-fired heat pump, COP 1.3 | Gas-fired heat pump, COP 1.3 | Gas-fired heat pump, COP 1.3 | Gas-fired heat pump, COP 1.3 | Gas-fired heat pump, COP 1.3 | Gas-fired heat pump, COP 1.3 | Gas-fired heat pump, COP 1.3 | Gas-fired heat pump, COP 1.3 | Gas-fired heat pump, COP 1.3 | Gas-fired heat pump, COP 1.3 | Gas-fired heat pump, COP 1.3 | Gas-fired heat pump, COP 1.3 | Gas-fired heat pump, COP 1.3 | Gas-fired heat pump, COP 1.3 | Gas-fired heat pump, COP 1.3 | Gas-fired heat pump, COP 1.3 | Gas-fired heat pump, COP 1.3 | Gas-fired heat pump, COP 1.3 | Gas-fired heat pump, COP 1.3 | Gas-fired heat pump, COP 1.3 | Gas-fired heat pump, COP 1.3 | Gas-fired heat pump, COP 1.3 | Gas-fired heat pump, COP 1.3 | Gas-fired heat pump, COP 1.3 | Gas-fired heat pump, COP 1.3 | Gas-fired heat pump, COP 1.3 | Gas-fired heat pump, COP 1.3 | Gas-fired heat pump, COP 1.3 | 195.1704 | 195.1704 | 195.1704 | 195.1704 | 195.1704 | 195.1704 | 195.1704 | 195.1704 | 195.1704 | 195.1704 | 195.1704 | 195.1704 | 195.1704 | 195.1704 | 195.1704 | 195.1704 | 195.1704 | 195.1704 | 195.1704 | 195.1704 | 195.1704 | 195.1704 | 195.1704 | 195.1704 | 195.1704 | 195.1704 | 195.1704 | 195.1704 | 0.8213 | 0.8213 | 0.8213 | 0.8213 | 0.8213 | 0.8213 | 0.8213 | 0.8213 | 0.8213 | 0.8213 | 0.8213 | 0.8213 | 0.8213 | 0.8213 | 0.8213 | 0.8213 | 0.8213 | 0.8213 | 0.8213 | 0.8213 | 0.8213 | 0.8213 | 0.8213 | 0.8213 | 0.8213 | 0.8213 | 0.8213 | 0.8213 | 0 | 0 | 0 | 0 | 0 | 0 | 0 | 0 | 0 | 0 | 0 | 0 | 0 | 0 | 0 | 0 | 0 | 0 | 0 | 0 | 0 | 0 | 0 | 0 | 0 | 0 | 0 | 0 | 0 | 0 | 0 | 0 | 0 | 0 | 0 | 0 | 0 | 0 | 0 | 0 | 0 | 0 | 0 | 0 | 0 | 0 | 0 | 0 | 0 | 0 | 0 | 0 | 0 | 0 | 0 | 0 | 0 | 0 | 0 | 0 | 0 | 0 | 0 | 0 | 0 | 0 | 0 | 0 | 0 | 0 | 0 | 0 | 0 | 0 | 0 | 0 | 0 | 0 | 0 | 0 | 0 | 0 | 0 | 0 | 0 | 0 | 0 | 0 | 0 | 0 | 0 | 0 | 0 | 0 | 0 | 0 | 0 | 0 | 0 | 0 | 0 | 0 | 0 | 0 | 0 | 0 | 0 | 0 | 0 | 0 | 0 | 0 | Gas-fired heat pump, COP 1.3 | Gas-fired heat pump, COP 1.3 | Gas-fired heat pump, COP 1.3 | Gas-fired heat pump, COP 1.3 | Gas-fired heat pump, COP 1.3 | Gas-fired heat pump, COP 1.3 | Gas-fired heat pump, COP 1.3 | Gas-fired heat pump, COP 1.3 | Gas-fired heat pump, COP 1.3 | Gas-fired heat pump, COP 1.3 | Gas-fired heat pump, COP 1.3 | Gas-fired heat pump, COP 1.3 | Gas-fired heat pump, COP 1.3 | Gas-fired heat pump, COP 1.3 | Gas-fired heat pump, COP 1.3 | Gas-fired heat pump, COP 1.3 | Gas-fired heat pump, COP 1.3 | Gas-fired heat pump, COP 1.3 | Gas-fired heat pump, COP 1.3 | Gas-fired heat pump, COP 1.3 | Gas-fired heat pump, COP 1.3 | Gas-fired heat pump, COP 1.3 | Gas-fired heat pump, COP 1.3 | Gas-fired heat pump, COP 1.3 | Gas-fired heat pump, COP 1.3 | Gas-fired heat pump, COP 1.3 | Gas-fired heat pump, COP 1.3 | Gas-fired heat pump, COP 1.3 | 195.1704 | 195.1704 | 195.1704 | 195.1704 | 195.1704 | 195.1704 | 195.1704 | 195.1704 | 195.1704 | 195.1704 | 195.1704 | 195.1704 | 195.1704 | 195.1704 | 195.1704 | 195.1704 | 195.1704 | 195.1704 | 195.1704 | 195.1704 | 195.1704 | 195.1704 | 195.1704 | 195.1704 | 195.1704 | 195.1704 | 195.1704 | 195.1704 | 0.8213 | 0.8213 | 0.8213 | 0.8213 | 0.8213 | 0.8213 | 0.8213 | 0.8213 | 0.8213 | 0.8213 | 0.8213 | 0.8213 | 0.8213 | 0.8213 | 0.8213 | 0.8213 | 0.8213 | 0.8213 | 0.8213 | 0.8213 | 0.8213 | 0.8213 | 0.8213 | 0.8213 | 0.8213 | 0.8213 | 0.8213 | 0.8213 | 0 | 0 | 0 | 0 | 0 | 0 | 0 | 0 | 0 | 0 | 0 | 0 | 0 | 0 | 0 | 0 | 0 | 0 | 0 | 0 | 0 | 0 | 0 | 0 | 0 | 0 | 0 | 0 | 0 | 0 | 0 | 0 | 0 | 0 | 0 | 0 | 0 | 0 | 0 | 0 | 0 | 0 | 0 | 0 | 0 | 0 | 0 | 0 | 0 | 0 | 0 | 0 | 0 | 0 | 0 | 0 | 0 | 0 | 0 | 0 | 0 | 0 | 0 | 0 | 0 | 0 | 0 | 0 | 0 | 0 | 0 | 0 | 0 | 0 | 0 | 0 | 0 | 0 | 0 | 0 | 0 | 0 | 0 | 0 | 0 | 0
Pool Heater - Night Covers_Miscellaneous_Existing_pool cover with a 5 year warranty | Pool Heater - Night Covers_Miscellaneous_Existing | Pool Heater - Night Covers_Commercial_Existing_uncovered pool that operates all year (indoor) or during summer (outdoor)_pool cover with a 5 year warranty | Commercial | Miscellaneous | Existing | Miscellaneous | Natural Gas | Pool Heater - Night Covers | NEQ | uncovered pool that operates all year (indoor) or during summer (outdoor) | 6 | 6 | 6 | 0.058812 | 0 | 0 | 0.05 | 0.1 | RetroEven20 | 0.03333333333333333 | TBD | A | WCM844 | 0.7 | 0.42 | sqft pool | 0.0321 | 25402.258728755758 | 25402.2587 | 21774.318764261352 | 21774.3188 | IL TRM v13 - 4.3.4 - Commercial Pool Covers - CI-HWE-PLCV-V06-250101 | IL TRM v13 - 4.3.4 - Commercial Pool Covers - CI-HWE-PLCV-V06-250101 | IL TRM v13 - 4.3.4 - Commercial Pool Covers - CI-HWE-PLCV-V06-250101 | 0 | 0 | 6.3567 | uncovered pool that operates all year (indoor) or during summer (outdoor) | uncovered pool that operates all year (indoor) or during summer (outdoor) | uncovered pool that operates all year (indoor) or during summer (outdoor) | uncovered pool that operates all year (indoor) or during summer (outdoor) | uncovered pool that operates all year (indoor) or during summer (outdoor) | uncovered pool that operates all year (indoor) or during summer (outdoor) | uncovered pool that operates all year (indoor) or during summer (outdoor) | uncovered pool that operates all year (indoor) or during summer (outdoor) | uncovered pool that operates all year (indoor) or during summer (outdoor) | uncovered pool that operates all year (indoor) or during summer (outdoor) | uncovered pool that operates all year (indoor) or during summer (outdoor) | uncovered pool that operates all year (indoor) or during summer (outdoor) | uncovered pool that operates all year (indoor) or during summer (outdoor) | uncovered pool that operates all year (indoor) or during summer (outdoor) | uncovered pool that operates all year (indoor) or during summer (outdoor) | uncovered pool that operates all year (indoor) or during summer (outdoor) | uncovered pool that operates all year (indoor) or during summer (outdoor) | uncovered pool that operates all year (indoor) or during summer (outdoor) | uncovered pool that operates all year (indoor) or during summer (outdoor) | uncovered pool that operates all year (indoor) or during summer (outdoor) | uncovered pool that operates all year (indoor) or during summer (outdoor) | uncovered pool that operates all year (indoor) or during summer (outdoor) | uncovered pool that operates all year (indoor) or during summer (outdoor) | uncovered pool that operates all year (indoor) or during summer (outdoor) | uncovered pool that operates all year (indoor) or during summer (outdoor) | uncovered pool that operates all year (indoor) or during summer (outdoor) | uncovered pool that operates all year (indoor) or during summer (outdoor) | uncovered pool that operates all year (indoor) or during summer (outdoor) | 0 | 0 | 0 | 676.2695 | 666.3879 | 655.0391 | 642.4979 | 628.8303 | 613.7659 | 597.7957 | 582.2262 | 567.6518 | 555.2356 | 545.2951 | 537.9829 | 532.8229 | 529.262 | 525.7914 | 522.8749 | 521.4902 | 520.3323 | 519.3933 | 345.7258 | 1.7963e-29 | 1.7943e-29 | 1.7925e-29 | 1.791e-29 | 1.7897e-29 | 0 | 0 | 0 | 676.2695 | 1332.7757 | 1965.1173 | 2569.9917 | 3144.1514 | 3682.5954 | 4184.57 | 4657.8093 | 5108.8664 | 5552.3565 | 5998.2466 | 6455.7951 | 6926.6982 | 7409.6685 | 7886.8708 | 8365.999 | 8865.3326 | 9365.9816 | 9868.4729 | 10198.9116 | 10185.3612 | 10173.7474 | 10163.7933 | 10155.2616 | 10147.9491 | 0 | 0 | 0 | 3359.0309117233064 | 3359.0309117233064 | 3359.0309117233073 | 3359.0309117233073 | 3359.030911723307 | 3359.0309117233073 | 3359.030911723307 | 3359.030911723307 | 3359.0309117233064 | 3359.0309117233064 | 3359.0309117233064 | 3359.030911723306 | 3359.030911723307 | 3359.0309117233073 | 3359.030911723306 | 3359.0309117233073 | 3359.0309117233073 | 3359.030911723305 | 3359.030911723307 | 2239.3539411488705 | 1.1650868754033404E-28 | 1.1650868754033404E-28 | 1.1650868754033404E-28 | 1.1650868754033404E-28 | 1.1650868754033404E-28 | 0 | 0 | 0 | 3359.0309117233064 | 6718.061823446613 | 10077.09273516992 | 13436.123646893227 | 16795.154558616534 | 20154.185470339846 | 23513.21638206315 | 26872.24729378646 | 30231.278205509767 | 33590.309117233075 | 36949.34002895638 | 40308.37094067969 | 43667.40185240299 | 47026.43276412629 | 50385.4636758496 | 53744.4945875729 | 57103.525499296215 | 60462.55641101952 | 63821.58732274282 | 66060.94126389168 | 66060.94126389168 | 66060.94126389168 | 66060.94126389168 | 66060.94126389168 | 66060.94126389168 | pool cover with a 5 year warranty | pool cover with a 5 year warranty | pool cover with a 5 year warranty | pool cover with a 5 year warranty | pool cover with a 5 year warranty | pool cover with a 5 year warranty | pool cover with a 5 year warranty | pool cover with a 5 year warranty | pool cover with a 5 year warranty | pool cover with a 5 year warranty | pool cover with a 5 year warranty | pool cover with a 5 year warranty | pool cover with a 5 year warranty | pool cover with a 5 year warranty | pool cover with a 5 year warranty | pool cover with a 5 year warranty | pool cover with a 5 year warranty | pool cover with a 5 year warranty | pool cover with a 5 year warranty | pool cover with a 5 year warranty | pool cover with a 5 year warranty | pool cover with a 5 year warranty | pool cover with a 5 year warranty | pool cover with a 5 year warranty | pool cover with a 5 year warranty | pool cover with a 5 year warranty | pool cover with a 5 year warranty | pool cover with a 5 year warranty | 6.3567 | 6.3567 | 6.3567 | 6.3567 | 6.3567 | 6.3567 | 6.3567 | 6.3567 | 6.3567 | 6.3567 | 6.3567 | 6.3567 | 6.3567 | 6.3567 | 6.3567 | 6.3567 | 6.3567 | 6.3567 | 6.3567 | 6.3567 | 6.3567 | 6.3567 | 6.3567 | 6.3567 | 6.3567 | 6.3567 | 6.3567 | 6.3567 | 0.0588 | 0.0588 | 0.0588 | 0.0588 | 0.0588 | 0.0588 | 0.0588 | 0.0588 | 0.0588 | 0.0588 | 0.0588 | 0.0588 | 0.0588 | 0.0588 | 0.0588 | 0.0588 | 0.0588 | 0.0588 | 0.0588 | 0.0588 | 0.0588 | 0.0588 | 0.0588 | 0.0588 | 0.0588 | 0.0588 | 0.0588 | 0.0588 | 0 | 0 | 0 | 0 | 0 | 0 | 0 | 0 | 0 | 0 | 0 | 0 | 0 | 0 | 0 | 0 | 0 | 0 | 0 | 0 | 0 | 0 | 0 | 0 | 0 | 0 | 0 | 0 | 0 | 0 | 0 | 0 | 0 | 0 | 0 | 0 | 0 | 0 | 0 | 0 | 0 | 0 | 0 | 0 | 0 | 0 | 0 | 0 | 0 | 0 | 0 | 0 | 0 | 0 | 0 | 0 | 0 | 0 | 0 | 0 | 0 | 0 | 0 | 0 | 0 | 0 | 0 | 0 | 0 | 0 | 0 | 0 | 0 | 0 | 0 | 0 | 0 | 0 | 0 | 0 | 0 | 0 | 0 | 0 | 0 | 0 | 0 | 0 | 0 | 0 | 0 | 0 | 0 | 0 | 0 | 0 | 0 | 0 | 0 | 0 | 0 | 0 | 0 | 0 | 0 | 0 | 0 | 0 | 0 | 0 | 0 | 0 | pool cover with a 5 year warranty | pool cover with a 5 year warranty | pool cover with a 5 year warranty | pool cover with a 5 year warranty | pool cover with a 5 year warranty | pool cover with a 5 year warranty | pool cover with a 5 year warranty | pool cover with a 5 year warranty | pool cover with a 5 year warranty | pool cover with a 5 year warranty | pool cover with a 5 year warranty | pool cover with a 5 year warranty | pool cover with a 5 year warranty | pool cover with a 5 year warranty | pool cover with a 5 year warranty | pool cover with a 5 year warranty | pool cover with a 5 year warranty | pool cover with a 5 year warranty | pool cover with a 5 year warranty | pool cover with a 5 year warranty | pool cover with a 5 year warranty | pool cover with a 5 year warranty | pool cover with a 5 year warranty | pool cover with a 5 year warranty | pool cover with a 5 year warranty | pool cover with a 5 year warranty | pool cover with a 5 year warranty | pool cover with a 5 year warranty | 6.3567 | 6.3567 | 6.3567 | 6.3567 | 6.3567 | 6.3567 | 6.3567 | 6.3567 | 6.3567 | 6.3567 | 6.3567 | 6.3567 | 6.3567 | 6.3567 | 6.3567 | 6.3567 | 6.3567 | 6.3567 | 6.3567 | 6.3567 | 6.3567 | 6.3567 | 6.3567 | 6.3567 | 6.3567 | 6.3567 | 6.3567 | 6.3567 | 0.0588 | 0.0588 | 0.0588 | 0.0588 | 0.0588 | 0.0588 | 0.0588 | 0.0588 | 0.0588 | 0.0588 | 0.0588 | 0.0588 | 0.0588 | 0.0588 | 0.0588 | 0.0588 | 0.0588 | 0.0588 | 0.0588 | 0.0588 | 0.0588 | 0.0588 | 0.0588 | 0.0588 | 0.0588 | 0.0588 | 0.0588 | 0.0588 | 0 | 0 | 0 | 0 | 0 | 0 | 0 | 0 | 0 | 0 | 0 | 0 | 0 | 0 | 0 | 0 | 0 | 0 | 0 | 0 | 0 | 0 | 0 | 0 | 0 | 0 | 0 | 0 | 0 | 0 | 0 | 0 | 0 | 0 | 0 | 0 | 0 | 0 | 0 | 0 | 0 | 0 | 0 | 0 | 0 | 0 | 0 | 0 | 0 | 0 | 0 | 0 | 0 | 0 | 0 | 0 | 0 | 0 | 0 | 0 | 0 | 0 | 0 | 0 | 0 | 0 | 0 | 0 | 0 | 0 | 0 | 0 | 0 | 0 | 0 | 0 | 0 | 0 | 0 | 0 | 0 | 0 | 0 | 0 | 0 | 0
HVAC - Shut Off Damper_Miscellaneous_Existing_boiler or furnace with electrically or thermally activated shut off damper installed on either the exhaust flue or combustion air intake | HVAC - Shut Off Damper_Miscellaneous_Existing | HVAC - Shut Off Damper_Commercial_Existing_boiler or furnace that incorporates no shut off damper on the combustion air intake or flue exhaust_boiler or furnace with electrically or thermally activated shut off damper installed on either the exhaust flue or combustion air intake | Commercial | Miscellaneous | Existing | Space Heating | Natural Gas | HVAC - Shut Off Damper | NEQ | boiler or furnace that incorporates no shut off damper on the combustion air intake or flue exhaust | 15 | 15 | 15 | 25.0101 | 0 | 0 | 0 | 0.25 | Retro12Med | 3.879925052500492E-06 | TBD | A | WCM823 | 0.7 | 0.42 | BoilerCtrl | 0.0321 | 10835.354763640522 | 10835.3548 | 8546.195306533366 | 8546.1953 | IL TRM v12 - 4.4.23 - Shut Off Damper for Space Heating Boilers or Furnaces - CI-HVC-SODP-V03-240101 | IL TRM v12 - 4.4.23 - Shut Off Damper for Space Heating Boilers or Furnaces - CI-HVC-SODP-V03-240101 | IL TRM v12 - 4.4.23 - Shut Off Damper for Space Heating Boilers or Furnaces - CI-HVC-SODP-V03-240101 | 0 | 0 | 2242.39 | boiler or furnace that incorporates no shut off damper on the combustion air intake or flue exhaust | boiler or furnace that incorporates no shut off damper on the combustion air intake or flue exhaust | boiler or furnace that incorporates no shut off damper on the combustion air intake or flue exhaust | boiler or furnace that incorporates no shut off damper on the combustion air intake or flue exhaust | boiler or furnace that incorporates no shut off damper on the combustion air intake or flue exhaust | boiler or furnace that incorporates no shut off damper on the combustion air intake or flue exhaust | boiler or furnace that incorporates no shut off damper on the combustion air intake or flue exhaust | boiler or furnace that incorporates no shut off damper on the combustion air intake or flue exhaust | boiler or furnace that incorporates no shut off damper on the combustion air intake or flue exhaust | boiler or furnace that incorporates no shut off damper on the combustion air intake or flue exhaust | boiler or furnace that incorporates no shut off damper on the combustion air intake or flue exhaust | boiler or furnace that incorporates no shut off damper on the combustion air intake or flue exhaust | boiler or furnace that incorporates no shut off damper on the combustion air intake or flue exhaust | boiler or furnace that incorporates no shut off damper on the combustion air intake or flue exhaust | boiler or furnace that incorporates no shut off damper on the combustion air intake or flue exhaust | boiler or furnace that incorporates no shut off damper on the combustion air intake or flue exhaust | boiler or furnace that incorporates no shut off damper on the combustion air intake or flue exhaust | boiler or furnace that incorporates no shut off damper on the combustion air intake or flue exhaust | boiler or furnace that incorporates no shut off damper on the combustion air intake or flue exhaust | boiler or furnace that incorporates no shut off damper on the combustion air intake or flue exhaust | boiler or furnace that incorporates no shut off damper on the combustion air intake or flue exhaust | boiler or furnace that incorporates no shut off damper on the combustion air intake or flue exhaust | boiler or furnace that incorporates no shut off damper on the combustion air intake or flue exhaust | boiler or furnace that incorporates no shut off damper on the combustion air intake or flue exhaust | boiler or furnace that incorporates no shut off damper on the combustion air intake or flue exhaust | boiler or furnace that incorporates no shut off damper on the combustion air intake or flue exhaust | boiler or furnace that incorporates no shut off damper on the combustion air intake or flue exhaust | boiler or furnace that incorporates no shut off damper on the combustion air intake or flue exhaust | 0 | 0 | 0 | 2755.8052 | 2698.4132 | 2633.6078 | 2561.5936 | 2482.1112 | 2154.5834 | 1655.7611 | 1268.8123 | 971.1733 | 743.7575 | 570.7939 | 439.4927 | 339.5458 | 263.1807 | 204.5628 | 159.3579 | 1.0612 | 0.37097 | 0.08231 | 0.053951 | 0 | 0 | 0 | 0 | 0 | 0 | 0 | 0 | 2755.8052 | 5396.8263 | 7900.8233 | 10246.3743 | 12410.556 | 14124.4913 | 15223.8039 | 15851.3429 | 16137.3262 | 16191.8977 | 16103.8066 | 15938.753 | 15732.1099 | 15505.5589 | 15269.597 | 15028.4453 | 14673.7361 | 14363.1152 | 14098.8784 | 13861.9282 | 13661.3886 | 13475.6958 | 13303.6658 | 13144.2106 | 12996.3303 | 0 | 0 | 0 | 0.00917573623541683 | 0.00917573623541683 | 0.009175736235416827 | 0.00917573623541683 | 0.009175736235416823 | 0.008258162611875145 | 0.006606530089500117 | 0.005285224071600092 | 0.004228179257280073 | 0.0033825434058240584 | 0.002706034724659247 | 0.0021648277797273975 | 0.0017318622237819182 | 0.0013854897790255341 | 0.0011083918232204274 | 0.000886713458576342 | 6.048065709643622E-06 | 2.1600234677305326E-06 | 4.882464113113852E-07 | 3.254976075409235E-07 | 0 | 0 | 0 | 0 | 0 | 0 | 0 | 0 | 0.00917573623541683 | 0.01835147247083366 | 0.027527208706250486 | 0.036702944941667315 | 0.04587868117708414 | 0.054136843788959284 | 0.0607433738784594 | 0.06602859795005948 | 0.07025677720733955 | 0.07363932061316361 | 0.07634535533782286 | 0.07851018311755026 | 0.08024204534133217 | 0.08162753512035771 | 0.08273592694357813 | 0.08362264040215447 | 0.08362868846786412 | 0.08363084849133184 | 0.08363133673774316 | 0.08363166223535069 | 0.08363166223535069 | 0.08363166223535069 | 0.08363166223535069 | 0.08363166223535069 | 0.08363166223535069 | boiler or furnace with electrically or thermally activated shut off damper installed on either the exhaust flue or combustion air intake | boiler or furnace with electrically or thermally activated shut off damper installed on either the exhaust flue or combustion air intake | boiler or furnace with electrically or thermally activated shut off damper installed on either the exhaust flue or combustion air intake | boiler or furnace with electrically or thermally activated shut off damper installed on either the exhaust flue or combustion air intake | boiler or furnace with electrically or thermally activated shut off damper installed on either the exhaust flue or combustion air intake | boiler or furnace with electrically or thermally activated shut off damper installed on either the exhaust flue or combustion air intake | boiler or furnace with electrically or thermally activated shut off damper installed on either the exhaust flue or combustion air intake | boiler or furnace with electrically or thermally activated shut off damper installed on either the exhaust flue or combustion air intake | boiler or furnace with electrically or thermally activated shut off damper installed on either the exhaust flue or combustion air intake | boiler or furnace with electrically or thermally activated shut off damper installed on either the exhaust flue or combustion air intake | boiler or furnace with electrically or thermally activated shut off damper installed on either the exhaust flue or combustion air intake | boiler or furnace with electrically or thermally activated shut off damper installed on either the exhaust flue or combustion air intake | boiler or furnace with electrically or thermally activated shut off damper installed on either the exhaust flue or combustion air intake | boiler or furnace with electrically or thermally activated shut off damper installed on either the exhaust flue or combustion air intake | boiler or furnace with electrically or thermally activated shut off damper installed on either the exhaust flue or combustion air intake | boiler or furnace with electrically or thermally activated shut off damper installed on either the exhaust flue or combustion air intake | boiler or furnace with electrically or thermally activated shut off damper installed on either the exhaust flue or combustion air intake | boiler or furnace with electrically or thermally activated shut off damper installed on either the exhaust flue or combustion air intake | boiler or furnace with electrically or thermally activated shut off damper installed on either the exhaust flue or combustion air intake | boiler or furnace with electrically or thermally activated shut off damper installed on either the exhaust flue or combustion air intake | boiler or furnace with electrically or thermally activated shut off damper installed on either the exhaust flue or combustion air intake | boiler or furnace with electrically or thermally activated shut off damper installed on either the exhaust flue or combustion air intake | boiler or furnace with electrically or thermally activated shut off damper installed on either the exhaust flue or combustion air intake | boiler or furnace with electrically or thermally activated shut off damper installed on either the exhaust flue or combustion air intake | boiler or furnace with electrically or thermally activated shut off damper installed on either the exhaust flue or combustion air intake | boiler or furnace with electrically or thermally activated shut off damper installed on either the exhaust flue or combustion air intake | boiler or furnace with electrically or thermally activated shut off damper installed on either the exhaust flue or combustion air intake | boiler or furnace with electrically or thermally activated shut off damper installed on either the exhaust flue or combustion air intake | 2242.39 | 2242.39 | 2242.39 | 2242.39 | 2242.39 | 2242.39 | 2242.39 | 2242.39 | 2242.39 | 2242.39 | 2242.39 | 2242.39 | 2242.39 | 2242.39 | 2242.39 | 2242.39 | 2242.39 | 2242.39 | 2242.39 | 2242.39 | 2242.39 | 2242.39 | 2242.39 | 2242.39 | 2242.39 | 2242.39 | 2242.39 | 2242.39 | 25.0101 | 25.0101 | 25.0101 | 25.0101 | 25.0101 | 25.0101 | 25.0101 | 25.0101 | 25.0101 | 25.0101 | 25.0101 | 25.0101 | 25.0101 | 25.0101 | 25.0101 | 25.0101 | 25.0101 | 25.0101 | 25.0101 | 25.0101 | 25.0101 | 25.0101 | 25.0101 | 25.0101 | 25.0101 | 25.0101 | 25.0101 | 25.0101 | 0 | 0 | 0 | 0 | 0 | 0 | 0 | 0 | 0 | 0 | 0 | 0 | 0 | 0 | 0 | 0 | 0 | 0 | 0 | 0 | 0 | 0 | 0 | 0 | 0 | 0 | 0 | 0 | 0 | 0 | 0 | 0 | 0 | 0 | 0 | 0 | 0 | 0 | 0 | 0 | 0 | 0 | 0 | 0 | 0 | 0 | 0 | 0 | 0 | 0 | 0 | 0 | 0 | 0 | 0 | 0 | 0 | 0 | 0 | 0 | 0 | 0 | 0 | 0 | 0 | 0 | 0 | 0 | 0 | 0 | 0 | 0 | 0 | 0 | 0 | 0 | 0 | 0 | 0 | 0 | 0 | 0 | 0 | 0 | 0 | 0 | 0 | 0 | 0 | 0 | 0 | 0 | 0 | 0 | 0 | 0 | 0 | 0 | 0 | 0 | 0 | 0 | 0 | 0 | 0 | 0 | 0 | 0 | 0 | 0 | 0 | 0 | boiler or furnace with electrically or thermally activated shut off damper installed on either the exhaust flue or combustion air intake | boiler or furnace with electrically or thermally activated shut off damper installed on either the exhaust flue or combustion air intake | boiler or furnace with electrically or thermally activated shut off damper installed on either the exhaust flue or combustion air intake | boiler or furnace with electrically or thermally activated shut off damper installed on either the exhaust flue or combustion air intake | boiler or furnace with electrically or thermally activated shut off damper installed on either the exhaust flue or combustion air intake | boiler or furnace with electrically or thermally activated shut off damper installed on either the exhaust flue or combustion air intake | boiler or furnace with electrically or thermally activated shut off damper installed on either the exhaust flue or combustion air intake | boiler or furnace with electrically or thermally activated shut off damper installed on either the exhaust flue or combustion air intake | boiler or furnace with electrically or thermally activated shut off damper installed on either the exhaust flue or combustion air intake | boiler or furnace with electrically or thermally activated shut off damper installed on either the exhaust flue or combustion air intake | boiler or furnace with electrically or thermally activated shut off damper installed on either the exhaust flue or combustion air intake | boiler or furnace with electrically or thermally activated shut off damper installed on either the exhaust flue or combustion air intake | boiler or furnace with electrically or thermally activated shut off damper installed on either the exhaust flue or combustion air intake | boiler or furnace with electrically or thermally activated shut off damper installed on either the exhaust flue or combustion air intake | boiler or furnace with electrically or thermally activated shut off damper installed on either the exhaust flue or combustion air intake | boiler or furnace with electrically or thermally activated shut off damper installed on either the exhaust flue or combustion air intake | boiler or furnace with electrically or thermally activated shut off damper installed on either the exhaust flue or combustion air intake | boiler or furnace with electrically or thermally activated shut off damper installed on either the exhaust flue or combustion air intake | boiler or furnace with electrically or thermally activated shut off damper installed on either the exhaust flue or combustion air intake | boiler or furnace with electrically or thermally activated shut off damper installed on either the exhaust flue or combustion air intake | boiler or furnace with electrically or thermally activated shut off damper installed on either the exhaust flue or combustion air intake | boiler or furnace with electrically or thermally activated shut off damper installed on either the exhaust flue or combustion air intake | boiler or furnace with electrically or thermally activated shut off damper installed on either the exhaust flue or combustion air intake | boiler or furnace with electrically or thermally activated shut off damper installed on either the exhaust flue or combustion air intake | boiler or furnace with electrically or thermally activated shut off damper installed on either the exhaust flue or combustion air intake | boiler or furnace with electrically or thermally activated shut off damper installed on either the exhaust flue or combustion air intake | boiler or furnace with electrically or thermally activated shut off damper installed on either the exhaust flue or combustion air intake | boiler or furnace with electrically or thermally activated shut off damper installed on either the exhaust flue or combustion air intake | 2242.39 | 2242.39 | 2242.39 | 2242.39 | 2242.39 | 2242.39 | 2242.39 | 2242.39 | 2242.39 | 2242.39 | 2242.39 | 2242.39 | 2242.39 | 2242.39 | 2242.39 | 2242.39 | 2242.39 | 2242.39 | 2242.39 | 2242.39 | 2242.39 | 2242.39 | 2242.39 | 2242.39 | 2242.39 | 2242.39 | 2242.39 | 2242.39 | 25.0101 | 25.0101 | 25.0101 | 25.0101 | 25.0101 | 25.0101 | 25.0101 | 25.0101 | 25.0101 | 25.0101 | 25.0101 | 25.0101 | 25.0101 | 25.0101 | 25.0101 | 25.0101 | 25.0101 | 25.0101 | 25.0101 | 25.0101 | 25.0101 | 25.0101 | 25.0101 | 25.0101 | 25.0101 | 25.0101 | 25.0101 | 25.0101 | 0 | 0 | 0 | 0 | 0 | 0 | 0 | 0 | 0 | 0 | 0 | 0 | 0 | 0 | 0 | 0 | 0 | 0 | 0 | 0 | 0 | 0 | 0 | 0 | 0 | 0 | 0 | 0 | 0 | 0 | 0 | 0 | 0 | 0 | 0 | 0 | 0 | 0 | 0 | 0 | 0 | 0 | 0 | 0 | 0 | 0 | 0 | 0 | 0 | 0 | 0 | 0 | 0 | 0 | 0 | 0 | 0 | 0 | 0 | 0 | 0 | 0 | 0 | 0 | 0 | 0 | 0 | 0 | 0 | 0 | 0 | 0 | 0 | 0 | 0 | 0 | 0 | 0 | 0 | 0 | 0 | 0 | 0 | 0 | 0 | 0
Gas Furnace - Maintenance_Miscellaneous_Existing_Furnace with a tune-up performed adhering to program requirements | Gas Furnace - Maintenance_Miscellaneous_Existing | Gas Furnace - Maintenance_Commercial_Existing_Furnace or a gas-fired rooftop unit assumed not to have had a tune-up in the past 3 years_Furnace with a tune-up performed adhering to program requirements | Commercial | Miscellaneous | Existing | Space Heating | Natural Gas | Gas Furnace - Maintenance | NEQ | Furnace or a gas-fired rooftop unit assumed not to have had a tune-up in the past 3 years | 3 | 3 | 3 | 0.054932 | 0 | 0 | 0.2 | 0.3 | Retro5Med | 8.35569166605469E-06 | TBD | A | WCM817 | 0.7 | 0.42 | kBtuh heat | 0.0321 | 11349.77896678787 | 11349.779 | 8951.938340001703 | 8951.9383 | IL TRM v12 - 4.4.31 - Small Business Furnace and Rooftop Unit Tune-Up - CI-HVC-FTUN-V05-230101 | IL TRM v12 - 4.4.2 - Space Heating Boiler Tune-up - CI-HVC-BLRT-V07-210101 ¦ MN TRM v4.1 - Commercial HVAC - Force-Air Heating Maintenance | IL TRM v12 - 4.4.31 - Small Business Furnace and Rooftop Unit Tune-Up - CI-HVC-FTUN-V05-230101 ¦ Typical Savings % from Example lines up with MN TRM's 1.6% from a WI FOE 2010 evaluation. | 0 | 0 | 1.2191 | Furnace or a gas-fired rooftop unit assumed not to have had a tune-up in the past 3 years | Furnace or a gas-fired rooftop unit assumed not to have had a tune-up in the past 3 years | Furnace or a gas-fired rooftop unit assumed not to have had a tune-up in the past 3 years | Furnace or a gas-fired rooftop unit assumed not to have had a tune-up in the past 3 years | Furnace or a gas-fired rooftop unit assumed not to have had a tune-up in the past 3 years | Furnace or a gas-fired rooftop unit assumed not to have had a tune-up in the past 3 years | Furnace or a gas-fired rooftop unit assumed not to have had a tune-up in the past 3 years | Furnace or a gas-fired rooftop unit assumed not to have had a tune-up in the past 3 years | Furnace or a gas-fired rooftop unit assumed not to have had a tune-up in the past 3 years | Furnace or a gas-fired rooftop unit assumed not to have had a tune-up in the past 3 years | Furnace or a gas-fired rooftop unit assumed not to have had a tune-up in the past 3 years | Furnace or a gas-fired rooftop unit assumed not to have had a tune-up in the past 3 years | Furnace or a gas-fired rooftop unit assumed not to have had a tune-up in the past 3 years | Furnace or a gas-fired rooftop unit assumed not to have had a tune-up in the past 3 years | Furnace or a gas-fired rooftop unit assumed not to have had a tune-up in the past 3 years | Furnace or a gas-fired rooftop unit assumed not to have had a tune-up in the past 3 years | Furnace or a gas-fired rooftop unit assumed not to have had a tune-up in the past 3 years | Furnace or a gas-fired rooftop unit assumed not to have had a tune-up in the past 3 years | Furnace or a gas-fired rooftop unit assumed not to have had a tune-up in the past 3 years | Furnace or a gas-fired rooftop unit assumed not to have had a tune-up in the past 3 years | Furnace or a gas-fired rooftop unit assumed not to have had a tune-up in the past 3 years | Furnace or a gas-fired rooftop unit assumed not to have had a tune-up in the past 3 years | Furnace or a gas-fired rooftop unit assumed not to have had a tune-up in the past 3 years | Furnace or a gas-fired rooftop unit assumed not to have had a tune-up in the past 3 years | Furnace or a gas-fired rooftop unit assumed not to have had a tune-up in the past 3 years | Furnace or a gas-fired rooftop unit assumed not to have had a tune-up in the past 3 years | Furnace or a gas-fired rooftop unit assumed not to have had a tune-up in the past 3 years | Furnace or a gas-fired rooftop unit assumed not to have had a tune-up in the past 3 years | 0 | 0 | 0 | 303.5233 | 365.0529 | 436.1661 | 492.6885 | 544.7861 | 614.6168 | 648.0514 | 634.5389 | 572.5095 | 471.4325 | 350.223 | 223.2497 | 125.2816 | 58.4878 | 24.0603 | 8.5263 | 2.6022 | 0.55553 | 0.050229 | 0.032943 | 0 | 0 | 0 | 0 | 0 | 0 | 0 | 0 | 303.5233 | 662.3659 | 1082.8863 | 1546.4206 | 2043.9105 | 2586.9538 | 3134.5083 | 3638.8841 | 4056.4171 | 4357.3248 | 4533.2689 | 4589.5844 | 4560.949 | 4480.843 | 4380.952 | 4277.8539 | 4182.3746 | 4097.194 | 4024.4949 | 3959.2955 | 3904.2309 | 3853.1896 | 3805.8563 | 3761.9408 | 3721.1755 | 0 | 0 | 0 | 183.79255088270912 | 225.66794090720205 | 276.1515196576593 | 320.56840270239974 | 365.6488578006806 | 427.48746681440986 | 468.9603897654293 | 479.07616407605383 | 451.4717902793856 | 388.07824473144956 | 300.31133053843104 | 198.75240967548768 | 115.40462497286381 | 55.565189801749256 | 23.508349531509293 | 8.548490738730655 | 2.67016390863592 | 0.5819744914678686 | 0.05357141461721807 | 0.0357142764114787 | 0 | 0 | 0 | 0 | 0 | 0 | 0 | 0 | 183.79255088270912 | 409.46049178991115 | 685.6120114475705 | 1006.1804141499701 | 1371.8292719506508 | 1799.3167387650608 | 2268.2771285304902 | 2747.353292606544 | 3198.8250828859295 | 3586.903327617379 | 3887.21465815581 | 4085.9670678312978 | 4201.371692804161 | 4256.936882605911 | 4280.44523213742 | 4288.993722876151 | 4291.663886784787 | 4292.245861276255 | 4292.299432690872 | 4292.335146967283 | 4292.335146967283 | 4292.335146967283 | 4292.335146967283 | 4292.335146967283 | 4292.335146967283 | Furnace with a tune-up performed adhering to program requirements | Furnace with a tune-up performed adhering to program requirements | Furnace with a tune-up performed adhering to program requirements | Furnace with a tune-up performed adhering to program requirements | Furnace with a tune-up performed adhering to program requirements | Furnace with a tune-up performed adhering to program requirements | Furnace with a tune-up performed adhering to program requirements | Furnace with a tune-up performed adhering to program requirements | Furnace with a tune-up performed adhering to program requirements | Furnace with a tune-up performed adhering to program requirements | Furnace with a tune-up performed adhering to program requirements | Furnace with a tune-up performed adhering to program requirements | Furnace with a tune-up performed adhering to program requirements | Furnace with a tune-up performed adhering to program requirements | Furnace with a tune-up performed adhering to program requirements | Furnace with a tune-up performed adhering to program requirements | Furnace with a tune-up performed adhering to program requirements | Furnace with a tune-up performed adhering to program requirements | Furnace with a tune-up performed adhering to program requirements | Furnace with a tune-up performed adhering to program requirements | Furnace with a tune-up performed adhering to program requirements | Furnace with a tune-up performed adhering to program requirements | Furnace with a tune-up performed adhering to program requirements | Furnace with a tune-up performed adhering to program requirements | Furnace with a tune-up performed adhering to program requirements | Furnace with a tune-up performed adhering to program requirements | Furnace with a tune-up performed adhering to program requirements | Furnace with a tune-up performed adhering to program requirements | 1.2191 | 1.2191 | 1.2191 | 1.2191 | 1.2191 | 1.2191 | 1.2191 | 1.2191 | 1.2191 | 1.2191 | 1.2191 | 1.2191 | 1.2191 | 1.2191 | 1.2191 | 1.2191 | 1.2191 | 1.2191 | 1.2191 | 1.2191 | 1.2191 | 1.2191 | 1.2191 | 1.2191 | 1.2191 | 1.2191 | 1.2191 | 1.2191 | 0.0549 | 0.0549 | 0.0549 | 0.0549 | 0.0549 | 0.0549 | 0.0549 | 0.0549 | 0.0549 | 0.0549 | 0.0549 | 0.0549 | 0.0549 | 0.0549 | 0.0549 | 0.0549 | 0.0549 | 0.0549 | 0.0549 | 0.0549 | 0.0549 | 0.0549 | 0.0549 | 0.0549 | 0.0549 | 0.0549 | 0.0549 | 0.0549 | 0 | 0 | 0 | 0 | 0 | 0 | 0 | 0 | 0 | 0 | 0 | 0 | 0 | 0 | 0 | 0 | 0 | 0 | 0 | 0 | 0 | 0 | 0 | 0 | 0 | 0 | 0 | 0 | 0 | 0 | 0 | 0 | 0 | 0 | 0 | 0 | 0 | 0 | 0 | 0 | 0 | 0 | 0 | 0 | 0 | 0 | 0 | 0 | 0 | 0 | 0 | 0 | 0 | 0 | 0 | 0 | 0 | 0 | 0 | 0 | 0 | 0 | 0 | 0 | 0 | 0 | 0 | 0 | 0 | 0 | 0 | 0 | 0 | 0 | 0 | 0 | 0 | 0 | 0 | 0 | 0 | 0 | 0 | 0 | 0 | 0 | 0 | 0 | 0 | 0 | 0 | 0 | 0 | 0 | 0 | 0 | 0 | 0 | 0 | 0 | 0 | 0 | 0 | 0 | 0 | 0 | 0 | 0 | 0 | 0 | 0 | 0 | Furnace with a tune-up performed adhering to program requirements | Furnace with a tune-up performed adhering to program requirements | Furnace with a tune-up performed adhering to program requirements | Furnace with a tune-up performed adhering to program requirements | Furnace with a tune-up performed adhering to program requirements | Furnace with a tune-up performed adhering to program requirements | Furnace with a tune-up performed adhering to program requirements | Furnace with a tune-up performed adhering to program requirements | Furnace with a tune-up performed adhering to program requirements | Furnace with a tune-up performed adhering to program requirements | Furnace with a tune-up performed adhering to program requirements | Furnace with a tune-up performed adhering to program requirements | Furnace with a tune-up performed adhering to program requirements | Furnace with a tune-up performed adhering to program requirements | Furnace with a tune-up performed adhering to program requirements | Furnace with a tune-up performed adhering to program requirements | Furnace with a tune-up performed adhering to program requirements | Furnace with a tune-up performed adhering to program requirements | Furnace with a tune-up performed adhering to program requirements | Furnace with a tune-up performed adhering to program requirements | Furnace with a tune-up performed adhering to program requirements | Furnace with a tune-up performed adhering to program requirements | Furnace with a tune-up performed adhering to program requirements | Furnace with a tune-up performed adhering to program requirements | Furnace with a tune-up performed adhering to program requirements | Furnace with a tune-up performed adhering to program requirements | Furnace with a tune-up performed adhering to program requirements | Furnace with a tune-up performed adhering to program requirements | 1.2191 | 1.2191 | 1.2191 | 1.2191 | 1.2191 | 1.2191 | 1.2191 | 1.2191 | 1.2191 | 1.2191 | 1.2191 | 1.2191 | 1.2191 | 1.2191 | 1.2191 | 1.2191 | 1.2191 | 1.2191 | 1.2191 | 1.2191 | 1.2191 | 1.2191 | 1.2191 | 1.2191 | 1.2191 | 1.2191 | 1.2191 | 1.2191 | 0.0549 | 0.0549 | 0.0549 | 0.0549 | 0.0549 | 0.0549 | 0.0549 | 0.0549 | 0.0549 | 0.0549 | 0.0549 | 0.0549 | 0.0549 | 0.0549 | 0.0549 | 0.0549 | 0.0549 | 0.0549 | 0.0549 | 0.0549 | 0.0549 | 0.0549 | 0.0549 | 0.0549 | 0.0549 | 0.0549 | 0.0549 | 0.0549 | 0 | 0 | 0 | 0 | 0 | 0 | 0 | 0 | 0 | 0 | 0 | 0 | 0 | 0 | 0 | 0 | 0 | 0 | 0 | 0 | 0 | 0 | 0 | 0 | 0 | 0 | 0 | 0 | 0 | 0 | 0 | 0 | 0 | 0 | 0 | 0 | 0 | 0 | 0 | 0 | 0 | 0 | 0 | 0 | 0 | 0 | 0 | 0 | 0 | 0 | 0 | 0 | 0 | 0 | 0 | 0 | 0 | 0 | 0 | 0 | 0 | 0 | 0 | 0 | 0 | 0 | 0 | 0 | 0 | 0 | 0 | 0 | 0 | 0 | 0 | 0 | 0 | 0 | 0 | 0 | 0 | 0 | 0 | 0 | 0 | 0
Gas Furnace - Maintenance_Retail_Existing_Furnace with a tune-up performed adhering to program requirements | Gas Furnace - Maintenance_Retail_Existing | Gas Furnace - Maintenance_Commercial_Existing_Furnace or a gas-fired rooftop unit assumed not to have had a tune-up in the past 3 years_Furnace with a tune-up performed adhering to program requirements | Commercial | Retail | Existing | Space Heating | Natural Gas | Gas Furnace - Maintenance | NEQ | Furnace or a gas-fired rooftop unit assumed not to have had a tune-up in the past 3 years | 3 | 3 | 3 | 0.052757 | 0 | 0 | 0.2 | 0.3 | Retro5Med | 8.35569166605469E-06 | TBD | A | WCM217 | 0.7 | 0.42 | kBtuh heat | 0.0321 | 11819.199152214287 | 11819.1992 | 9322.185246816905 | 9322.1852 | IL TRM v12 - 4.4.31 - Small Business Furnace and Rooftop Unit Tune-Up - CI-HVC-FTUN-V05-230101 | IL TRM v12 - 4.4.2 - Space Heating Boiler Tune-up - CI-HVC-BLRT-V07-210101 ¦ MN TRM v4.1 - Commercial HVAC - Force-Air Heating Maintenance | IL TRM v12 - 4.4.31 - Small Business Furnace and Rooftop Unit Tune-Up - CI-HVC-FTUN-V05-230101 ¦ Typical Savings % from Example lines up with MN TRM's 1.6% from a WI FOE 2010 evaluation. | 0 | 0 | 1.2191 | Furnace or a gas-fired rooftop unit assumed not to have had a tune-up in the past 3 years | Furnace or a gas-fired rooftop unit assumed not to have had a tune-up in the past 3 years | Furnace or a gas-fired rooftop unit assumed not to have had a tune-up in the past 3 years | Furnace or a gas-fired rooftop unit assumed not to have had a tune-up in the past 3 years | Furnace or a gas-fired rooftop unit assumed not to have had a tune-up in the past 3 years | Furnace or a gas-fired rooftop unit assumed not to have had a tune-up in the past 3 years | Furnace or a gas-fired rooftop unit assumed not to have had a tune-up in the past 3 years | Furnace or a gas-fired rooftop unit assumed not to have had a tune-up in the past 3 years | Furnace or a gas-fired rooftop unit assumed not to have had a tune-up in the past 3 years | Furnace or a gas-fired rooftop unit assumed not to have had a tune-up in the past 3 years | Furnace or a gas-fired rooftop unit assumed not to have had a tune-up in the past 3 years | Furnace or a gas-fired rooftop unit assumed not to have had a tune-up in the past 3 years | Furnace or a gas-fired rooftop unit assumed not to have had a tune-up in the past 3 years | Furnace or a gas-fired rooftop unit assumed not to have had a tune-up in the past 3 years | Furnace or a gas-fired rooftop unit assumed not to have had a tune-up in the past 3 years | Furnace or a gas-fired rooftop unit assumed not to have had a tune-up in the past 3 years | Furnace or a gas-fired rooftop unit assumed not to have had a tune-up in the past 3 years | Furnace or a gas-fired rooftop unit assumed not to have had a tune-up in the past 3 years | Furnace or a gas-fired rooftop unit assumed not to have had a tune-up in the past 3 years | Furnace or a gas-fired rooftop unit assumed not to have had a tune-up in the past 3 years | Furnace or a gas-fired rooftop unit assumed not to have had a tune-up in the past 3 years | Furnace or a gas-fired rooftop unit assumed not to have had a tune-up in the past 3 years | Furnace or a gas-fired rooftop unit assumed not to have had a tune-up in the past 3 years | Furnace or a gas-fired rooftop unit assumed not to have had a tune-up in the past 3 years | Furnace or a gas-fired rooftop unit assumed not to have had a tune-up in the past 3 years | Furnace or a gas-fired rooftop unit assumed not to have had a tune-up in the past 3 years | Furnace or a gas-fired rooftop unit assumed not to have had a tune-up in the past 3 years | Furnace or a gas-fired rooftop unit assumed not to have had a tune-up in the past 3 years | 0 | 0 | 0 | 406.9094 | 487.9701 | 581.3955 | 655.0101 | 722.5627 | 813.6219 | 856.5627 | 837.61 | 754.8754 | 620.8367 | 460.5393 | 292.985 | 163.9658 | 76.2652 | 31.2223 | 10.9946 | 3.3315 | 0.70582 | 0.063304 | 0.041192 | 0 | 0 | 0 | 0 | 0 | 0 | 0 | 0 | 406.9094 | 885.3915 | 1443.453 | 2055.9054 | 2710.8868 | 3424.5766 | 4143.0401 | 4803.4337 | 5348.5391 | 5738.227 | 5961.1968 | 6023.2082 | 5969.2675 | 5842.798 | 5685.0229 | 5516.2505 | 5354.6194 | 5205.6549 | 5072.1338 | 4950.6978 | 4842.5812 | 4742.8085 | 4650.7079 | 4565.6629 | 4487.1083 | 0 | 0 | 0 | 514.6056473462627 | 631.8536646784967 | 773.2039783798076 | 897.567989557435 | 1023.7899537616302 | 1196.9335184472886 | 1313.0546575252863 | 1341.3780828356503 | 1264.0878630797472 | 1086.5905902708546 | 840.8496748911816 | 556.4921535256096 | 323.1244762406766 | 155.57845152328878 | 65.82165256754521 | 23.935146388198273 | 7.476262885110687 | 1.6294858441349918 | 0.1499960274012505 | 0.09999735160083363 | 0 | 0 | 0 | 0 | 0 | 0 | 0 | 0 | 514.6056473462627 | 1146.4593120247594 | 1919.663290404567 | 2817.231279962002 | 3841.0212337236326 | 5037.954752170921 | 6351.0094096962075 | 7692.387492531858 | 8956.475355611605 | 10043.065945882458 | 10883.91562077364 | 11440.407774299249 | 11763.532250539925 | 11919.110702063215 | 11984.932354630759 | 12008.867501018956 | 12016.343763904068 | 12017.973249748202 | 12018.123245775603 | 12018.223243127204 | 12018.223243127204 | 12018.223243127204 | 12018.223243127204 | 12018.223243127204 | 12018.223243127204 | Furnace with a tune-up performed adhering to program requirements | Furnace with a tune-up performed adhering to program requirements | Furnace with a tune-up performed adhering to program requirements | Furnace with a tune-up performed adhering to program requirements | Furnace with a tune-up performed adhering to program requirements | Furnace with a tune-up performed adhering to program requirements | Furnace with a tune-up performed adhering to program requirements | Furnace with a tune-up performed adhering to program requirements | Furnace with a tune-up performed adhering to program requirements | Furnace with a tune-up performed adhering to program requirements | Furnace with a tune-up performed adhering to program requirements | Furnace with a tune-up performed adhering to program requirements | Furnace with a tune-up performed adhering to program requirements | Furnace with a tune-up performed adhering to program requirements | Furnace with a tune-up performed adhering to program requirements | Furnace with a tune-up performed adhering to program requirements | Furnace with a tune-up performed adhering to program requirements | Furnace with a tune-up performed adhering to program requirements | Furnace with a tune-up performed adhering to program requirements | Furnace with a tune-up performed adhering to program requirements | Furnace with a tune-up performed adhering to program requirements | Furnace with a tune-up performed adhering to program requirements | Furnace with a tune-up performed adhering to program requirements | Furnace with a tune-up performed adhering to program requirements | Furnace with a tune-up performed adhering to program requirements | Furnace with a tune-up performed adhering to program requirements | Furnace with a tune-up performed adhering to program requirements | Furnace with a tune-up performed adhering to program requirements | 1.2191 | 1.2191 | 1.2191 | 1.2191 | 1.2191 | 1.2191 | 1.2191 | 1.2191 | 1.2191 | 1.2191 | 1.2191 | 1.2191 | 1.2191 | 1.2191 | 1.2191 | 1.2191 | 1.2191 | 1.2191 | 1.2191 | 1.2191 | 1.2191 | 1.2191 | 1.2191 | 1.2191 | 1.2191 | 1.2191 | 1.2191 | 1.2191 | 0.0528 | 0.0528 | 0.0528 | 0.0528 | 0.0528 | 0.0528 | 0.0528 | 0.0528 | 0.0528 | 0.0528 | 0.0528 | 0.0528 | 0.0528 | 0.0528 | 0.0528 | 0.0528 | 0.0528 | 0.0528 | 0.0528 | 0.0528 | 0.0528 | 0.0528 | 0.0528 | 0.0528 | 0.0528 | 0.0528 | 0.0528 | 0.0528 | 0 | 0 | 0 | 0 | 0 | 0 | 0 | 0 | 0 | 0 | 0 | 0 | 0 | 0 | 0 | 0 | 0 | 0 | 0 | 0 | 0 | 0 | 0 | 0 | 0 | 0 | 0 | 0 | 0 | 0 | 0 | 0 | 0 | 0 | 0 | 0 | 0 | 0 | 0 | 0 | 0 | 0 | 0 | 0 | 0 | 0 | 0 | 0 | 0 | 0 | 0 | 0 | 0 | 0 | 0 | 0 | 0 | 0 | 0 | 0 | 0 | 0 | 0 | 0 | 0 | 0 | 0 | 0 | 0 | 0 | 0 | 0 | 0 | 0 | 0 | 0 | 0 | 0 | 0 | 0 | 0 | 0 | 0 | 0 | 0 | 0 | 0 | 0 | 0 | 0 | 0 | 0 | 0 | 0 | 0 | 0 | 0 | 0 | 0 | 0 | 0 | 0 | 0 | 0 | 0 | 0 | 0 | 0 | 0 | 0 | 0 | 0 | Furnace with a tune-up performed adhering to program requirements | Furnace with a tune-up performed adhering to program requirements | Furnace with a tune-up performed adhering to program requirements | Furnace with a tune-up performed adhering to program requirements | Furnace with a tune-up performed adhering to program requirements | Furnace with a tune-up performed adhering to program requirements | Furnace with a tune-up performed adhering to program requirements | Furnace with a tune-up performed adhering to program requirements | Furnace with a tune-up performed adhering to program requirements | Furnace with a tune-up performed adhering to program requirements | Furnace with a tune-up performed adhering to program requirements | Furnace with a tune-up performed adhering to program requirements | Furnace with a tune-up performed adhering to program requirements | Furnace with a tune-up performed adhering to program requirements | Furnace with a tune-up performed adhering to program requirements | Furnace with a tune-up performed adhering to program requirements | Furnace with a tune-up performed adhering to program requirements | Furnace with a tune-up performed adhering to program requirements | Furnace with a tune-up performed adhering to program requirements | Furnace with a tune-up performed adhering to program requirements | Furnace with a tune-up performed adhering to program requirements | Furnace with a tune-up performed adhering to program requirements | Furnace with a tune-up performed adhering to program requirements | Furnace with a tune-up performed adhering to program requirements | Furnace with a tune-up performed adhering to program requirements | Furnace with a tune-up performed adhering to program requirements | Furnace with a tune-up performed adhering to program requirements | Furnace with a tune-up performed adhering to program requirements | 1.2191 | 1.2191 | 1.2191 | 1.2191 | 1.2191 | 1.2191 | 1.2191 | 1.2191 | 1.2191 | 1.2191 | 1.2191 | 1.2191 | 1.2191 | 1.2191 | 1.2191 | 1.2191 | 1.2191 | 1.2191 | 1.2191 | 1.2191 | 1.2191 | 1.2191 | 1.2191 | 1.2191 | 1.2191 | 1.2191 | 1.2191 | 1.2191 | 0.0528 | 0.0528 | 0.0528 | 0.0528 | 0.0528 | 0.0528 | 0.0528 | 0.0528 | 0.0528 | 0.0528 | 0.0528 | 0.0528 | 0.0528 | 0.0528 | 0.0528 | 0.0528 | 0.0528 | 0.0528 | 0.0528 | 0.0528 | 0.0528 | 0.0528 | 0.0528 | 0.0528 | 0.0528 | 0.0528 | 0.0528 | 0.0528 | 0 | 0 | 0 | 0 | 0 | 0 | 0 | 0 | 0 | 0 | 0 | 0 | 0 | 0 | 0 | 0 | 0 | 0 | 0 | 0 | 0 | 0 | 0 | 0 | 0 | 0 | 0 | 0 | 0 | 0 | 0 | 0 | 0 | 0 | 0 | 0 | 0 | 0 | 0 | 0 | 0 | 0 | 0 | 0 | 0 | 0 | 0 | 0 | 0 | 0 | 0 | 0 | 0 | 0 | 0 | 0 | 0 | 0 | 0 | 0 | 0 | 0 | 0 | 0 | 0 | 0 | 0 | 0 | 0 | 0 | 0 | 0 | 0 | 0 | 0 | 0 | 0 | 0 | 0 | 0 | 0 | 0 | 0 | 0 | 0 | 0
Gas-Fired Combination Heat Pump Conversion_Office_Existing_Gas-fired heat pump, COP 1.3 | Gas-Fired Combination Heat Pump Conversion_Office_Existing | Gas-Fired Combination Heat Pump Conversion_Commercial_Existing_Federal standard gas-fired central heating and DHW system_Gas-fired heat pump, COP 1.3 | Commercial | Office | Existing | Water Heating | Natural Gas | Gas-Fired Combination Heat Pump Conversion | NEQ | Federal standard gas-fired central heating and DHW system | 20 | 20 | 20 | 0.23357 | 0 | 0 | 0 | 0.1 | Retro1Slow | 0.012666666666666666 | TBD | A | WCM15 | 0.7 | 0.42 | kBtuh heat | 0.0321 | 11271.751330007479 | 11271.7513 | 8890.395415217165 | 8890.3954 | AEO 2021 - gas_eng-driven_RTHP-heat 2017 typical | EIA - Technology Forecast Updates. Appendix A. U.S. Energy Information Administration. March 3, 2023.¦ Technical Support Documents for Baseline Costs | AEG Analysis, Comparison of Baseline TE vs COP | 0 | 0 | 195.1704 | Federal standard gas-fired central heating and DHW system | Federal standard gas-fired central heating and DHW system | Federal standard gas-fired central heating and DHW system | Federal standard gas-fired central heating and DHW system | Federal standard gas-fired central heating and DHW system | Federal standard gas-fired central heating and DHW system | Federal standard gas-fired central heating and DHW system | Federal standard gas-fired central heating and DHW system | Federal standard gas-fired central heating and DHW system | Federal standard gas-fired central heating and DHW system | Federal standard gas-fired central heating and DHW system | Federal standard gas-fired central heating and DHW system | Federal standard gas-fired central heating and DHW system | Federal standard gas-fired central heating and DHW system | Federal standard gas-fired central heating and DHW system | Federal standard gas-fired central heating and DHW system | Federal standard gas-fired central heating and DHW system | Federal standard gas-fired central heating and DHW system | Federal standard gas-fired central heating and DHW system | Federal standard gas-fired central heating and DHW system | Federal standard gas-fired central heating and DHW system | Federal standard gas-fired central heating and DHW system | Federal standard gas-fired central heating and DHW system | Federal standard gas-fired central heating and DHW system | Federal standard gas-fired central heating and DHW system | Federal standard gas-fired central heating and DHW system | Federal standard gas-fired central heating and DHW system | Federal standard gas-fired central heating and DHW system | 0 | 0 | 0 | 119.6947 | 236.3001 | 413.7091 | 662.4804 | 988.1942 | 1388.4461 | 1849.5919 | 2349.4023 | 2846.8062 | 3294.9375 | 3634.1356 | 3806.4578 | 3761.7153 | 3494.9851 | 3043.7239 | 2497.358 | 1897.9077 | 1307.728 | 687.9354 | 457.5519 | 3.1805e-16 | 3.1786e-16 | 3.177e-16 | 3.1758e-16 | 3.1748e-16 | 0 | 0 | 0 | 119.6947 | 354.5131 | 763.2772 | 1413.8776 | 2377.6645 | 3720.9881 | 5493.5937 | 7732.2487 | 10422.0591 | 13524.134 | 16929.3609 | 20474.9261 | 23911.847 | 27062.4827 | 29849.488 | 32112.4253 | 33811.3001 | 34959.2748 | 35533.0214 | 35907.5389 | 35880.5417 | 35858.9439 | 35841.6657 | 35827.8431 | 35816.785 | 0 | 0 | 0 | 23.92878494580501 | 47.83207157234731 | 84.92800912130342 | 138.1470471685756 | 209.68792228892693 | 300.31791034317797 | 408.51483189552846 | 529.5827672807388 | 655.0026105807606 | 772.40367469393 | 866.5867262476416 | 921.8851174153695 | 925.733865971585 | 872.6602905118368 | 767.2635714989481 | 634.5184959893862 | 485.22002634482465 | 335.9215567002632 | 177.2919327029167 | 118.19462180194452 | 8.221994513795446E-17 | 8.221994513795446E-17 | 8.221994513795446E-17 | 8.221994513795446E-17 | 8.221994513795446E-17 | 0 | 0 | 0 | 23.92878494580501 | 71.76085651815232 | 156.68886563945574 | 294.8359128080313 | 504.5238350969583 | 804.8417454401363 | 1213.3565773356647 | 1742.9393446164036 | 2397.941955197164 | 3170.345629891094 | 4036.932356138736 | 4958.817473554105 | 5884.55133952569 | 6757.211630037527 | 7524.475201536477 | 8158.993697525862 | 8644.213723870687 | 8980.13528057095 | 9157.427213273866 | 9275.621835075812 | 9275.621835075812 | 9275.621835075812 | 9275.621835075812 | 9275.621835075812 | 9275.621835075812 | Gas-fired heat pump, COP 1.3 | Gas-fired heat pump, COP 1.3 | Gas-fired heat pump, COP 1.3 | Gas-fired heat pump, COP 1.3 | Gas-fired heat pump, COP 1.3 | Gas-fired heat pump, COP 1.3 | Gas-fired heat pump, COP 1.3 | Gas-fired heat pump, COP 1.3 | Gas-fired heat pump, COP 1.3 | Gas-fired heat pump, COP 1.3 | Gas-fired heat pump, COP 1.3 | Gas-fired heat pump, COP 1.3 | Gas-fired heat pump, COP 1.3 | Gas-fired heat pump, COP 1.3 | Gas-fired heat pump, COP 1.3 | Gas-fired heat pump, COP 1.3 | Gas-fired heat pump, COP 1.3 | Gas-fired heat pump, COP 1.3 | Gas-fired heat pump, COP 1.3 | Gas-fired heat pump, COP 1.3 | Gas-fired heat pump, COP 1.3 | Gas-fired heat pump, COP 1.3 | Gas-fired heat pump, COP 1.3 | Gas-fired heat pump, COP 1.3 | Gas-fired heat pump, COP 1.3 | Gas-fired heat pump, COP 1.3 | Gas-fired heat pump, COP 1.3 | Gas-fired heat pump, COP 1.3 | 195.1704 | 195.1704 | 195.1704 | 195.1704 | 195.1704 | 195.1704 | 195.1704 | 195.1704 | 195.1704 | 195.1704 | 195.1704 | 195.1704 | 195.1704 | 195.1704 | 195.1704 | 195.1704 | 195.1704 | 195.1704 | 195.1704 | 195.1704 | 195.1704 | 195.1704 | 195.1704 | 195.1704 | 195.1704 | 195.1704 | 195.1704 | 195.1704 | 0.2336 | 0.2336 | 0.2336 | 0.2336 | 0.2336 | 0.2336 | 0.2336 | 0.2336 | 0.2336 | 0.2336 | 0.2336 | 0.2336 | 0.2336 | 0.2336 | 0.2336 | 0.2336 | 0.2336 | 0.2336 | 0.2336 | 0.2336 | 0.2336 | 0.2336 | 0.2336 | 0.2336 | 0.2336 | 0.2336 | 0.2336 | 0.2336 | 0 | 0 | 0 | 0 | 0 | 0 | 0 | 0 | 0 | 0 | 0 | 0 | 0 | 0 | 0 | 0 | 0 | 0 | 0 | 0 | 0 | 0 | 0 | 0 | 0 | 0 | 0 | 0 | 0 | 0 | 0 | 0 | 0 | 0 | 0 | 0 | 0 | 0 | 0 | 0 | 0 | 0 | 0 | 0 | 0 | 0 | 0 | 0 | 0 | 0 | 0 | 0 | 0 | 0 | 0 | 0 | 0 | 0 | 0 | 0 | 0 | 0 | 0 | 0 | 0 | 0 | 0 | 0 | 0 | 0 | 0 | 0 | 0 | 0 | 0 | 0 | 0 | 0 | 0 | 0 | 0 | 0 | 0 | 0 | 0 | 0 | 0 | 0 | 0 | 0 | 0 | 0 | 0 | 0 | 0 | 0 | 0 | 0 | 0 | 0 | 0 | 0 | 0 | 0 | 0 | 0 | 0 | 0 | 0 | 0 | 0 | 0 | Gas-fired heat pump, COP 1.3 | Gas-fired heat pump, COP 1.3 | Gas-fired heat pump, COP 1.3 | Gas-fired heat pump, COP 1.3 | Gas-fired heat pump, COP 1.3 | Gas-fired heat pump, COP 1.3 | Gas-fired heat pump, COP 1.3 | Gas-fired heat pump, COP 1.3 | Gas-fired heat pump, COP 1.3 | Gas-fired heat pump, COP 1.3 | Gas-fired heat pump, COP 1.3 | Gas-fired heat pump, COP 1.3 | Gas-fired heat pump, COP 1.3 | Gas-fired heat pump, COP 1.3 | Gas-fired heat pump, COP 1.3 | Gas-fired heat pump, COP 1.3 | Gas-fired heat pump, COP 1.3 | Gas-fired heat pump, COP 1.3 | Gas-fired heat pump, COP 1.3 | Gas-fired heat pump, COP 1.3 | Gas-fired heat pump, COP 1.3 | Gas-fired heat pump, COP 1.3 | Gas-fired heat pump, COP 1.3 | Gas-fired heat pump, COP 1.3 | Gas-fired heat pump, COP 1.3 | Gas-fired heat pump, COP 1.3 | Gas-fired heat pump, COP 1.3 | Gas-fired heat pump, COP 1.3 | 195.1704 | 195.1704 | 195.1704 | 195.1704 | 195.1704 | 195.1704 | 195.1704 | 195.1704 | 195.1704 | 195.1704 | 195.1704 | 195.1704 | 195.1704 | 195.1704 | 195.1704 | 195.1704 | 195.1704 | 195.1704 | 195.1704 | 195.1704 | 195.1704 | 195.1704 | 195.1704 | 195.1704 | 195.1704 | 195.1704 | 195.1704 | 195.1704 | 0.2336 | 0.2336 | 0.2336 | 0.2336 | 0.2336 | 0.2336 | 0.2336 | 0.2336 | 0.2336 | 0.2336 | 0.2336 | 0.2336 | 0.2336 | 0.2336 | 0.2336 | 0.2336 | 0.2336 | 0.2336 | 0.2336 | 0.2336 | 0.2336 | 0.2336 | 0.2336 | 0.2336 | 0.2336 | 0.2336 | 0.2336 | 0.2336 | 0 | 0 | 0 | 0 | 0 | 0 | 0 | 0 | 0 | 0 | 0 | 0 | 0 | 0 | 0 | 0 | 0 | 0 | 0 | 0 | 0 | 0 | 0 | 0 | 0 | 0 | 0 | 0 | 0 | 0 | 0 | 0 | 0 | 0 | 0 | 0 | 0 | 0 | 0 | 0 | 0 | 0 | 0 | 0 | 0 | 0 | 0 | 0 | 0 | 0 | 0 | 0 | 0 | 0 | 0 | 0 | 0 | 0 | 0 | 0 | 0 | 0 | 0 | 0 | 0 | 0 | 0 | 0 | 0 | 0 | 0 | 0 | 0 | 0 | 0 | 0 | 0 | 0 | 0 | 0 | 0 | 0 | 0 | 0 | 0 | 0
Gas-Fired Combination Heat Pump Conversion_Office_Existing_Gas-fired heat pump, COP 1.3 | Gas-Fired Combination Heat Pump Conversion_Office_Existing | Gas-Fired Combination Heat Pump Conversion_Commercial_Existing_Federal standard gas-fired central heating and DHW system_Gas-fired heat pump, COP 1.3 | Commercial | Office | Existing | Space Heating | Natural Gas | Gas-Fired Combination Heat Pump Conversion | NEQ | Federal standard gas-fired central heating and DHW system | 20 | 20 | 20 | 1.4181 | 0 | 0 | 0 | 0.1 | Retro1Slow | 0.012666666666666666 | TBD | A | WCM14 | 0.7 | 0.42 | kBtuh heat | 0.0321 | 11271.751330007479 | 11271.7513 | 8890.395415217165 | 8890.3954 | AEO 2021 - gas_eng-driven_RTHP-heat 2017 typical | EIA - Technology Forecast Updates. Appendix A. U.S. Energy Information Administration. March 3, 2023.¦ Technical Support Documents for Baseline Costs | AEG Analysis, Comparison of Baseline TE vs COP | 0 | 0 | 195.1704 | Federal standard gas-fired central heating and DHW system | Federal standard gas-fired central heating and DHW system | Federal standard gas-fired central heating and DHW system | Federal standard gas-fired central heating and DHW system | Federal standard gas-fired central heating and DHW system | Federal standard gas-fired central heating and DHW system | Federal standard gas-fired central heating and DHW system | Federal standard gas-fired central heating and DHW system | Federal standard gas-fired central heating and DHW system | Federal standard gas-fired central heating and DHW system | Federal standard gas-fired central heating and DHW system | Federal standard gas-fired central heating and DHW system | Federal standard gas-fired central heating and DHW system | Federal standard gas-fired central heating and DHW system | Federal standard gas-fired central heating and DHW system | Federal standard gas-fired central heating and DHW system | Federal standard gas-fired central heating and DHW system | Federal standard gas-fired central heating and DHW system | Federal standard gas-fired central heating and DHW system | Federal standard gas-fired central heating and DHW system | Federal standard gas-fired central heating and DHW system | Federal standard gas-fired central heating and DHW system | Federal standard gas-fired central heating and DHW system | Federal standard gas-fired central heating and DHW system | Federal standard gas-fired central heating and DHW system | Federal standard gas-fired central heating and DHW system | Federal standard gas-fired central heating and DHW system | Federal standard gas-fired central heating and DHW system | 0 | 0 | 0 | 1102 | 2161.6997 | 3754.3883 | 5950.5313 | 8759.8153 | 12100.8987 | 15791.4253 | 19548.71 | 23013.9378 | 25790.9501 | 27503.5517 | 27861.1651 | 26718.3664 | 24142.6014 | 20432.1121 | 16331.7553 | 12126.6473 | 8187.2243 | 4234.2038 | 2773.5522 | 0 | 0 | 0 | 0 | 0 | 0 | 0 | 0 | 1102 | 3243.1257 | 6926.7001 | 12699.731 | 21076.7294 | 32429.9954 | 46903.1436 | 64337.8482 | 84253.2322 | 105859.4471 | 128123.3306 | 149865.1296 | 169838.8753 | 186941.7788 | 200375.6295 | 210002.8434 | 216036.696 | 218867.709 | 218703.7629 | 217661.5228 | 214848.7457 | 212253.5557 | 209859.0411 | 207649.616 | 205610.9151 | 0 | 0 | 0 | 36.89871148573596 | 73.75810400362728 | 130.9608537467468 | 213.025778267662 | 323.34337761428867 | 463.0968080013074 | 629.9388353356246 | 816.6282484449916 | 1010.028399058365 | 1191.0634161994956 | 1336.2957484720055 | 1421.5670811345137 | 1427.5019358661098 | 1345.6613178472242 | 1183.1372642771087 | 978.4414448498786 | 748.2199284146125 | 517.9984119793472 | 273.3880507668777 | 182.25870051125185 | 0 | 0 | 0 | 0 | 0 | 0 | 0 | 0 | 36.89871148573596 | 110.65681548936324 | 241.61766923611006 | 454.64344750377205 | 777.9868251180607 | 1241.083633119368 | 1871.0224684549928 | 2687.650716899984 | 3697.6791159583495 | 4888.742532157845 | 6225.03828062985 | 7646.605361764364 | 9074.107297630473 | 10419.768615477697 | 11602.905879754806 | 12581.347324604685 | 13329.567253019297 | 13847.565664998643 | 14120.953715765521 | 14303.212416276772 | 14303.212416276772 | 14303.212416276772 | 14303.212416276772 | 14303.212416276772 | 14303.212416276772 | Gas-fired heat pump, COP 1.3 | Gas-fired heat pump, COP 1.3 | Gas-fired heat pump, COP 1.3 | Gas-fired heat pump, COP 1.3 | Gas-fired heat pump, COP 1.3 | Gas-fired heat pump, COP 1.3 | Gas-fired heat pump, COP 1.3 | Gas-fired heat pump, COP 1.3 | Gas-fired heat pump, COP 1.3 | Gas-fired heat pump, COP 1.3 | Gas-fired heat pump, COP 1.3 | Gas-fired heat pump, COP 1.3 | Gas-fired heat pump, COP 1.3 | Gas-fired heat pump, COP 1.3 | Gas-fired heat pump, COP 1.3 | Gas-fired heat pump, COP 1.3 | Gas-fired heat pump, COP 1.3 | Gas-fired heat pump, COP 1.3 | Gas-fired heat pump, COP 1.3 | Gas-fired heat pump, COP 1.3 | Gas-fired heat pump, COP 1.3 | Gas-fired heat pump, COP 1.3 | Gas-fired heat pump, COP 1.3 | Gas-fired heat pump, COP 1.3 | Gas-fired heat pump, COP 1.3 | Gas-fired heat pump, COP 1.3 | Gas-fired heat pump, COP 1.3 | Gas-fired heat pump, COP 1.3 | 195.1704 | 195.1704 | 195.1704 | 195.1704 | 195.1704 | 195.1704 | 195.1704 | 195.1704 | 195.1704 | 195.1704 | 195.1704 | 195.1704 | 195.1704 | 195.1704 | 195.1704 | 195.1704 | 195.1704 | 195.1704 | 195.1704 | 195.1704 | 195.1704 | 195.1704 | 195.1704 | 195.1704 | 195.1704 | 195.1704 | 195.1704 | 195.1704 | 1.4181 | 1.4181 | 1.4181 | 1.4181 | 1.4181 | 1.4181 | 1.4181 | 1.4181 | 1.4181 | 1.4181 | 1.4181 | 1.4181 | 1.4181 | 1.4181 | 1.4181 | 1.4181 | 1.4181 | 1.4181 | 1.4181 | 1.4181 | 1.4181 | 1.4181 | 1.4181 | 1.4181 | 1.4181 | 1.4181 | 1.4181 | 1.4181 | 0 | 0 | 0 | 0 | 0 | 0 | 0 | 0 | 0 | 0 | 0 | 0 | 0 | 0 | 0 | 0 | 0 | 0 | 0 | 0 | 0 | 0 | 0 | 0 | 0 | 0 | 0 | 0 | 0 | 0 | 0 | 0 | 0 | 0 | 0 | 0 | 0 | 0 | 0 | 0 | 0 | 0 | 0 | 0 | 0 | 0 | 0 | 0 | 0 | 0 | 0 | 0 | 0 | 0 | 0 | 0 | 0 | 0 | 0 | 0 | 0 | 0 | 0 | 0 | 0 | 0 | 0 | 0 | 0 | 0 | 0 | 0 | 0 | 0 | 0 | 0 | 0 | 0 | 0 | 0 | 0 | 0 | 0 | 0 | 0 | 0 | 0 | 0 | 0 | 0 | 0 | 0 | 0 | 0 | 0 | 0 | 0 | 0 | 0 | 0 | 0 | 0 | 0 | 0 | 0 | 0 | 0 | 0 | 0 | 0 | 0 | 0 | Gas-fired heat pump, COP 1.3 | Gas-fired heat pump, COP 1.3 | Gas-fired heat pump, COP 1.3 | Gas-fired heat pump, COP 1.3 | Gas-fired heat pump, COP 1.3 | Gas-fired heat pump, COP 1.3 | Gas-fired heat pump, COP 1.3 | Gas-fired heat pump, COP 1.3 | Gas-fired heat pump, COP 1.3 | Gas-fired heat pump, COP 1.3 | Gas-fired heat pump, COP 1.3 | Gas-fired heat pump, COP 1.3 | Gas-fired heat pump, COP 1.3 | Gas-fired heat pump, COP 1.3 | Gas-fired heat pump, COP 1.3 | Gas-fired heat pump, COP 1.3 | Gas-fired heat pump, COP 1.3 | Gas-fired heat pump, COP 1.3 | Gas-fired heat pump, COP 1.3 | Gas-fired heat pump, COP 1.3 | Gas-fired heat pump, COP 1.3 | Gas-fired heat pump, COP 1.3 | Gas-fired heat pump, COP 1.3 | Gas-fired heat pump, COP 1.3 | Gas-fired heat pump, COP 1.3 | Gas-fired heat pump, COP 1.3 | Gas-fired heat pump, COP 1.3 | Gas-fired heat pump, COP 1.3 | 195.1704 | 195.1704 | 195.1704 | 195.1704 | 195.1704 | 195.1704 | 195.1704 | 195.1704 | 195.1704 | 195.1704 | 195.1704 | 195.1704 | 195.1704 | 195.1704 | 195.1704 | 195.1704 | 195.1704 | 195.1704 | 195.1704 | 195.1704 | 195.1704 | 195.1704 | 195.1704 | 195.1704 | 195.1704 | 195.1704 | 195.1704 | 195.1704 | 1.4181 | 1.4181 | 1.4181 | 1.4181 | 1.4181 | 1.4181 | 1.4181 | 1.4181 | 1.4181 | 1.4181 | 1.4181 | 1.4181 | 1.4181 | 1.4181 | 1.4181 | 1.4181 | 1.4181 | 1.4181 | 1.4181 | 1.4181 | 1.4181 | 1.4181 | 1.4181 | 1.4181 | 1.4181 | 1.4181 | 1.4181 | 1.4181 | 0 | 0 | 0 | 0 | 0 | 0 | 0 | 0 | 0 | 0 | 0 | 0 | 0 | 0 | 0 | 0 | 0 | 0 | 0 | 0 | 0 | 0 | 0 | 0 | 0 | 0 | 0 | 0 | 0 | 0 | 0 | 0 | 0 | 0 | 0 | 0 | 0 | 0 | 0 | 0 | 0 | 0 | 0 | 0 | 0 | 0 | 0 | 0 | 0 | 0 | 0 | 0 | 0 | 0 | 0 | 0 | 0 | 0 | 0 | 0 | 0 | 0 | 0 | 0 | 0 | 0 | 0 | 0 | 0 | 0 | 0 | 0 | 0 | 0 | 0 | 0 | 0 | 0 | 0 | 0 | 0 | 0 | 0 | 0 | 0 | 0
Insulation - Wall Cavity_Education_Existing_R-13+10ci | Insulation - Wall Cavity_Education_Existing | Insulation - Wall Cavity_Commercial_Existing_Existing/Assumed R-13_R-13+10ci | Commercial | Education | Existing | Space Heating | Natural Gas | Insulation - Wall Cavity | NEQ | Existing/Assumed R-13 | 45 | 45 | 45 | 0.015829 | 0 | 0 | 0.15 | 0.5 | Retro3Slow | 0.004128203794943829 | TBD | A | WCM402 | 0.707202044049935 | 0.424321226429961 | sqft wall | 0.0321 | 10311.959005356559 | 10311.959 | 8192.127844672994 | 8192.1278 | Regional Technical Forum. ComWeatherizationSchool - UES Workbook, Version 4.1. Northwest Power and Conservation Council. July 18, 2023. | Regional Technical Forum. ComWeatherizationSchool_v4_1 ¦ ResMFWeatherization_v6_1 - AEG Adjusted | AEG BEST | 0 | 0 | 2.828 | Existing/Assumed R-13 | Existing/Assumed R-13 | Existing/Assumed R-13 | Existing/Assumed R-13 | Existing/Assumed R-13 | Existing/Assumed R-13 | Existing/Assumed R-13 | Existing/Assumed R-13 | Existing/Assumed R-13 | Existing/Assumed R-13 | Existing/Assumed R-13 | Existing/Assumed R-13 | Existing/Assumed R-13 | Existing/Assumed R-13 | Existing/Assumed R-13 | Existing/Assumed R-13 | Existing/Assumed R-13 | Existing/Assumed R-13 | Existing/Assumed R-13 | Existing/Assumed R-13 | Existing/Assumed R-13 | Existing/Assumed R-13 | Existing/Assumed R-13 | Existing/Assumed R-13 | Existing/Assumed R-13 | Existing/Assumed R-13 | Existing/Assumed R-13 | Existing/Assumed R-13 | 0 | 0 | 0 | 499.6733 | 774.0829 | 1523.3317 | 2618.5304 | 3993.2453 | 5468.2174 | 6792.5537 | 7720.4265 | 8090.0854 | 7867.2742 | 7140.2057 | 6078.1601 | 4873.472 | 3694.3978 | 2656.5797 | 1817.1394 | 1185.8773 | 740.0989 | 371.2924 | 243.6779 | 0 | 0 | 0 | 0 | 0 | 0 | 0 | 0 | 499.6733 | 1266.5311 | 2769.5465 | 5338.9366 | 9227.292 | 14493.6082 | 20938.3849 | 28119.2258 | 35450.9921 | 42341.9014 | 48313.917 | 53081.1632 | 56554.0849 | 58814.9597 | 60054.0235 | 60499.7563 | 60409.693 | 59985.044 | 59329.5061 | 58650.3086 | 57884.4799 | 57169.8574 | 56502.3487 | 55878.1909 | 55293.9239 | 0 | 0 | 0 | 5466.466618634977 | 8592.77813361373 | 17185.556267227465 | 30074.723467648073 | 46782.90317189698 | 65496.064440655726 | 83358.6274699255 | 97251.73204824646 | 104732.63451349613 | 104732.63451349613 | 97750.45887926314 | 85531.65151935513 | 70437.83066299831 | 54784.9794045543 | 40367.87956125065 | 28257.515692875342 | 18838.343795250235 | 11988.036960613805 | 6118.895203353975 | 4079.263468902651 | 0 | 0 | 0 | 0 | 0 | 0 | 0 | 0 | 5466.466618634977 | 14059.244752248707 | 31244.80101947617 | 61319.52448712425 | 108102.42765902124 | 173598.49209967695 | 256957.11956960245 | 354208.8516178489 | 458941.48613134504 | 563674.1206448411 | 661424.5795241043 | 746956.2310434594 | 817394.0617064578 | 872179.041111012 | 912546.9206722628 | 940804.436365138 | 959642.7801603882 | 971630.817121002 | 977749.712324356 | 981828.9757932585 | 981828.9757932585 | 981828.9757932585 | 981828.9757932585 | 981828.9757932585 | 981828.9757932585 | R-13+10ci | R-13+10ci | R-13+10ci | R-13+10ci | R-13+10ci | R-13+10ci | R-13+10ci | R-13+10ci | R-13+10ci | R-13+10ci | R-13+10ci | R-13+10ci | R-13+10ci | R-13+10ci | R-13+10ci | R-13+10ci | R-13+10ci | R-13+10ci | R-13+10ci | R-13+10ci | R-13+10ci | R-13+10ci | R-13+10ci | R-13+10ci | R-13+10ci | R-13+10ci | R-13+10ci | R-13+10ci | 2.828 | 2.828 | 2.828 | 2.828 | 2.828 | 2.828 | 2.828 | 2.828 | 2.828 | 2.828 | 2.828 | 2.828 | 2.828 | 2.828 | 2.828 | 2.828 | 2.828 | 2.828 | 2.828 | 2.828 | 2.828 | 2.828 | 2.828 | 2.828 | 2.828 | 2.828 | 2.828 | 2.828 | 0.0158 | 0.0158 | 0.0158 | 0.0158 | 0.0158 | 0.0158 | 0.0158 | 0.0158 | 0.0158 | 0.0158 | 0.0158 | 0.0158 | 0.0158 | 0.0158 | 0.0158 | 0.0158 | 0.0158 | 0.0158 | 0.0158 | 0.0158 | 0.0158 | 0.0158 | 0.0158 | 0.0158 | 0.0158 | 0.0158 | 0.0158 | 0.0158 | 0 | 0 | 0 | 0 | 0 | 0 | 0 | 0 | 0 | 0 | 0 | 0 | 0 | 0 | 0 | 0 | 0 | 0 | 0 | 0 | 0 | 0 | 0 | 0 | 0 | 0 | 0 | 0 | 0 | 0 | 0 | 0 | 0 | 0 | 0 | 0 | 0 | 0 | 0 | 0 | 0 | 0 | 0 | 0 | 0 | 0 | 0 | 0 | 0 | 0 | 0 | 0 | 0 | 0 | 0 | 0 | 0 | 0 | 0 | 0 | 0 | 0 | 0 | 0 | 0 | 0 | 0 | 0 | 0 | 0 | 0 | 0 | 0 | 0 | 0 | 0 | 0 | 0 | 0 | 0 | 0 | 0 | 0 | 0 | 0 | 0 | 0 | 0 | 0 | 0 | 0 | 0 | 0 | 0 | 0 | 0 | 0 | 0 | 0 | 0 | 0 | 0 | 0 | 0 | 0 | 0 | 0 | 0 | 0 | 0 | 0 | 0 | R-13+10ci | R-13+10ci | R-13+10ci | R-13+10ci | R-13+10ci | R-13+10ci | R-13+10ci | R-13+10ci | R-13+10ci | R-13+10ci | R-13+10ci | R-13+10ci | R-13+10ci | R-13+10ci | R-13+10ci | R-13+10ci | R-13+10ci | R-13+10ci | R-13+10ci | R-13+10ci | R-13+10ci | R-13+10ci | R-13+10ci | R-13+10ci | R-13+10ci | R-13+10ci | R-13+10ci | R-13+10ci | 2.828 | 2.828 | 2.828 | 2.828 | 2.828 | 2.828 | 2.828 | 2.828 | 2.828 | 2.828 | 2.828 | 2.828 | 2.828 | 2.828 | 2.828 | 2.828 | 2.828 | 2.828 | 2.828 | 2.828 | 2.828 | 2.828 | 2.828 | 2.828 | 2.828 | 2.828 | 2.828 | 2.828 | 0.0158 | 0.0158 | 0.0158 | 0.0158 | 0.0158 | 0.0158 | 0.0158 | 0.0158 | 0.0158 | 0.0158 | 0.0158 | 0.0158 | 0.0158 | 0.0158 | 0.0158 | 0.0158 | 0.0158 | 0.0158 | 0.0158 | 0.0158 | 0.0158 | 0.0158 | 0.0158 | 0.0158 | 0.0158 | 0.0158 | 0.0158 | 0.0158 | 0 | 0 | 0 | 0 | 0 | 0 | 0 | 0 | 0 | 0 | 0 | 0 | 0 | 0 | 0 | 0 | 0 | 0 | 0 | 0 | 0 | 0 | 0 | 0 | 0 | 0 | 0 | 0 | 0 | 0 | 0 | 0 | 0 | 0 | 0 | 0 | 0 | 0 | 0 | 0 | 0 | 0 | 0 | 0 | 0 | 0 | 0 | 0 | 0 | 0 | 0 | 0 | 0 | 0 | 0 | 0 | 0 | 0 | 0 | 0 | 0 | 0 | 0 | 0 | 0 | 0 | 0 | 0 | 0 | 0 | 0 | 0 | 0 | 0 | 0 | 0 | 0 | 0 | 0 | 0 | 0 | 0 | 0 | 0 | 0 | 0
Water Heater - Pipe Insulation_Restaurant_Existing_Insulated DHW pipe | Water Heater - Pipe Insulation_Restaurant_Existing | Water Heater - Pipe Insulation_Commercial_Existing_Bare DHW pipe_Insulated DHW pipe | Commercial | Restaurant | Existing | Water Heating | Natural Gas | Water Heater - Pipe Insulation | NEQ | Bare DHW pipe | 15 | 15 | 15 | 0.35335 | 0 | 0 | 0.02 | 0.1 | Retro3Slow | 0.004128203794943829 | TBD | A | WCM134 | 0.7 | 0.42 | PipeFeet | 0.0321 | 1742.050707344536 | 1742.0507 | 1374.0118255111838 | 1374.0118 | IL TRM v13 - 4.4.24 - Small Pipe Insulation - CI-HVC-SPIN-V04-240101 | IL TRM v13 - 4.4.24 - Small Pipe Insulation - CI-HVC-SPIN-V04-240101 | IL TRM v13 - 4.4.24 - Small Pipe Insulation - CI-HVC-SPIN-V04-240101 | 0 | 0 | 5.4747 | Bare DHW pipe | Bare DHW pipe | Bare DHW pipe | Bare DHW pipe | Bare DHW pipe | Bare DHW pipe | Bare DHW pipe | Bare DHW pipe | Bare DHW pipe | Bare DHW pipe | Bare DHW pipe | Bare DHW pipe | Bare DHW pipe | Bare DHW pipe | Bare DHW pipe | Bare DHW pipe | Bare DHW pipe | Bare DHW pipe | Bare DHW pipe | Bare DHW pipe | Bare DHW pipe | Bare DHW pipe | Bare DHW pipe | Bare DHW pipe | Bare DHW pipe | Bare DHW pipe | Bare DHW pipe | Bare DHW pipe | 0 | 0 | 0 | 32.775 | 50.7187 | 99.7046 | 171.2615 | 261.1437 | 358.0171 | 445.9676 | 510.1943 | 539.4833 | 531.4689 | 490.1179 | 424.8469 | 346.6337 | 267.4929 | 196.4137 | 137.1141 | 91.2362 | 57.9714 | 29.5534 | 19.6832 | 0 | 0 | 0 | 0 | 0 | 0 | 0 | 0 | 32.775 | 82.9845 | 181.2714 | 349.1859 | 603.4312 | 948.9306 | 1374.7172 | 1858.2225 | 2364.0318 | 2860.381 | 3316.3632 | 3710.2292 | 4022.5027 | 4258.4972 | 4440.0816 | 4565.0708 | 4647.656 | 4698.581 | 4722.3998 | 4737.4961 | 4733.9298 | 4731.0767 | 4728.7942 | 4726.9682 | 4725.5074 | 0 | 0 | 0 | 2.7987999689798904 | 4.399453769977386 | 8.798907539954774 | 15.398088194920867 | 23.95258163654356 | 33.53361429116096 | 42.6791454614776 | 49.79233637172387 | 53.62251609262569 | 53.62251609262568 | 50.04768168645069 | 43.79172147564431 | 36.06377062700116 | 28.049599376556497 | 20.668125856410107 | 14.46768809948702 | 9.645125399658012 | 6.1378070725096565 | 3.1328397116627245 | 2.0885598077751495 | 0 | 0 | 0 | 0 | 0 | 0 | 0 | 0 | 2.7987999689798904 | 7.198253738957277 | 15.997161278912053 | 31.39524947383292 | 55.347831110376475 | 88.88144540153743 | 131.56059086301502 | 181.35292723473887 | 234.97544332736456 | 288.5979594199902 | 338.6456411064409 | 382.4373625820852 | 418.50113320908633 | 446.5507325856429 | 467.2188584420529 | 481.68654654153994 | 491.33167194119795 | 497.46947901370766 | 500.6023187253703 | 502.6908785331455 | 502.6908785331455 | 502.6908785331455 | 502.6908785331455 | 502.6908785331455 | 502.6908785331455 | Insulated DHW pipe | Insulated DHW pipe | Insulated DHW pipe | Insulated DHW pipe | Insulated DHW pipe | Insulated DHW pipe | Insulated DHW pipe | Insulated DHW pipe | Insulated DHW pipe | Insulated DHW pipe | Insulated DHW pipe | Insulated DHW pipe | Insulated DHW pipe | Insulated DHW pipe | Insulated DHW pipe | Insulated DHW pipe | Insulated DHW pipe | Insulated DHW pipe | Insulated DHW pipe | Insulated DHW pipe | Insulated DHW pipe | Insulated DHW pipe | Insulated DHW pipe | Insulated DHW pipe | Insulated DHW pipe | Insulated DHW pipe | Insulated DHW pipe | Insulated DHW pipe | 5.4747 | 5.4747 | 5.4747 | 5.4747 | 5.4747 | 5.4747 | 5.4747 | 5.4747 | 5.4747 | 5.4747 | 5.4747 | 5.4747 | 5.4747 | 5.4747 | 5.4747 | 5.4747 | 5.4747 | 5.4747 | 5.4747 | 5.4747 | 5.4747 | 5.4747 | 5.4747 | 5.4747 | 5.4747 | 5.4747 | 5.4747 | 5.4747 | 0.3533 | 0.3533 | 0.3533 | 0.3533 | 0.3533 | 0.3533 | 0.3533 | 0.3533 | 0.3533 | 0.3533 | 0.3533 | 0.3533 | 0.3533 | 0.3533 | 0.3533 | 0.3533 | 0.3533 | 0.3533 | 0.3533 | 0.3533 | 0.3533 | 0.3533 | 0.3533 | 0.3533 | 0.3533 | 0.3533 | 0.3533 | 0.3533 | 0 | 0 | 0 | 0 | 0 | 0 | 0 | 0 | 0 | 0 | 0 | 0 | 0 | 0 | 0 | 0 | 0 | 0 | 0 | 0 | 0 | 0 | 0 | 0 | 0 | 0 | 0 | 0 | 0 | 0 | 0 | 0 | 0 | 0 | 0 | 0 | 0 | 0 | 0 | 0 | 0 | 0 | 0 | 0 | 0 | 0 | 0 | 0 | 0 | 0 | 0 | 0 | 0 | 0 | 0 | 0 | 0 | 0 | 0 | 0 | 0 | 0 | 0 | 0 | 0 | 0 | 0 | 0 | 0 | 0 | 0 | 0 | 0 | 0 | 0 | 0 | 0 | 0 | 0 | 0 | 0 | 0 | 0 | 0 | 0 | 0 | 0 | 0 | 0 | 0 | 0 | 0 | 0 | 0 | 0 | 0 | 0 | 0 | 0 | 0 | 0 | 0 | 0 | 0 | 0 | 0 | 0 | 0 | 0 | 0 | 0 | 0 | Insulated DHW pipe | Insulated DHW pipe | Insulated DHW pipe | Insulated DHW pipe | Insulated DHW pipe | Insulated DHW pipe | Insulated DHW pipe | Insulated DHW pipe | Insulated DHW pipe | Insulated DHW pipe | Insulated DHW pipe | Insulated DHW pipe | Insulated DHW pipe | Insulated DHW pipe | Insulated DHW pipe | Insulated DHW pipe | Insulated DHW pipe | Insulated DHW pipe | Insulated DHW pipe | Insulated DHW pipe | Insulated DHW pipe | Insulated DHW pipe | Insulated DHW pipe | Insulated DHW pipe | Insulated DHW pipe | Insulated DHW pipe | Insulated DHW pipe | Insulated DHW pipe | 5.4747 | 5.4747 | 5.4747 | 5.4747 | 5.4747 | 5.4747 | 5.4747 | 5.4747 | 5.4747 | 5.4747 | 5.4747 | 5.4747 | 5.4747 | 5.4747 | 5.4747 | 5.4747 | 5.4747 | 5.4747 | 5.4747 | 5.4747 | 5.4747 | 5.4747 | 5.4747 | 5.4747 | 5.4747 | 5.4747 | 5.4747 | 5.4747 | 0.3533 | 0.3533 | 0.3533 | 0.3533 | 0.3533 | 0.3533 | 0.3533 | 0.3533 | 0.3533 | 0.3533 | 0.3533 | 0.3533 | 0.3533 | 0.3533 | 0.3533 | 0.3533 | 0.3533 | 0.3533 | 0.3533 | 0.3533 | 0.3533 | 0.3533 | 0.3533 | 0.3533 | 0.3533 | 0.3533 | 0.3533 | 0.3533 | 0 | 0 | 0 | 28.1691 | 44.1365 | 87.9417 | 153.2103 | 237.027 | 329.6667 | 416.4002 | 481.8644 | 514.4839 | 509.8739 | 471.4571 | 408.5718 | 332.703 | 255.7159 | 186.1154 | 128.6592 | 84.754 | 53.3299 | 26.9406 | 17.7954 | 0 | 0 | 0 | 0 | 0 | 0 | 0 | 0 | 28.1691 | 72.2148 | 159.8855 | 312.3814 | 547.7042 | 873.7874 | 1283.5742 | 1755.0394 | 2254.4837 | 2744.1562 | 3190.0953 | 3568.0976 | 3860.8442 | 4071.0065 | 4207.282 | 4283.572 | 4317.4485 | 4322.3926 | 4304.8943 | 4283.1243 | 4248.8509 | 4221.0325 | 4198.2431 | 4179.5232 | 4164.178 | 0 | 0 | 0 | 2.379 | 3.7395 | 7.479071408961557 | 13.088374965682736 | 20.35969439106202 | 28.503572147486818 | 36.27727364225596 | 42.323485915965286 | 45.57913867873184 | 45.57913867873183 | 42.54052943348309 | 37.22296325429767 | 30.65420503295099 | 23.842159470073025 | 17.567906977948592 | 12.297534884563968 | 8.198356589709311 | 5.217136011633209 | 2.662913754913317 | 1.7752758366088772 | 0 | 0 | 0 | 0 | 0 | 0 | 0
Gas-Fired Combination Heat Pump Conversion_Restaurant_Existing_Gas-fired heat pump, COP 1.3 | Gas-Fired Combination Heat Pump Conversion_Restaurant_Existing | Gas-Fired Combination Heat Pump Conversion_Commercial_Existing_Federal standard gas-fired central heating and DHW system_Gas-fired heat pump, COP 1.3 | Commercial | Restaurant | Existing | Water Heating | Natural Gas | Gas-Fired Combination Heat Pump Conversion | NEQ | Federal standard gas-fired central heating and DHW system | 20 | 20 | 20 | 0.79647 | 0 | 0 | 0 | 0.1 | Retro1Slow | 0.012666666666666666 | TBD | A | WCM115 | 0.7 | 0.42 | kBtuh heat | 0.0321 | 11633.325830939119 | 11633.3258 | 9175.580937078741 | 9175.5809 | AEO 2021 - gas_eng-driven_RTHP-heat 2017 typical | EIA - Technology Forecast Updates. Appendix A. U.S. Energy Information Administration. March 3, 2023.¦ Technical Support Documents for Baseline Costs | AEG Analysis, Comparison of Baseline TE vs COP | 0 | 0 | 195.1704 | Federal standard gas-fired central heating and DHW system | Federal standard gas-fired central heating and DHW system | Federal standard gas-fired central heating and DHW system | Federal standard gas-fired central heating and DHW system | Federal standard gas-fired central heating and DHW system | Federal standard gas-fired central heating and DHW system | Federal standard gas-fired central heating and DHW system | Federal standard gas-fired central heating and DHW system | Federal standard gas-fired central heating and DHW system | Federal standard gas-fired central heating and DHW system | Federal standard gas-fired central heating and DHW system | Federal standard gas-fired central heating and DHW system | Federal standard gas-fired central heating and DHW system | Federal standard gas-fired central heating and DHW system | Federal standard gas-fired central heating and DHW system | Federal standard gas-fired central heating and DHW system | Federal standard gas-fired central heating and DHW system | Federal standard gas-fired central heating and DHW system | Federal standard gas-fired central heating and DHW system | Federal standard gas-fired central heating and DHW system | Federal standard gas-fired central heating and DHW system | Federal standard gas-fired central heating and DHW system | Federal standard gas-fired central heating and DHW system | Federal standard gas-fired central heating and DHW system | Federal standard gas-fired central heating and DHW system | Federal standard gas-fired central heating and DHW system | Federal standard gas-fired central heating and DHW system | Federal standard gas-fired central heating and DHW system | 0 | 0 | 0 | 132.8904 | 261.4212 | 455.9517 | 727.2294 | 1080.3391 | 1511.8032 | 2006.6729 | 2541.0133 | 3071.2649 | 3548.2911 | 3909.3642 | 4093.3403 | 4046.0511 | 3761.2295 | 3277.8583 | 2691.4199 | 2047.3079 | 1411.9057 | 743.3422 | 494.6713 | 0 | 0 | 0 | 0 | 0 | 0 | 0 | 0 | 132.8904 | 392.2015 | 841.2131 | 1552.0661 | 2599.3716 | 4051.581 | 5960.1503 | 8362.8705 | 11243.7948 | 14564.0287 | 18211.494 | 22018.0663 | 25719.2658 | 29124.0747 | 32145.6201 | 34607.7817 | 36472.8703 | 37744.2413 | 38394.8773 | 38820.5818 | 38791.3577 | 38767.9784 | 38749.275 | 38734.3123 | 38722.3421 | 0 | 0 | 0 | 15.634627113904521 | 31.25259409589651 | 55.49039607088959 | 90.26273478822459 | 137.0062242066119 | 196.22218823383037 | 266.9160628778892 | 346.01962076789755 | 427.96663509065957 | 504.67432686615837 | 566.2117971065799 | 602.3427468336292 | 604.857448213908 | 570.1801520706157 | 501.3158781625343 | 414.58269210651025 | 317.03382337556656 | 219.48495464462306 | 115.83928161799551 | 77.22618774533034 | 0 | 0 | 0 | 0 | 0 | 0 | 0 | 0 | 15.634627113904521 | 46.88722120980103 | 102.37761728069061 | 192.64035206891518 | 329.6465762755271 | 525.8687645093574 | 792.7848273872467 | 1138.8044481551442 | 1566.771083245804 | 2071.4454101119622 | 2637.657207218542 | 3239.9999540521717 | 3844.8574022660796 | 4415.037554336695 | 4916.353432499229 | 5330.93612460574 | 5647.969947981306 | 5867.454902625929 | 5983.294184243925 | 6060.520371989255 | 6060.520371989255 | 6060.520371989255 | 6060.520371989255 | 6060.520371989255 | 6060.520371989255 | Gas-fired heat pump, COP 1.3 | Gas-fired heat pump, COP 1.3 | Gas-fired heat pump, COP 1.3 | Gas-fired heat pump, COP 1.3 | Gas-fired heat pump, COP 1.3 | Gas-fired heat pump, COP 1.3 | Gas-fired heat pump, COP 1.3 | Gas-fired heat pump, COP 1.3 | Gas-fired heat pump, COP 1.3 | Gas-fired heat pump, COP 1.3 | Gas-fired heat pump, COP 1.3 | Gas-fired heat pump, COP 1.3 | Gas-fired heat pump, COP 1.3 | Gas-fired heat pump, COP 1.3 | Gas-fired heat pump, COP 1.3 | Gas-fired heat pump, COP 1.3 | Gas-fired heat pump, COP 1.3 | Gas-fired heat pump, COP 1.3 | Gas-fired heat pump, COP 1.3 | Gas-fired heat pump, COP 1.3 | Gas-fired heat pump, COP 1.3 | Gas-fired heat pump, COP 1.3 | Gas-fired heat pump, COP 1.3 | Gas-fired heat pump, COP 1.3 | Gas-fired heat pump, COP 1.3 | Gas-fired heat pump, COP 1.3 | Gas-fired heat pump, COP 1.3 | Gas-fired heat pump, COP 1.3 | 195.1704 | 195.1704 | 195.1704 | 195.1704 | 195.1704 | 195.1704 | 195.1704 | 195.1704 | 195.1704 | 195.1704 | 195.1704 | 195.1704 | 195.1704 | 195.1704 | 195.1704 | 195.1704 | 195.1704 | 195.1704 | 195.1704 | 195.1704 | 195.1704 | 195.1704 | 195.1704 | 195.1704 | 195.1704 | 195.1704 | 195.1704 | 195.1704 | 0.7965 | 0.7965 | 0.7965 | 0.7965 | 0.7965 | 0.7965 | 0.7965 | 0.7965 | 0.7965 | 0.7965 | 0.7965 | 0.7965 | 0.7965 | 0.7965 | 0.7965 | 0.7965 | 0.7965 | 0.7965 | 0.7965 | 0.7965 | 0.7965 | 0.7965 | 0.7965 | 0.7965 | 0.7965 | 0.7965 | 0.7965 | 0.7965 | 0 | 0 | 0 | 0 | 0 | 0 | 0 | 0 | 0 | 0 | 0 | 0 | 0 | 0 | 0 | 0 | 0 | 0 | 0 | 0 | 0 | 0 | 0 | 0 | 0 | 0 | 0 | 0 | 0 | 0 | 0 | 0 | 0 | 0 | 0 | 0 | 0 | 0 | 0 | 0 | 0 | 0 | 0 | 0 | 0 | 0 | 0 | 0 | 0 | 0 | 0 | 0 | 0 | 0 | 0 | 0 | 0 | 0 | 0 | 0 | 0 | 0 | 0 | 0 | 0 | 0 | 0 | 0 | 0 | 0 | 0 | 0 | 0 | 0 | 0 | 0 | 0 | 0 | 0 | 0 | 0 | 0 | 0 | 0 | 0 | 0 | 0 | 0 | 0 | 0 | 0 | 0 | 0 | 0 | 0 | 0 | 0 | 0 | 0 | 0 | 0 | 0 | 0 | 0 | 0 | 0 | 0 | 0 | 0 | 0 | 0 | 0 | Gas-fired heat pump, COP 1.3 | Gas-fired heat pump, COP 1.3 | Gas-fired heat pump, COP 1.3 | Gas-fired heat pump, COP 1.3 | Gas-fired heat pump, COP 1.3 | Gas-fired heat pump, COP 1.3 | Gas-fired heat pump, COP 1.3 | Gas-fired heat pump, COP 1.3 | Gas-fired heat pump, COP 1.3 | Gas-fired heat pump, COP 1.3 | Gas-fired heat pump, COP 1.3 | Gas-fired heat pump, COP 1.3 | Gas-fired heat pump, COP 1.3 | Gas-fired heat pump, COP 1.3 | Gas-fired heat pump, COP 1.3 | Gas-fired heat pump, COP 1.3 | Gas-fired heat pump, COP 1.3 | Gas-fired heat pump, COP 1.3 | Gas-fired heat pump, COP 1.3 | Gas-fired heat pump, COP 1.3 | Gas-fired heat pump, COP 1.3 | Gas-fired heat pump, COP 1.3 | Gas-fired heat pump, COP 1.3 | Gas-fired heat pump, COP 1.3 | Gas-fired heat pump, COP 1.3 | Gas-fired heat pump, COP 1.3 | Gas-fired heat pump, COP 1.3 | Gas-fired heat pump, COP 1.3 | 195.1704 | 195.1704 | 195.1704 | 195.1704 | 195.1704 | 195.1704 | 195.1704 | 195.1704 | 195.1704 | 195.1704 | 195.1704 | 195.1704 | 195.1704 | 195.1704 | 195.1704 | 195.1704 | 195.1704 | 195.1704 | 195.1704 | 195.1704 | 195.1704 | 195.1704 | 195.1704 | 195.1704 | 195.1704 | 195.1704 | 195.1704 | 195.1704 | 0.7965 | 0.7965 | 0.7965 | 0.7965 | 0.7965 | 0.7965 | 0.7965 | 0.7965 | 0.7965 | 0.7965 | 0.7965 | 0.7965 | 0.7965 | 0.7965 | 0.7965 | 0.7965 | 0.7965 | 0.7965 | 0.7965 | 0.7965 | 0.7965 | 0.7965 | 0.7965 | 0.7965 | 0.7965 | 0.7965 | 0.7965 | 0.7965 | 0 | 0 | 0 | 0 | 0 | 0 | 0 | 0 | 0 | 0 | 0 | 0 | 0 | 0 | 0 | 0 | 0 | 0 | 0 | 0 | 0 | 0 | 0 | 0 | 0 | 0 | 0 | 0 | 0 | 0 | 0 | 0 | 0 | 0 | 0 | 0 | 0 | 0 | 0 | 0 | 0 | 0 | 0 | 0 | 0 | 0 | 0 | 0 | 0 | 0 | 0 | 0 | 0 | 0 | 0 | 0 | 0 | 0 | 0 | 0 | 0 | 0 | 0 | 0 | 0 | 0 | 0 | 0 | 0 | 0 | 0 | 0 | 0 | 0 | 0 | 0 | 0 | 0 | 0 | 0 | 0 | 0 | 0 | 0 | 0 | 0
Gas-Fired Combination Heat Pump Conversion_Restaurant_Existing_Gas-fired heat pump, COP 1.3 | Gas-Fired Combination Heat Pump Conversion_Restaurant_Existing | Gas-Fired Combination Heat Pump Conversion_Commercial_Existing_Federal standard gas-fired central heating and DHW system_Gas-fired heat pump, COP 1.3 | Commercial | Restaurant | Existing | Space Heating | Natural Gas | Gas-Fired Combination Heat Pump Conversion | NEQ | Federal standard gas-fired central heating and DHW system | 20 | 20 | 20 | 0.7574 | 0 | 0 | 0 | 0.1 | Retro1Slow | 0.012666666666666666 | TBD | A | WCM114 | 0.7 | 0.42 | kBtuh heat | 0.0321 | 11633.325830939119 | 11633.3258 | 9175.580937078741 | 9175.5809 | AEO 2021 - gas_eng-driven_RTHP-heat 2017 typical | EIA - Technology Forecast Updates. Appendix A. U.S. Energy Information Administration. March 3, 2023.¦ Technical Support Documents for Baseline Costs | AEG Analysis, Comparison of Baseline TE vs COP | 0 | 0 | 195.1704 | Federal standard gas-fired central heating and DHW system | Federal standard gas-fired central heating and DHW system | Federal standard gas-fired central heating and DHW system | Federal standard gas-fired central heating and DHW system | Federal standard gas-fired central heating and DHW system | Federal standard gas-fired central heating and DHW system | Federal standard gas-fired central heating and DHW system | Federal standard gas-fired central heating and DHW system | Federal standard gas-fired central heating and DHW system | Federal standard gas-fired central heating and DHW system | Federal standard gas-fired central heating and DHW system | Federal standard gas-fired central heating and DHW system | Federal standard gas-fired central heating and DHW system | Federal standard gas-fired central heating and DHW system | Federal standard gas-fired central heating and DHW system | Federal standard gas-fired central heating and DHW system | Federal standard gas-fired central heating and DHW system | Federal standard gas-fired central heating and DHW system | Federal standard gas-fired central heating and DHW system | Federal standard gas-fired central heating and DHW system | Federal standard gas-fired central heating and DHW system | Federal standard gas-fired central heating and DHW system | Federal standard gas-fired central heating and DHW system | Federal standard gas-fired central heating and DHW system | Federal standard gas-fired central heating and DHW system | Federal standard gas-fired central heating and DHW system | Federal standard gas-fired central heating and DHW system | Federal standard gas-fired central heating and DHW system | 0 | 0 | 0 | 161.4282 | 316.1826 | 548.7942 | 870.4066 | 1284.5131 | 1782.9916 | 2343.7171 | 2929.1529 | 3487.7869 | 3957.6412 | 4274.3177 | 4381.6533 | 4244.7664 | 3864.3955 | 3283.9123 | 2625.6933 | 1944.0264 | 1304.739 | 669.0455 | 434.0944 | 0 | 0 | 0 | 0 | 0 | 0 | 0 | 0 | 161.4282 | 474.3582 | 1012.5038 | 1857.6374 | 3090.6284 | 4778.3567 | 6961.2273 | 9640.2983 | 12768.6673 | 16244.2139 | 19911.6038 | 23568.9007 | 26982.4264 | 29922.9136 | 32204.9917 | 33762.6329 | 34632.9063 | 34879.3724 | 34557.3257 | 34066.6525 | 33220.5958 | 32439.9925 | 31719.7545 | 31055.1927 | 30441.9854 | 0 | 0 | 0 | 20.26091271033982 | 40.500235556337934 | 71.91000225739981 | 116.97147474111101 | 177.54636098450433 | 254.2843266215033 | 345.8965162109279 | 448.4068140140279 | 554.6019469052918 | 654.0074418974204 | 733.7538473519819 | 780.5759437939486 | 783.8347452215241 | 738.8964384060707 | 649.6552283440976 | 537.2576956771412 | 410.84412022369617 | 284.4305447702512 | 150.11612085096587 | 100.07741390064396 | 0 | 0 | 0 | 0 | 0 | 0 | 0 | 0 | 20.26091271033982 | 60.76114826667775 | 132.67115052407758 | 249.6426252651886 | 427.18898624969296 | 681.4733128711963 | 1027.3698290821242 | 1475.776643096152 | 2030.3785900014439 | 2684.386031898864 | 3418.139879250846 | 4198.715823044795 | 4982.550568266319 | 5721.44700667239 | 6371.102235016488 | 6908.3599306936285 | 7319.204050917325 | 7603.634595687576 | 7753.750716538541 | 7853.828130439186 | 7853.828130439186 | 7853.828130439186 | 7853.828130439186 | 7853.828130439186 | 7853.828130439186 | Gas-fired heat pump, COP 1.3 | Gas-fired heat pump, COP 1.3 | Gas-fired heat pump, COP 1.3 | Gas-fired heat pump, COP 1.3 | Gas-fired heat pump, COP 1.3 | Gas-fired heat pump, COP 1.3 | Gas-fired heat pump, COP 1.3 | Gas-fired heat pump, COP 1.3 | Gas-fired heat pump, COP 1.3 | Gas-fired heat pump, COP 1.3 | Gas-fired heat pump, COP 1.3 | Gas-fired heat pump, COP 1.3 | Gas-fired heat pump, COP 1.3 | Gas-fired heat pump, COP 1.3 | Gas-fired heat pump, COP 1.3 | Gas-fired heat pump, COP 1.3 | Gas-fired heat pump, COP 1.3 | Gas-fired heat pump, COP 1.3 | Gas-fired heat pump, COP 1.3 | Gas-fired heat pump, COP 1.3 | Gas-fired heat pump, COP 1.3 | Gas-fired heat pump, COP 1.3 | Gas-fired heat pump, COP 1.3 | Gas-fired heat pump, COP 1.3 | Gas-fired heat pump, COP 1.3 | Gas-fired heat pump, COP 1.3 | Gas-fired heat pump, COP 1.3 | Gas-fired heat pump, COP 1.3 | 195.1704 | 195.1704 | 195.1704 | 195.1704 | 195.1704 | 195.1704 | 195.1704 | 195.1704 | 195.1704 | 195.1704 | 195.1704 | 195.1704 | 195.1704 | 195.1704 | 195.1704 | 195.1704 | 195.1704 | 195.1704 | 195.1704 | 195.1704 | 195.1704 | 195.1704 | 195.1704 | 195.1704 | 195.1704 | 195.1704 | 195.1704 | 195.1704 | 0.7574 | 0.7574 | 0.7574 | 0.7574 | 0.7574 | 0.7574 | 0.7574 | 0.7574 | 0.7574 | 0.7574 | 0.7574 | 0.7574 | 0.7574 | 0.7574 | 0.7574 | 0.7574 | 0.7574 | 0.7574 | 0.7574 | 0.7574 | 0.7574 | 0.7574 | 0.7574 | 0.7574 | 0.7574 | 0.7574 | 0.7574 | 0.7574 | 0 | 0 | 0 | 0 | 0 | 0 | 0 | 0 | 0 | 0 | 0 | 0 | 0 | 0 | 0 | 0 | 0 | 0 | 0 | 0 | 0 | 0 | 0 | 0 | 0 | 0 | 0 | 0 | 0 | 0 | 0 | 0 | 0 | 0 | 0 | 0 | 0 | 0 | 0 | 0 | 0 | 0 | 0 | 0 | 0 | 0 | 0 | 0 | 0 | 0 | 0 | 0 | 0 | 0 | 0 | 0 | 0 | 0 | 0 | 0 | 0 | 0 | 0 | 0 | 0 | 0 | 0 | 0 | 0 | 0 | 0 | 0 | 0 | 0 | 0 | 0 | 0 | 0 | 0 | 0 | 0 | 0 | 0 | 0 | 0 | 0 | 0 | 0 | 0 | 0 | 0 | 0 | 0 | 0 | 0 | 0 | 0 | 0 | 0 | 0 | 0 | 0 | 0 | 0 | 0 | 0 | 0 | 0 | 0 | 0 | 0 | 0 | Gas-fired heat pump, COP 1.3 | Gas-fired heat pump, COP 1.3 | Gas-fired heat pump, COP 1.3 | Gas-fired heat pump, COP 1.3 | Gas-fired heat pump, COP 1.3 | Gas-fired heat pump, COP 1.3 | Gas-fired heat pump, COP 1.3 | Gas-fired heat pump, COP 1.3 | Gas-fired heat pump, COP 1.3 | Gas-fired heat pump, COP 1.3 | Gas-fired heat pump, COP 1.3 | Gas-fired heat pump, COP 1.3 | Gas-fired heat pump, COP 1.3 | Gas-fired heat pump, COP 1.3 | Gas-fired heat pump, COP 1.3 | Gas-fired heat pump, COP 1.3 | Gas-fired heat pump, COP 1.3 | Gas-fired heat pump, COP 1.3 | Gas-fired heat pump, COP 1.3 | Gas-fired heat pump, COP 1.3 | Gas-fired heat pump, COP 1.3 | Gas-fired heat pump, COP 1.3 | Gas-fired heat pump, COP 1.3 | Gas-fired heat pump, COP 1.3 | Gas-fired heat pump, COP 1.3 | Gas-fired heat pump, COP 1.3 | Gas-fired heat pump, COP 1.3 | Gas-fired heat pump, COP 1.3 | 195.1704 | 195.1704 | 195.1704 | 195.1704 | 195.1704 | 195.1704 | 195.1704 | 195.1704 | 195.1704 | 195.1704 | 195.1704 | 195.1704 | 195.1704 | 195.1704 | 195.1704 | 195.1704 | 195.1704 | 195.1704 | 195.1704 | 195.1704 | 195.1704 | 195.1704 | 195.1704 | 195.1704 | 195.1704 | 195.1704 | 195.1704 | 195.1704 | 0.7574 | 0.7574 | 0.7574 | 0.7574 | 0.7574 | 0.7574 | 0.7574 | 0.7574 | 0.7574 | 0.7574 | 0.7574 | 0.7574 | 0.7574 | 0.7574 | 0.7574 | 0.7574 | 0.7574 | 0.7574 | 0.7574 | 0.7574 | 0.7574 | 0.7574 | 0.7574 | 0.7574 | 0.7574 | 0.7574 | 0.7574 | 0.7574 | 0 | 0 | 0 | 0 | 0 | 0 | 0 | 0 | 0 | 0 | 0 | 0 | 0 | 0 | 0 | 0 | 0 | 0 | 0 | 0 | 0 | 0 | 0 | 0 | 0 | 0 | 0 | 0 | 0 | 0 | 0 | 0 | 0 | 0 | 0 | 0 | 0 | 0 | 0 | 0 | 0 | 0 | 0 | 0 | 0 | 0 | 0 | 0 | 0 | 0 | 0 | 0 | 0 | 0 | 0 | 0 | 0 | 0 | 0 | 0 | 0 | 0 | 0 | 0 | 0 | 0 | 0 | 0 | 0 | 0 | 0 | 0 | 0 | 0 | 0 | 0 | 0 | 0 | 0 | 0 | 0 | 0 | 0 | 0 | 0 | 0
Gas-Fired Combination Heat Pump Conversion_Retail_Existing_Gas-fired heat pump, COP 1.3 | Gas-Fired Combination Heat Pump Conversion_Retail_Existing | Gas-Fired Combination Heat Pump Conversion_Commercial_Existing_Federal standard gas-fired central heating and DHW system_Gas-fired heat pump, COP 1.3 | Commercial | Retail | Existing | Water Heating | Natural Gas | Gas-Fired Combination Heat Pump Conversion | NEQ | Federal standard gas-fired central heating and DHW system | 20 | 20 | 20 | 0.38707 | 0 | 0 | 0 | 0.1 | Retro1Slow | 0.012666666666666666 | TBD | A | WCM215 | 0.7 | 0.42 | kBtuh heat | 0.0321 | 12043.557062432119 | 12043.5571 | 9499.143598538012 | 9499.1436 | AEO 2021 - gas_eng-driven_RTHP-heat 2017 typical | EIA - Technology Forecast Updates. Appendix A. U.S. Energy Information Administration. March 3, 2023.¦ Technical Support Documents for Baseline Costs | AEG Analysis, Comparison of Baseline TE vs COP | 0 | 0 | 195.1704 | Federal standard gas-fired central heating and DHW system | Federal standard gas-fired central heating and DHW system | Federal standard gas-fired central heating and DHW system | Federal standard gas-fired central heating and DHW system | Federal standard gas-fired central heating and DHW system | Federal standard gas-fired central heating and DHW system | Federal standard gas-fired central heating and DHW system | Federal standard gas-fired central heating and DHW system | Federal standard gas-fired central heating and DHW system | Federal standard gas-fired central heating and DHW system | Federal standard gas-fired central heating and DHW system | Federal standard gas-fired central heating and DHW system | Federal standard gas-fired central heating and DHW system | Federal standard gas-fired central heating and DHW system | Federal standard gas-fired central heating and DHW system | Federal standard gas-fired central heating and DHW system | Federal standard gas-fired central heating and DHW system | Federal standard gas-fired central heating and DHW system | Federal standard gas-fired central heating and DHW system | Federal standard gas-fired central heating and DHW system | Federal standard gas-fired central heating and DHW system | Federal standard gas-fired central heating and DHW system | Federal standard gas-fired central heating and DHW system | Federal standard gas-fired central heating and DHW system | Federal standard gas-fired central heating and DHW system | Federal standard gas-fired central heating and DHW system | Federal standard gas-fired central heating and DHW system | Federal standard gas-fired central heating and DHW system | 0 | 0 | 0 | 125.131 | 247.2244 | 433.161 | 694.1786 | 1036.3823 | 1457.4246 | 1943.1565 | 2470.4862 | 2996.4827 | 3471.9419 | 3833.8683 | 4020.6861 | 3978.4202 | 3700.765 | 3226.4514 | 2649.8609 | 2015.4501 | 1389.7504 | 731.5779 | 486.7983 | 0 | 0 | 0 | 0 | 0 | 0 | 0 | 0 | 125.131 | 370.9024 | 799.1651 | 1481.5285 | 2493.6086 | 3905.8482 | 5771.4961 | 8130.7548 | 10970.0196 | 14250.652 | 17859.8015 | 21627.2593 | 25289.3608 | 28655.884 | 31641.4785 | 34073.3937 | 35905.3216 | 37151.9672 | 37787.2319 | 38202.7308 | 38174.0252 | 38151.0608 | 38132.6892 | 38117.992 | 38106.2342 | 0 | 0 | 0 | 21.11581843912173 | 42.209136033287336 | 74.94423244068257 | 121.90706600937655 | 185.03789916444876 | 265.0138100695629 | 360.49156024976406 | 467.32726244623495 | 578.003280713959 | 681.6031734785929 | 764.7144648021942 | 813.5122115543953 | 816.9085175479903 | 770.0740466017529 | 677.0673190225721 | 559.9271917868676 | 428.179617248781 | 296.43204271069465 | 156.45024476397765 | 104.30016317598513 | 0 | 0 | 0 | 0 | 0 | 0 | 0 | 0 | 21.11581843912173 | 63.32495447240907 | 138.26918691309166 | 260.17625292246817 | 445.21415208691695 | 710.22796215648 | 1070.719522406244 | 1538.046784852479 | 2116.0500655664378 | 2797.6532390450307 | 3562.367703847225 | 4375.879915401621 | 5192.788432949611 | 5962.862479551363 | 6639.929798573936 | 7199.856990360803 | 7628.036607609584 | 7924.468650320278 | 8080.918895084256 | 8185.2190582602425 | 8185.2190582602425 | 8185.2190582602425 | 8185.2190582602425 | 8185.2190582602425 | 8185.2190582602425 | Gas-fired heat pump, COP 1.3 | Gas-fired heat pump, COP 1.3 | Gas-fired heat pump, COP 1.3 | Gas-fired heat pump, COP 1.3 | Gas-fired heat pump, COP 1.3 | Gas-fired heat pump, COP 1.3 | Gas-fired heat pump, COP 1.3 | Gas-fired heat pump, COP 1.3 | Gas-fired heat pump, COP 1.3 | Gas-fired heat pump, COP 1.3 | Gas-fired heat pump, COP 1.3 | Gas-fired heat pump, COP 1.3 | Gas-fired heat pump, COP 1.3 | Gas-fired heat pump, COP 1.3 | Gas-fired heat pump, COP 1.3 | Gas-fired heat pump, COP 1.3 | Gas-fired heat pump, COP 1.3 | Gas-fired heat pump, COP 1.3 | Gas-fired heat pump, COP 1.3 | Gas-fired heat pump, COP 1.3 | Gas-fired heat pump, COP 1.3 | Gas-fired heat pump, COP 1.3 | Gas-fired heat pump, COP 1.3 | Gas-fired heat pump, COP 1.3 | Gas-fired heat pump, COP 1.3 | Gas-fired heat pump, COP 1.3 | Gas-fired heat pump, COP 1.3 | Gas-fired heat pump, COP 1.3 | 195.1704 | 195.1704 | 195.1704 | 195.1704 | 195.1704 | 195.1704 | 195.1704 | 195.1704 | 195.1704 | 195.1704 | 195.1704 | 195.1704 | 195.1704 | 195.1704 | 195.1704 | 195.1704 | 195.1704 | 195.1704 | 195.1704 | 195.1704 | 195.1704 | 195.1704 | 195.1704 | 195.1704 | 195.1704 | 195.1704 | 195.1704 | 195.1704 | 0.3871 | 0.3871 | 0.3871 | 0.3871 | 0.3871 | 0.3871 | 0.3871 | 0.3871 | 0.3871 | 0.3871 | 0.3871 | 0.3871 | 0.3871 | 0.3871 | 0.3871 | 0.3871 | 0.3871 | 0.3871 | 0.3871 | 0.3871 | 0.3871 | 0.3871 | 0.3871 | 0.3871 | 0.3871 | 0.3871 | 0.3871 | 0.3871 | 0 | 0 | 0 | 0 | 0 | 0 | 0 | 0 | 0 | 0 | 0 | 0 | 0 | 0 | 0 | 0 | 0 | 0 | 0 | 0 | 0 | 0 | 0 | 0 | 0 | 0 | 0 | 0 | 0 | 0 | 0 | 0 | 0 | 0 | 0 | 0 | 0 | 0 | 0 | 0 | 0 | 0 | 0 | 0 | 0 | 0 | 0 | 0 | 0 | 0 | 0 | 0 | 0 | 0 | 0 | 0 | 0 | 0 | 0 | 0 | 0 | 0 | 0 | 0 | 0 | 0 | 0 | 0 | 0 | 0 | 0 | 0 | 0 | 0 | 0 | 0 | 0 | 0 | 0 | 0 | 0 | 0 | 0 | 0 | 0 | 0 | 0 | 0 | 0 | 0 | 0 | 0 | 0 | 0 | 0 | 0 | 0 | 0 | 0 | 0 | 0 | 0 | 0 | 0 | 0 | 0 | 0 | 0 | 0 | 0 | 0 | 0 | Gas-fired heat pump, COP 1.3 | Gas-fired heat pump, COP 1.3 | Gas-fired heat pump, COP 1.3 | Gas-fired heat pump, COP 1.3 | Gas-fired heat pump, COP 1.3 | Gas-fired heat pump, COP 1.3 | Gas-fired heat pump, COP 1.3 | Gas-fired heat pump, COP 1.3 | Gas-fired heat pump, COP 1.3 | Gas-fired heat pump, COP 1.3 | Gas-fired heat pump, COP 1.3 | Gas-fired heat pump, COP 1.3 | Gas-fired heat pump, COP 1.3 | Gas-fired heat pump, COP 1.3 | Gas-fired heat pump, COP 1.3 | Gas-fired heat pump, COP 1.3 | Gas-fired heat pump, COP 1.3 | Gas-fired heat pump, COP 1.3 | Gas-fired heat pump, COP 1.3 | Gas-fired heat pump, COP 1.3 | Gas-fired heat pump, COP 1.3 | Gas-fired heat pump, COP 1.3 | Gas-fired heat pump, COP 1.3 | Gas-fired heat pump, COP 1.3 | Gas-fired heat pump, COP 1.3 | Gas-fired heat pump, COP 1.3 | Gas-fired heat pump, COP 1.3 | Gas-fired heat pump, COP 1.3 | 195.1704 | 195.1704 | 195.1704 | 195.1704 | 195.1704 | 195.1704 | 195.1704 | 195.1704 | 195.1704 | 195.1704 | 195.1704 | 195.1704 | 195.1704 | 195.1704 | 195.1704 | 195.1704 | 195.1704 | 195.1704 | 195.1704 | 195.1704 | 195.1704 | 195.1704 | 195.1704 | 195.1704 | 195.1704 | 195.1704 | 195.1704 | 195.1704 | 0.3871 | 0.3871 | 0.3871 | 0.3871 | 0.3871 | 0.3871 | 0.3871 | 0.3871 | 0.3871 | 0.3871 | 0.3871 | 0.3871 | 0.3871 | 0.3871 | 0.3871 | 0.3871 | 0.3871 | 0.3871 | 0.3871 | 0.3871 | 0.3871 | 0.3871 | 0.3871 | 0.3871 | 0.3871 | 0.3871 | 0.3871 | 0.3871 | 0 | 0 | 0 | 0 | 0 | 0 | 0 | 0 | 0 | 0 | 0 | 0 | 0 | 0 | 0 | 0 | 0 | 0 | 0 | 0 | 0 | 0 | 0 | 0 | 0 | 0 | 0 | 0 | 0 | 0 | 0 | 0 | 0 | 0 | 0 | 0 | 0 | 0 | 0 | 0 | 0 | 0 | 0 | 0 | 0 | 0 | 0 | 0 | 0 | 0 | 0 | 0 | 0 | 0 | 0 | 0 | 0 | 0 | 0 | 0 | 0 | 0 | 0 | 0 | 0 | 0 | 0 | 0 | 0 | 0 | 0 | 0 | 0 | 0 | 0 | 0 | 0 | 0 | 0 | 0 | 0 | 0 | 0 | 0 | 0 | 0
Gas-Fired Combination Heat Pump Conversion_Retail_Existing_Gas-fired heat pump, COP 1.3 | Gas-Fired Combination Heat Pump Conversion_Retail_Existing | Gas-Fired Combination Heat Pump Conversion_Commercial_Existing_Federal standard gas-fired central heating and DHW system_Gas-fired heat pump, COP 1.3 | Commercial | Retail | Existing | Space Heating | Natural Gas | Gas-Fired Combination Heat Pump Conversion | NEQ | Federal standard gas-fired central heating and DHW system | 20 | 20 | 20 | 1.133 | 0 | 0 | 0 | 0.1 | Retro1Slow | 0.012666666666666666 | TBD | A | WCM214 | 0.7 | 0.42 | kBtuh heat | 0.0321 | 12043.557062432119 | 12043.5571 | 9499.143598538012 | 9499.1436 | AEO 2021 - gas_eng-driven_RTHP-heat 2017 typical | EIA - Technology Forecast Updates. Appendix A. U.S. Energy Information Administration. March 3, 2023.¦ Technical Support Documents for Baseline Costs | AEG Analysis, Comparison of Baseline TE vs COP | 0 | 0 | 195.1704 | Federal standard gas-fired central heating and DHW system | Federal standard gas-fired central heating and DHW system | Federal standard gas-fired central heating and DHW system | Federal standard gas-fired central heating and DHW system | Federal standard gas-fired central heating and DHW system | Federal standard gas-fired central heating and DHW system | Federal standard gas-fired central heating and DHW system | Federal standard gas-fired central heating and DHW system | Federal standard gas-fired central heating and DHW system | Federal standard gas-fired central heating and DHW system | Federal standard gas-fired central heating and DHW system | Federal standard gas-fired central heating and DHW system | Federal standard gas-fired central heating and DHW system | Federal standard gas-fired central heating and DHW system | Federal standard gas-fired central heating and DHW system | Federal standard gas-fired central heating and DHW system | Federal standard gas-fired central heating and DHW system | Federal standard gas-fired central heating and DHW system | Federal standard gas-fired central heating and DHW system | Federal standard gas-fired central heating and DHW system | Federal standard gas-fired central heating and DHW system | Federal standard gas-fired central heating and DHW system | Federal standard gas-fired central heating and DHW system | Federal standard gas-fired central heating and DHW system | Federal standard gas-fired central heating and DHW system | Federal standard gas-fired central heating and DHW system | Federal standard gas-fired central heating and DHW system | Federal standard gas-fired central heating and DHW system | 0 | 0 | 0 | 786.0717 | 1535.2086 | 2654.8196 | 4192.1553 | 6154.9635 | 8490.7294 | 11083.1586 | 13750.323 | 16258.4944 | 18335.5428 | 19708.6361 | 20141.6145 | 19481.8911 | 17730.9141 | 15077.6135 | 12069.9198 | 8951.4851 | 6023.1424 | 3097.3386 | 2015.5525 | 3.1806e-14 | 3.1155e-14 | 3.0554e-14 | 2.9999e-14 | 2.9487e-14 | 0 | 0 | 0 | 786.0717 | 2303.2221 | 4898.0386 | 8946.9732 | 14809.2736 | 22754.8649 | 32918.8132 | 45254.4541 | 59521.7869 | 75258.5854 | 91811.2734 | 108341.6884 | 123839.2508 | 137294.5928 | 147864.6102 | 155201.7799 | 159471.0562 | 161015.6677 | 159982.7584 | 158175.576 | 154746.5734 | 151581.3043 | 148658.6507 | 145959.2262 | 143465.2286 | 0 | 0 | 0 | 46.23282120431085 | 92.41637708912664 | 164.0894625379486 | 266.91400111262027 | 405.1381732020177 | 580.2444330037962 | 789.2917766242928 | 1023.2072145755523 | 1265.5309766844653 | 1492.3616502281943 | 1674.3327863649042 | 1781.1748444775035 | 1788.6110141059612 | 1686.0675238927563 | 1482.4304534489377 | 1225.9536053479553 | 937.4939335013771 | 649.0342616547995 | 342.54586031781093 | 228.3639068785406 | 3.68345354218036E-15 | 3.68345354218036E-15 | 3.68345354218036E-15 | 3.68345354218036E-15 | 3.68345354218036E-15 | 0 | 0 | 0 | 46.23282120431085 | 138.6491982934375 | 302.7386608313861 | 569.6526619440064 | 974.7908351460239 | 1555.03526814982 | 2344.327044774113 | 3367.5342593496653 | 4633.06523603413 | 6125.426886262325 | 7799.759672627229 | 9580.934517104732 | 11369.545531210693 | 13055.61305510345 | 14538.043508552386 | 15763.997113900343 | 16701.49104740172 | 17350.52530905652 | 17693.07116937433 | 17921.43507625287 | 17921.43507625287 | 17921.43507625287 | 17921.43507625287 | 17921.43507625287 | 17921.43507625287 | Gas-fired heat pump, COP 1.3 | Gas-fired heat pump, COP 1.3 | Gas-fired heat pump, COP 1.3 | Gas-fired heat pump, COP 1.3 | Gas-fired heat pump, COP 1.3 | Gas-fired heat pump, COP 1.3 | Gas-fired heat pump, COP 1.3 | Gas-fired heat pump, COP 1.3 | Gas-fired heat pump, COP 1.3 | Gas-fired heat pump, COP 1.3 | Gas-fired heat pump, COP 1.3 | Gas-fired heat pump, COP 1.3 | Gas-fired heat pump, COP 1.3 | Gas-fired heat pump, COP 1.3 | Gas-fired heat pump, COP 1.3 | Gas-fired heat pump, COP 1.3 | Gas-fired heat pump, COP 1.3 | Gas-fired heat pump, COP 1.3 | Gas-fired heat pump, COP 1.3 | Gas-fired heat pump, COP 1.3 | Gas-fired heat pump, COP 1.3 | Gas-fired heat pump, COP 1.3 | Gas-fired heat pump, COP 1.3 | Gas-fired heat pump, COP 1.3 | Gas-fired heat pump, COP 1.3 | Gas-fired heat pump, COP 1.3 | Gas-fired heat pump, COP 1.3 | Gas-fired heat pump, COP 1.3 | 195.1704 | 195.1704 | 195.1704 | 195.1704 | 195.1704 | 195.1704 | 195.1704 | 195.1704 | 195.1704 | 195.1704 | 195.1704 | 195.1704 | 195.1704 | 195.1704 | 195.1704 | 195.1704 | 195.1704 | 195.1704 | 195.1704 | 195.1704 | 195.1704 | 195.1704 | 195.1704 | 195.1704 | 195.1704 | 195.1704 | 195.1704 | 195.1704 | 1.133 | 1.133 | 1.133 | 1.133 | 1.133 | 1.133 | 1.133 | 1.133 | 1.133 | 1.133 | 1.133 | 1.133 | 1.133 | 1.133 | 1.133 | 1.133 | 1.133 | 1.133 | 1.133 | 1.133 | 1.133 | 1.133 | 1.133 | 1.133 | 1.133 | 1.133 | 1.133 | 1.133 | 0 | 0 | 0 | 0 | 0 | 0 | 0 | 0 | 0 | 0 | 0 | 0 | 0 | 0 | 0 | 0 | 0 | 0 | 0 | 0 | 0 | 0 | 0 | 0 | 0 | 0 | 0 | 0 | 0 | 0 | 0 | 0 | 0 | 0 | 0 | 0 | 0 | 0 | 0 | 0 | 0 | 0 | 0 | 0 | 0 | 0 | 0 | 0 | 0 | 0 | 0 | 0 | 0 | 0 | 0 | 0 | 0 | 0 | 0 | 0 | 0 | 0 | 0 | 0 | 0 | 0 | 0 | 0 | 0 | 0 | 0 | 0 | 0 | 0 | 0 | 0 | 0 | 0 | 0 | 0 | 0 | 0 | 0 | 0 | 0 | 0 | 0 | 0 | 0 | 0 | 0 | 0 | 0 | 0 | 0 | 0 | 0 | 0 | 0 | 0 | 0 | 0 | 0 | 0 | 0 | 0 | 0 | 0 | 0 | 0 | 0 | 0 | Gas-fired heat pump, COP 1.3 | Gas-fired heat pump, COP 1.3 | Gas-fired heat pump, COP 1.3 | Gas-fired heat pump, COP 1.3 | Gas-fired heat pump, COP 1.3 | Gas-fired heat pump, COP 1.3 | Gas-fired heat pump, COP 1.3 | Gas-fired heat pump, COP 1.3 | Gas-fired heat pump, COP 1.3 | Gas-fired heat pump, COP 1.3 | Gas-fired heat pump, COP 1.3 | Gas-fired heat pump, COP 1.3 | Gas-fired heat pump, COP 1.3 | Gas-fired heat pump, COP 1.3 | Gas-fired heat pump, COP 1.3 | Gas-fired heat pump, COP 1.3 | Gas-fired heat pump, COP 1.3 | Gas-fired heat pump, COP 1.3 | Gas-fired heat pump, COP 1.3 | Gas-fired heat pump, COP 1.3 | Gas-fired heat pump, COP 1.3 | Gas-fired heat pump, COP 1.3 | Gas-fired heat pump, COP 1.3 | Gas-fired heat pump, COP 1.3 | Gas-fired heat pump, COP 1.3 | Gas-fired heat pump, COP 1.3 | Gas-fired heat pump, COP 1.3 | Gas-fired heat pump, COP 1.3 | 195.1704 | 195.1704 | 195.1704 | 195.1704 | 195.1704 | 195.1704 | 195.1704 | 195.1704 | 195.1704 | 195.1704 | 195.1704 | 195.1704 | 195.1704 | 195.1704 | 195.1704 | 195.1704 | 195.1704 | 195.1704 | 195.1704 | 195.1704 | 195.1704 | 195.1704 | 195.1704 | 195.1704 | 195.1704 | 195.1704 | 195.1704 | 195.1704 | 1.133 | 1.133 | 1.133 | 1.133 | 1.133 | 1.133 | 1.133 | 1.133 | 1.133 | 1.133 | 1.133 | 1.133 | 1.133 | 1.133 | 1.133 | 1.133 | 1.133 | 1.133 | 1.133 | 1.133 | 1.133 | 1.133 | 1.133 | 1.133 | 1.133 | 1.133 | 1.133 | 1.133 | 0 | 0 | 0 | 0 | 0 | 0 | 0 | 0 | 0 | 0 | 0 | 0 | 0 | 0 | 0 | 0 | 0 | 0 | 0 | 0 | 0 | 0 | 0 | 0 | 0 | 0 | 0 | 0 | 0 | 0 | 0 | 0 | 0 | 0 | 0 | 0 | 0 | 0 | 0 | 0 | 0 | 0 | 0 | 0 | 0 | 0 | 0 | 0 | 0 | 0 | 0 | 0 | 0 | 0 | 0 | 0 | 0 | 0 | 0 | 0 | 0 | 0 | 0 | 0 | 0 | 0 | 0 | 0 | 0 | 0 | 0 | 0 | 0 | 0 | 0 | 0 | 0 | 0 | 0 | 0 | 0 | 0 | 0 | 0 | 0 | 0
Windows - High Efficiency Glazing_Restaurant_Existing_U-0.29 Window | Windows - High Efficiency Glazing_Restaurant_Existing | Windows - High Efficiency Glazing_Commercial_Existing_Double Pane Window_U-0.29 Window | Commercial | Restaurant | Existing | Space Heating | Natural Gas | Windows - High Efficiency Glazing | NEQ | Double Pane Window | 45 | 45 | 45 | 0.018021 | 0 | 0 | 0.69579 | 0.90146 | Retro1Slow | 0.012666666666666666 | TBD | A | WCM105 | 0.7 | 0.42 | sqft window | 0.0321 | 109618.92507441487 | 109618.9251 | 86459.99724179204 | 86459.9972 | RTF Wkbk - ComWeatherizationSchool_v4_1 | RTF Wkbk - ComWeatherizationSchool_v4_1 | AEG BEST | 0 | 0 | 34.6186 | Double Pane Window | Double Pane Window | Double Pane Window | Double Pane Window | Double Pane Window | Double Pane Window | Double Pane Window | Double Pane Window | Double Pane Window | Double Pane Window | Double Pane Window | Double Pane Window | Double Pane Window | Double Pane Window | Double Pane Window | Double Pane Window | Double Pane Window | Double Pane Window | Double Pane Window | Double Pane Window | Double Pane Window | Double Pane Window | Double Pane Window | Double Pane Window | Double Pane Window | Double Pane Window | Double Pane Window | Double Pane Window | 0 | 0 | 0 | 18.7258 | 36.5931 | 63.3228 | 100.0452 | 146.925 | 202.6969 | 264.5091 | 327.8763 | 386.9753 | 435.1427 | 465.7874 | 473.4898 | 455.1961 | 411.6172 | 347.7813 | 276.7568 | 204.1432 | 136.626 | 69.9279 | 45.302 | 4.752e-16 | 4.6365e-16 | 4.5299e-16 | 4.4313e-16 | 4.3403e-16 | 0 | 0 | 0 | 18.7258 | 54.8994 | 116.828 | 213.5183 | 353.5118 | 543.2206 | 785.6358 | 1079.0918 | 1416.7031 | 1786.0514 | 2169.8371 | 2546.9004 | 2893.5148 | 3187.2481 | 3410.6553 | 3558.6932 | 3636.8193 | 3652.4004 | 3611.8948 | 3555.1908 | 3464.0707 | 3379.9129 | 3302.1713 | 3230.3428 | 3163.9641 | 0 | 0 | 0 | 234.99568329571372 | 469.740957096269 | 834.0463412415816 | 1356.6906894015076 | 2059.2669744304553 | 2949.3103267413644 | 4011.8719891188252 | 5200.835083796831 | 6432.536644986922 | 7585.488762840061 | 8510.425428235596 | 9053.490328816433 | 9091.287454698495 | 8570.071640424707 | 7535.0097240902405 | 6231.369786075786 | 4765.165130528541 | 3298.960474981297 | 1741.118028462351 | 1160.7453523082338 | 1.2495926663784E-14 | 1.2495926663784E-14 | 1.2495926663784E-14 | 1.2495926663784E-14 | 1.2495926663784E-14 | 0 | 0 | 0 | 234.99568329571372 | 704.7366403919827 | 1538.7829816335643 | 2895.4736710350717 | 4954.7406454655265 | 7904.050972206891 | 11915.922961325718 | 17116.75804512255 | 23549.294690109473 | 31134.783452949534 | 39645.20888118513 | 48698.69921000156 | 57789.98666470005 | 66360.05830512475 | 73895.06802921499 | 80126.43781529079 | 84891.60294581932 | 88190.56342080061 | 89931.68144926296 | 91092.4268015712 | 91092.4268015712 | 91092.4268015712 | 91092.4268015712 | 91092.4268015712 | 91092.4268015712 | U-0.29 Window | U-0.29 Window | U-0.29 Window | U-0.29 Window | U-0.29 Window | U-0.29 Window | U-0.29 Window | U-0.29 Window | U-0.29 Window | U-0.29 Window | U-0.29 Window | U-0.29 Window | U-0.29 Window | U-0.29 Window | U-0.29 Window | U-0.29 Window | U-0.29 Window | U-0.29 Window | U-0.29 Window | U-0.29 Window | U-0.29 Window | U-0.29 Window | U-0.29 Window | U-0.29 Window | U-0.29 Window | U-0.29 Window | U-0.29 Window | U-0.29 Window | 34.6186 | 34.6186 | 34.6186 | 34.6186 | 34.6186 | 34.6186 | 34.6186 | 34.6186 | 34.6186 | 34.6186 | 34.6186 | 34.6186 | 34.6186 | 34.6186 | 34.6186 | 34.6186 | 34.6186 | 34.6186 | 34.6186 | 34.6186 | 34.6186 | 34.6186 | 34.6186 | 34.6186 | 34.6186 | 34.6186 | 34.6186 | 34.6186 | 0.018 | 0.018 | 0.018 | 0.018 | 0.018 | 0.018 | 0.018 | 0.018 | 0.018 | 0.018 | 0.018 | 0.018 | 0.018 | 0.018 | 0.018 | 0.018 | 0.018 | 0.018 | 0.018 | 0.018 | 0.018 | 0.018 | 0.018 | 0.018 | 0.018 | 0.018 | 0.018 | 0.018 | 0 | 0 | 0 | 0 | 0 | 0 | 0 | 0 | 0 | 0 | 0 | 0 | 0 | 0 | 0 | 0 | 0 | 0 | 0 | 0 | 0 | 0 | 0 | 0 | 0 | 0 | 0 | 0 | 0 | 0 | 0 | 0 | 0 | 0 | 0 | 0 | 0 | 0 | 0 | 0 | 0 | 0 | 0 | 0 | 0 | 0 | 0 | 0 | 0 | 0 | 0 | 0 | 0 | 0 | 0 | 0 | 0 | 0 | 0 | 0 | 0 | 0 | 0 | 0 | 0 | 0 | 0 | 0 | 0 | 0 | 0 | 0 | 0 | 0 | 0 | 0 | 0 | 0 | 0 | 0 | 0 | 0 | 0 | 0 | 0 | 0 | 0 | 0 | 0 | 0 | 0 | 0 | 0 | 0 | 0 | 0 | 0 | 0 | 0 | 0 | 0 | 0 | 0 | 0 | 0 | 0 | 0 | 0 | 0 | 0 | 0 | 0 | U-0.29 Window | U-0.29 Window | U-0.29 Window | U-0.29 Window | U-0.29 Window | U-0.29 Window | U-0.29 Window | U-0.29 Window | U-0.29 Window | U-0.29 Window | U-0.29 Window | U-0.29 Window | U-0.29 Window | U-0.29 Window | U-0.29 Window | U-0.29 Window | U-0.29 Window | U-0.29 Window | U-0.29 Window | U-0.29 Window | U-0.29 Window | U-0.29 Window | U-0.29 Window | U-0.29 Window | U-0.29 Window | U-0.29 Window | U-0.29 Window | U-0.29 Window | 34.6186 | 34.6186 | 34.6186 | 34.6186 | 34.6186 | 34.6186 | 34.6186 | 34.6186 | 34.6186 | 34.6186 | 34.6186 | 34.6186 | 34.6186 | 34.6186 | 34.6186 | 34.6186 | 34.6186 | 34.6186 | 34.6186 | 34.6186 | 34.6186 | 34.6186 | 34.6186 | 34.6186 | 34.6186 | 34.6186 | 34.6186 | 34.6186 | 0.018 | 0.018 | 0.018 | 0.018 | 0.018 | 0.018 | 0.018 | 0.018 | 0.018 | 0.018 | 0.018 | 0.018 | 0.018 | 0.018 | 0.018 | 0.018 | 0.018 | 0.018 | 0.018 | 0.018 | 0.018 | 0.018 | 0.018 | 0.018 | 0.018 | 0.018 | 0.018 | 0.018 | 0 | 0 | 0 | 0 | 0 | 0 | 0 | 0 | 0 | 0 | 0 | 0 | 0 | 0 | 0 | 0 | 0 | 0 | 0 | 0 | 0 | 0 | 0 | 0 | 0 | 0 | 0 | 0 | 0 | 0 | 0 | 0 | 0 | 0 | 0 | 0 | 0 | 0 | 0 | 0 | 0 | 0 | 0 | 0 | 0 | 0 | 0 | 0 | 0 | 0 | 0 | 0 | 0 | 0 | 0 | 0 | 0 | 0 | 0 | 0 | 0 | 0 | 0 | 0 | 0 | 0 | 0 | 0 | 0 | 0 | 0 | 0 | 0 | 0 | 0 | 0 | 0 | 0 | 0 | 0 | 0 | 0 | 0 | 0 | 0 | 0
Windows - High Efficiency Glazing_Grocery_Existing_U-0.29 Window | Windows - High Efficiency Glazing_Grocery_Existing | Windows - High Efficiency Glazing_Commercial_Existing_Double Pane Window_U-0.29 Window | Commercial | Grocery | Existing | Space Heating | Natural Gas | Windows - High Efficiency Glazing | NEQ | Double Pane Window | 45 | 45 | 45 | 0.0043989 | 0 | 0 | 0.4905 | 1 | Retro1Slow | 0.012666666666666666 | TBD | A | WCM305 | 0.7 | 0.42 | sqft window | 0.0321 | 451551.46518660354 | 451551.4652 | 356153.2683161944 | 356153.2683 | RTF Wkbk - ComWeatherizationSchool_v4_1 | RTF Wkbk - ComWeatherizationSchool_v4_1 | AEG BEST | 0 | 0 | 34.6186 | Double Pane Window | Double Pane Window | Double Pane Window | Double Pane Window | Double Pane Window | Double Pane Window | Double Pane Window | Double Pane Window | Double Pane Window | Double Pane Window | Double Pane Window | Double Pane Window | Double Pane Window | Double Pane Window | Double Pane Window | Double Pane Window | Double Pane Window | Double Pane Window | Double Pane Window | Double Pane Window | Double Pane Window | Double Pane Window | Double Pane Window | Double Pane Window | Double Pane Window | Double Pane Window | Double Pane Window | Double Pane Window | 0 | 0 | 0 | 27.3956 | 53.6138 | 92.9615 | 147.2642 | 217.0248 | 300.7364 | 394.5249 | 491.9263 | 584.295 | 661.2735 | 712.3035 | 728.2967 | 703.8225 | 639.4303 | 542.6006 | 433.4433 | 320.8485 | 215.566 | 110.7235 | 71.9842 | 0 | 0 | 0 | 0 | 0 | 0 | 0 | 0 | 27.3956 | 80.435 | 171.5103 | 314.2939 | 522.1768 | 805.9633 | 1171.804 | 1619.006 | 2139.0838 | 2714.2099 | 3318.2152 | 3917.5061 | 4473.9419 | 4951.2575 | 5321.2289 | 5573.4562 | 5715.928 | 5762.6901 | 5719.0561 | 5649.1398 | 5524.0822 | 5408.4029 | 5301.3383 | 5202.1872 | 5110.3068 | 0 | 0 | 0 | 1642.0832020692867 | 3282.416613589779 | 5828.079339554104 | 9480.169849190796 | 14389.573714139668 | 20608.944289147323 | 28033.823897498274 | 36341.96087376025 | 44948.74213555737 | 53005.244616645214 | 59468.43976952271 | 63263.22330924863 | 63527.33890757356 | 59885.23058767382 | 52652.51140714463 | 43543.04516615675 | 33297.62277411986 | 23052.200382082974 | 12166.43909054379 | 8110.959393695861 | 0 | 0 | 0 | 0 | 0 | 0 | 0 | 0 | 1642.0832020692867 | 4924.499815659066 | 10752.57915521317 | 20232.749004403966 | 34622.32271854363 | 55231.267007690956 | 83265.09090518924 | 119607.05177894948 | 164555.79391450685 | 217561.03853115207 | 277029.47830067476 | 340292.70160992345 | 403820.040517497 | 463705.2711051708 | 516357.78251231543 | 559900.8276784723 | 593198.4504525921 | 616250.6508346752 | 628417.089925219 | 636528.0493189149 | 636528.0493189149 | 636528.0493189149 | 636528.0493189149 | 636528.0493189149 | 636528.0493189149 | U-0.29 Window | U-0.29 Window | U-0.29 Window | U-0.29 Window | U-0.29 Window | U-0.29 Window | U-0.29 Window | U-0.29 Window | U-0.29 Window | U-0.29 Window | U-0.29 Window | U-0.29 Window | U-0.29 Window | U-0.29 Window | U-0.29 Window | U-0.29 Window | U-0.29 Window | U-0.29 Window | U-0.29 Window | U-0.29 Window | U-0.29 Window | U-0.29 Window | U-0.29 Window | U-0.29 Window | U-0.29 Window | U-0.29 Window | U-0.29 Window | U-0.29 Window | 34.6186 | 34.6186 | 34.6186 | 34.6186 | 34.6186 | 34.6186 | 34.6186 | 34.6186 | 34.6186 | 34.6186 | 34.6186 | 34.6186 | 34.6186 | 34.6186 | 34.6186 | 34.6186 | 34.6186 | 34.6186 | 34.6186 | 34.6186 | 34.6186 | 34.6186 | 34.6186 | 34.6186 | 34.6186 | 34.6186 | 34.6186 | 34.6186 | 0.0044 | 0.0044 | 0.0044 | 0.0044 | 0.0044 | 0.0044 | 0.0044 | 0.0044 | 0.0044 | 0.0044 | 0.0044 | 0.0044 | 0.0044 | 0.0044 | 0.0044 | 0.0044 | 0.0044 | 0.0044 | 0.0044 | 0.0044 | 0.0044 | 0.0044 | 0.0044 | 0.0044 | 0.0044 | 0.0044 | 0.0044 | 0.0044 | 0 | 0 | 0 | 0 | 0 | 0 | 0 | 0 | 0 | 0 | 0 | 0 | 0 | 0 | 0 | 0 | 0 | 0 | 0 | 0 | 0 | 0 | 0 | 0 | 0 | 0 | 0 | 0 | 0 | 0 | 0 | 0 | 0 | 0 | 0 | 0 | 0 | 0 | 0 | 0 | 0 | 0 | 0 | 0 | 0 | 0 | 0 | 0 | 0 | 0 | 0 | 0 | 0 | 0 | 0 | 0 | 0 | 0 | 0 | 0 | 0 | 0 | 0 | 0 | 0 | 0 | 0 | 0 | 0 | 0 | 0 | 0 | 0 | 0 | 0 | 0 | 0 | 0 | 0 | 0 | 0 | 0 | 0 | 0 | 0 | 0 | 0 | 0 | 0 | 0 | 0 | 0 | 0 | 0 | 0 | 0 | 0 | 0 | 0 | 0 | 0 | 0 | 0 | 0 | 0 | 0 | 0 | 0 | 0 | 0 | 0 | 0 | U-0.29 Window | U-0.29 Window | U-0.29 Window | U-0.29 Window | U-0.29 Window | U-0.29 Window | U-0.29 Window | U-0.29 Window | U-0.29 Window | U-0.29 Window | U-0.29 Window | U-0.29 Window | U-0.29 Window | U-0.29 Window | U-0.29 Window | U-0.29 Window | U-0.29 Window | U-0.29 Window | U-0.29 Window | U-0.29 Window | U-0.29 Window | U-0.29 Window | U-0.29 Window | U-0.29 Window | U-0.29 Window | U-0.29 Window | U-0.29 Window | U-0.29 Window | 34.6186 | 34.6186 | 34.6186 | 34.6186 | 34.6186 | 34.6186 | 34.6186 | 34.6186 | 34.6186 | 34.6186 | 34.6186 | 34.6186 | 34.6186 | 34.6186 | 34.6186 | 34.6186 | 34.6186 | 34.6186 | 34.6186 | 34.6186 | 34.6186 | 34.6186 | 34.6186 | 34.6186 | 34.6186 | 34.6186 | 34.6186 | 34.6186 | 0.0044 | 0.0044 | 0.0044 | 0.0044 | 0.0044 | 0.0044 | 0.0044 | 0.0044 | 0.0044 | 0.0044 | 0.0044 | 0.0044 | 0.0044 | 0.0044 | 0.0044 | 0.0044 | 0.0044 | 0.0044 | 0.0044 | 0.0044 | 0.0044 | 0.0044 | 0.0044 | 0.0044 | 0.0044 | 0.0044 | 0.0044 | 0.0044 | 0 | 0 | 0 | 0 | 0 | 0 | 0 | 0 | 0 | 0 | 0 | 0 | 0 | 0 | 0 | 0 | 0 | 0 | 0 | 0 | 0 | 0 | 0 | 0 | 0 | 0 | 0 | 0 | 0 | 0 | 0 | 0 | 0 | 0 | 0 | 0 | 0 | 0 | 0 | 0 | 0 | 0 | 0 | 0 | 0 | 0 | 0 | 0 | 0 | 0 | 0 | 0 | 0 | 0 | 0 | 0 | 0 | 0 | 0 | 0 | 0 | 0 | 0 | 0 | 0 | 0 | 0 | 0 | 0 | 0 | 0 | 0 | 0 | 0 | 0 | 0 | 0 | 0 | 0 | 0 | 0 | 0 | 0 | 0 | 0 | 0
Gas Boiler - Burner Control Optimization_Education_Existing_Linkageless/parallel positioning controls with oxygen trim for burner combustion control. | Gas Boiler - Burner Control Optimization_Education_Existing | Gas Boiler - Burner Control Optimization_Commercial_Existing_Single point positioning for burner combustion control_Linkageless/parallel positioning controls with oxygen trim for burner combustion control. | Commercial | Education | Existing | Space Heating | Natural Gas | Gas Boiler - Burner Control Optimization | NEQ | Single point positioning for burner combustion control | 20 | 20 | 20 | 336.637 | 0 | 0 | 0.05 | 0.85 | Retro5Med | 8.35569166605469E-06 | TBD | A | WCM421 | 0.7 | 0.42 | perbldg | 0.0321 | 11375.364607809779 | 11375.3646 | 6798.840973634871 | 6798.841 | IL TRM v12 - 4.4.21 Linkageless Boiler Controls for Space Heating - CI-HVC-LBC-V06-220101 ¦ IL TRM v12 - 4.4.22 Oxygen Trim Controls for Space Heating Boilers - CI-HVC-O2TC-V02-220101 | IL TRM v12 - 4.4.22 Oxygen Trim Controls for Space Heating Boilers - CI-HVC-O2TC-V02-220101 | IL TRM v12 - 4.4.21 Linkageless Boiler Controls for Space Heating - CI-HVC-LBC-V06-220101 ¦ IL TRM v12 - 4.4.22 Oxygen Trim Controls for Space Heating Boilers - CI-HVC-O2TC-V02-220101 | 0 | 0 | 29888.108 | Single point positioning for burner combustion control | Single point positioning for burner combustion control | Single point positioning for burner combustion control | Single point positioning for burner combustion control | Single point positioning for burner combustion control | Single point positioning for burner combustion control | Single point positioning for burner combustion control | Single point positioning for burner combustion control | Single point positioning for burner combustion control | Single point positioning for burner combustion control | Single point positioning for burner combustion control | Single point positioning for burner combustion control | Single point positioning for burner combustion control | Single point positioning for burner combustion control | Single point positioning for burner combustion control | Single point positioning for burner combustion control | Single point positioning for burner combustion control | Single point positioning for burner combustion control | Single point positioning for burner combustion control | Single point positioning for burner combustion control | Single point positioning for burner combustion control | Single point positioning for burner combustion control | Single point positioning for burner combustion control | Single point positioning for burner combustion control | Single point positioning for burner combustion control | Single point positioning for burner combustion control | Single point positioning for burner combustion control | Single point positioning for burner combustion control | 0 | 0 | 0 | 11865.3659 | 14349.6022 | 17265.8091 | 19670.4124 | 21973.0313 | 25095.9454 | 26831.8802 | 26662.7738 | 24409.3619 | 20371.5244 | 15306.4406 | 9841.9646 | 5557.3458 | 2605.2988 | 1074.7496 | 381.6116 | 116.6109 | 24.9125 | 2.2529 | 1.478 | 0 | 0 | 0 | 0 | 0 | 0 | 0 | 0 | 11865.3659 | 26036.4638 | 42866.489 | 61740.2823 | 82437.6911 | 105630.1251 | 129780.9825 | 152902.7427 | 172948.3007 | 188288.5469 | 198125.7928 | 202331.8531 | 202318.3672 | 199596.0493 | 195692.4607 | 191464.1592 | 187424.7661 | 183737.5349 | 180512.7783 | 177634.1571 | 175254.4818 | 173035.6781 | 170964.757 | 169029.8045 | 167219.8797 | 0 | 0 | 0 | 0.0008020187553808091 | 0.0009847511241695887 | 0.001205047196029702 | 0.0013988699221758293 | 0.0015955882892493517 | 0.0018654345044385738 | 0.0020464106206491144 | 0.002090553001193676 | 0.00197009531447492 | 0.0016934637956492274 | 0.0013104737835588013 | 0.0008672993517490143 | 0.0005035931719832984 | 0.00024247078651047708 | 0.00010258379429289417 | 3.7303197924688756E-05 | 1.1651840754055323E-05 | 2.5395722246017888E-06 | 2.3377051501238288E-07 | 1.5584701000825523E-07 | 0 | 0 | 0 | 0 | 0 | 0 | 0 | 0 | 0.0008020187553808091 | 0.001786769879550398 | 0.0029918170755801 | 0.0043906869977559295 | 0.005986275287005282 | 0.007851709791443855 | 0.009898120412092969 | 0.011988673413286645 | 0.013958768727761564 | 0.015652232523410792 | 0.016962706306969593 | 0.017830005658718607 | 0.018333598830701906 | 0.018576069617212383 | 0.018678653411505278 | 0.018715956609429967 | 0.018727608450184022 | 0.018730148022408626 | 0.018730381792923637 | 0.018730537639933643 | 0.018730537639933643 | 0.018730537639933643 | 0.018730537639933643 | 0.018730537639933643 | 0.018730537639933643 | Linkageless/parallel positioning controls with oxygen trim for burner combustion control. | Linkageless/parallel positioning controls with oxygen trim for burner combustion control. | Linkageless/parallel positioning controls with oxygen trim for burner combustion control. | Linkageless/parallel positioning controls with oxygen trim for burner combustion control. | Linkageless/parallel positioning controls with oxygen trim for burner combustion control. | Linkageless/parallel positioning controls with oxygen trim for burner combustion control. | Linkageless/parallel positioning controls with oxygen trim for burner combustion control. | Linkageless/parallel positioning controls with oxygen trim for burner combustion control. | Linkageless/parallel positioning controls with oxygen trim for burner combustion control. | Linkageless/parallel positioning controls with oxygen trim for burner combustion control. | Linkageless/parallel positioning controls with oxygen trim for burner combustion control. | Linkageless/parallel positioning controls with oxygen trim for burner combustion control. | Linkageless/parallel positioning controls with oxygen trim for burner combustion control. | Linkageless/parallel positioning controls with oxygen trim for burner combustion control. | Linkageless/parallel positioning controls with oxygen trim for burner combustion control. | Linkageless/parallel positioning controls with oxygen trim for burner combustion control. | Linkageless/parallel positioning controls with oxygen trim for burner combustion control. | Linkageless/parallel positioning controls with oxygen trim for burner combustion control. | Linkageless/parallel positioning controls with oxygen trim for burner combustion control. | Linkageless/parallel positioning controls with oxygen trim for burner combustion control. | Linkageless/parallel positioning controls with oxygen trim for burner combustion control. | Linkageless/parallel positioning controls with oxygen trim for burner combustion control. | Linkageless/parallel positioning controls with oxygen trim for burner combustion control. | Linkageless/parallel positioning controls with oxygen trim for burner combustion control. | Linkageless/parallel positioning controls with oxygen trim for burner combustion control. | Linkageless/parallel positioning controls with oxygen trim for burner combustion control. | Linkageless/parallel positioning controls with oxygen trim for burner combustion control. | Linkageless/parallel positioning controls with oxygen trim for burner combustion control. | 29888.108 | 29888.108 | 29888.108 | 29888.108 | 29888.108 | 29888.108 | 29888.108 | 29888.108 | 29888.108 | 29888.108 | 29888.108 | 29888.108 | 29888.108 | 29888.108 | 29888.108 | 29888.108 | 29888.108 | 29888.108 | 29888.108 | 29888.108 | 29888.108 | 29888.108 | 29888.108 | 29888.108 | 29888.108 | 29888.108 | 29888.108 | 29888.108 | 336.637 | 336.637 | 336.637 | 336.637 | 336.637 | 336.637 | 336.637 | 336.637 | 336.637 | 336.637 | 336.637 | 336.637 | 336.637 | 336.637 | 336.637 | 336.637 | 336.637 | 336.637 | 336.637 | 336.637 | 336.637 | 336.637 | 336.637 | 336.637 | 336.637 | 336.637 | 336.637 | 336.637 | 0 | 0 | 0 | 0 | 0 | 0 | 0 | 0 | 0 | 0 | 0 | 0 | 0 | 0 | 0 | 0 | 0 | 0 | 0 | 0 | 0 | 0 | 0 | 0 | 0 | 0 | 0 | 0 | 0 | 0 | 0 | 0 | 0 | 0 | 0 | 0 | 0 | 0 | 0 | 0 | 0 | 0 | 0 | 0 | 0 | 0 | 0 | 0 | 0 | 0 | 0 | 0 | 0 | 0 | 0 | 0 | 0 | 0 | 0 | 0 | 0 | 0 | 0 | 0 | 0 | 0 | 0 | 0 | 0 | 0 | 0 | 0 | 0 | 0 | 0 | 0 | 0 | 0 | 0 | 0 | 0 | 0 | 0 | 0 | 0 | 0 | 0 | 0 | 0 | 0 | 0 | 0 | 0 | 0 | 0 | 0 | 0 | 0 | 0 | 0 | 0 | 0 | 0 | 0 | 0 | 0 | 0 | 0 | 0 | 0 | 0 | 0 | Linkageless/parallel positioning controls with oxygen trim for burner combustion control. | Linkageless/parallel positioning controls with oxygen trim for burner combustion control. | Linkageless/parallel positioning controls with oxygen trim for burner combustion control. | Linkageless/parallel positioning controls with oxygen trim for burner combustion control. | Linkageless/parallel positioning controls with oxygen trim for burner combustion control. | Linkageless/parallel positioning controls with oxygen trim for burner combustion control. | Linkageless/parallel positioning controls with oxygen trim for burner combustion control. | Linkageless/parallel positioning controls with oxygen trim for burner combustion control. | Linkageless/parallel positioning controls with oxygen trim for burner combustion control. | Linkageless/parallel positioning controls with oxygen trim for burner combustion control. | Linkageless/parallel positioning controls with oxygen trim for burner combustion control. | Linkageless/parallel positioning controls with oxygen trim for burner combustion control. | Linkageless/parallel positioning controls with oxygen trim for burner combustion control. | Linkageless/parallel positioning controls with oxygen trim for burner combustion control. | Linkageless/parallel positioning controls with oxygen trim for burner combustion control. | Linkageless/parallel positioning controls with oxygen trim for burner combustion control. | Linkageless/parallel positioning controls with oxygen trim for burner combustion control. | Linkageless/parallel positioning controls with oxygen trim for burner combustion control. | Linkageless/parallel positioning controls with oxygen trim for burner combustion control. | Linkageless/parallel positioning controls with oxygen trim for burner combustion control. | Linkageless/parallel positioning controls with oxygen trim for burner combustion control. | Linkageless/parallel positioning controls with oxygen trim for burner combustion control. | Linkageless/parallel positioning controls with oxygen trim for burner combustion control. | Linkageless/parallel positioning controls with oxygen trim for burner combustion control. | Linkageless/parallel positioning controls with oxygen trim for burner combustion control. | Linkageless/parallel positioning controls with oxygen trim for burner combustion control. | Linkageless/parallel positioning controls with oxygen trim for burner combustion control. | Linkageless/parallel positioning controls with oxygen trim for burner combustion control. | 29888.108 | 29888.108 | 29888.108 | 29888.108 | 29888.108 | 29888.108 | 29888.108 | 29888.108 | 29888.108 | 29888.108 | 29888.108 | 29888.108 | 29888.108 | 29888.108 | 29888.108 | 29888.108 | 29888.108 | 29888.108 | 29888.108 | 29888.108 | 29888.108 | 29888.108 | 29888.108 | 29888.108 | 29888.108 | 29888.108 | 29888.108 | 29888.108 | 336.637 | 336.637 | 336.637 | 336.637 | 336.637 | 336.637 | 336.637 | 336.637 | 336.637 | 336.637 | 336.637 | 336.637 | 336.637 | 336.637 | 336.637 | 336.637 | 336.637 | 336.637 | 336.637 | 336.637 | 336.637 | 336.637 | 336.637 | 336.637 | 336.637 | 336.637 | 336.637 | 336.637 | 0 | 0 | 0 | 0 | 0 | 0 | 0 | 0 | 0 | 0 | 0 | 0 | 0 | 0 | 0 | 0 | 0 | 0 | 0 | 0 | 0 | 0 | 0 | 0 | 0 | 0 | 0 | 0 | 0 | 0 | 0 | 0 | 0 | 0 | 0 | 0 | 0 | 0 | 0 | 0 | 0 | 0 | 0 | 0 | 0 | 0 | 0 | 0 | 0 | 0 | 0 | 0 | 0 | 0 | 0 | 0 | 0 | 0 | 0 | 0 | 0 | 0 | 0 | 0 | 0 | 0 | 0 | 0 | 0 | 0 | 0 | 0 | 0 | 0 | 0 | 0 | 0 | 0 | 0 | 0 | 0 | 0 | 0 | 0 | 0 | 0
Windows - High Efficiency Glazing_Lodging_Existing_U-0.29 Window | Windows - High Efficiency Glazing_Lodging_Existing | Windows - High Efficiency Glazing_Commercial_Existing_Double Pane Window_U-0.29 Window | Commercial | Lodging | Existing | Space Heating | Natural Gas | Windows - High Efficiency Glazing | NEQ | Double Pane Window | 45 | 45 | 45 | 0.0034143 | 0 | 0 | 0.65306 | 0.85782 | Retro1Slow | 0.012666666666666666 | TBD | A | WCM605 | 0.7 | 0.42 | sqft window | 0.0321 | 584792.4318524867 | 584792.4319 | 461244.7349822431 | 461244.735 | RTF Wkbk - ComWeatherizationSchool_v4_1 | RTF Wkbk - ComWeatherizationSchool_v4_1 | AEG BEST | 0 | 0 | 34.6186 | Double Pane Window | Double Pane Window | Double Pane Window | Double Pane Window | Double Pane Window | Double Pane Window | Double Pane Window | Double Pane Window | Double Pane Window | Double Pane Window | Double Pane Window | Double Pane Window | Double Pane Window | Double Pane Window | Double Pane Window | Double Pane Window | Double Pane Window | Double Pane Window | Double Pane Window | Double Pane Window | Double Pane Window | Double Pane Window | Double Pane Window | Double Pane Window | Double Pane Window | Double Pane Window | Double Pane Window | Double Pane Window | 0 | 0 | 0 | 1.1517 | 2.2546 | 3.9093 | 6.192 | 9.1223 | 12.6326 | 16.5581 | 20.6294 | 24.4855 | 27.7018 | 29.8441 | 30.5423 | 29.5661 | 26.9266 | 22.9197 | 18.383 | 13.6683 | 9.2227 | 4.7586 | 3.1071 | 0 | 0 | 0 | 0 | 0 | 0 | 0 | 0 | 1.1517 | 3.3824 | 7.2125 | 13.215 | 21.9489 | 33.855 | 49.1803 | 67.8946 | 89.6404 | 113.7025 | 139.0266 | 164.2872 | 187.9411 | 208.4992 | 224.7711 | 236.3789 | 243.5019 | 246.5492 | 245.7912 | 243.8398 | 239.4407 | 235.3741 | 231.6141 | 228.1365 | 224.9194 | 0 | 0 | 0 | 18.10999630349388 | 36.20069474173304 | 64.27597283912802 | 104.55367956324497 | 158.69788232626135 | 227.28927768400692 | 309.17583622846814 | 400.8035501831698 | 495.72491387516004 | 584.5774336303884 | 655.8578901747774 | 697.7093114611 | 700.6221556478822 | 660.4545392157848 | 580.6872549158595 | 480.22194369216413 | 367.2285451763609 | 254.23514666055755 | 134.17966073751643 | 89.45310715834432 | 0 | 0 | 0 | 0 | 0 | 0 | 0 | 0 | 18.10999630349388 | 54.31069104522692 | 118.58666388435493 | 223.14034344759992 | 381.83822577386127 | 609.1275034578682 | 918.3033396863364 | 1319.1068898695062 | 1814.831803744666 | 2399.409237375055 | 3055.2671275498324 | 3752.9764390109326 | 4453.598594658814 | 5114.0531338746 | 5694.740388790459 | 6174.9623324826225 | 6542.1908776589835 | 6796.426024319541 | 6930.6056850570585 | 7020.058792215403 | 7020.058792215403 | 7020.058792215403 | 7020.058792215403 | 7020.058792215403 | 7020.058792215403 | U-0.29 Window | U-0.29 Window | U-0.29 Window | U-0.29 Window | U-0.29 Window | U-0.29 Window | U-0.29 Window | U-0.29 Window | U-0.29 Window | U-0.29 Window | U-0.29 Window | U-0.29 Window | U-0.29 Window | U-0.29 Window | U-0.29 Window | U-0.29 Window | U-0.29 Window | U-0.29 Window | U-0.29 Window | U-0.29 Window | U-0.29 Window | U-0.29 Window | U-0.29 Window | U-0.29 Window | U-0.29 Window | U-0.29 Window | U-0.29 Window | U-0.29 Window | 34.6186 | 34.6186 | 34.6186 | 34.6186 | 34.6186 | 34.6186 | 34.6186 | 34.6186 | 34.6186 | 34.6186 | 34.6186 | 34.6186 | 34.6186 | 34.6186 | 34.6186 | 34.6186 | 34.6186 | 34.6186 | 34.6186 | 34.6186 | 34.6186 | 34.6186 | 34.6186 | 34.6186 | 34.6186 | 34.6186 | 34.6186 | 34.6186 | 0.0034 | 0.0034 | 0.0034 | 0.0034 | 0.0034 | 0.0034 | 0.0034 | 0.0034 | 0.0034 | 0.0034 | 0.0034 | 0.0034 | 0.0034 | 0.0034 | 0.0034 | 0.0034 | 0.0034 | 0.0034 | 0.0034 | 0.0034 | 0.0034 | 0.0034 | 0.0034 | 0.0034 | 0.0034 | 0.0034 | 0.0034 | 0.0034 | 0 | 0 | 0 | 0 | 0 | 0 | 0 | 0 | 0 | 0 | 0 | 0 | 0 | 0 | 0 | 0 | 0 | 0 | 0 | 0 | 0 | 0 | 0 | 0 | 0 | 0 | 0 | 0 | 0 | 0 | 0 | 0 | 0 | 0 | 0 | 0 | 0 | 0 | 0 | 0 | 0 | 0 | 0 | 0 | 0 | 0 | 0 | 0 | 0 | 0 | 0 | 0 | 0 | 0 | 0 | 0 | 0 | 0 | 0 | 0 | 0 | 0 | 0 | 0 | 0 | 0 | 0 | 0 | 0 | 0 | 0 | 0 | 0 | 0 | 0 | 0 | 0 | 0 | 0 | 0 | 0 | 0 | 0 | 0 | 0 | 0 | 0 | 0 | 0 | 0 | 0 | 0 | 0 | 0 | 0 | 0 | 0 | 0 | 0 | 0 | 0 | 0 | 0 | 0 | 0 | 0 | 0 | 0 | 0 | 0 | 0 | 0 | U-0.29 Window | U-0.29 Window | U-0.29 Window | U-0.29 Window | U-0.29 Window | U-0.29 Window | U-0.29 Window | U-0.29 Window | U-0.29 Window | U-0.29 Window | U-0.29 Window | U-0.29 Window | U-0.29 Window | U-0.29 Window | U-0.29 Window | U-0.29 Window | U-0.29 Window | U-0.29 Window | U-0.29 Window | U-0.29 Window | U-0.29 Window | U-0.29 Window | U-0.29 Window | U-0.29 Window | U-0.29 Window | U-0.29 Window | U-0.29 Window | U-0.29 Window | 34.6186 | 34.6186 | 34.6186 | 34.6186 | 34.6186 | 34.6186 | 34.6186 | 34.6186 | 34.6186 | 34.6186 | 34.6186 | 34.6186 | 34.6186 | 34.6186 | 34.6186 | 34.6186 | 34.6186 | 34.6186 | 34.6186 | 34.6186 | 34.6186 | 34.6186 | 34.6186 | 34.6186 | 34.6186 | 34.6186 | 34.6186 | 34.6186 | 0.0034 | 0.0034 | 0.0034 | 0.0034 | 0.0034 | 0.0034 | 0.0034 | 0.0034 | 0.0034 | 0.0034 | 0.0034 | 0.0034 | 0.0034 | 0.0034 | 0.0034 | 0.0034 | 0.0034 | 0.0034 | 0.0034 | 0.0034 | 0.0034 | 0.0034 | 0.0034 | 0.0034 | 0.0034 | 0.0034 | 0.0034 | 0.0034 | 0 | 0 | 0 | 0 | 0 | 0 | 0 | 0 | 0 | 0 | 0 | 0 | 0 | 0 | 0 | 0 | 0 | 0 | 0 | 0 | 0 | 0 | 0 | 0 | 0 | 0 | 0 | 0 | 0 | 0 | 0 | 0 | 0 | 0 | 0 | 0 | 0 | 0 | 0 | 0 | 0 | 0 | 0 | 0 | 0 | 0 | 0 | 0 | 0 | 0 | 0 | 0 | 0 | 0 | 0 | 0 | 0 | 0 | 0 | 0 | 0 | 0 | 0 | 0 | 0 | 0 | 0 | 0 | 0 | 0 | 0 | 0 | 0 | 0 | 0 | 0 | 0 | 0 | 0 | 0 | 0 | 0 | 0 | 0 | 0 | 0
Insulation - Wall Cavity_Restaurant_Existing_R-20+4ci | Insulation - Wall Cavity_Restaurant_Existing | Insulation - Wall Cavity_Commercial_Existing_Existing/Assumed R-13_R-20+4ci | Commercial | Restaurant | Existing | Space Heating | Natural Gas | Insulation - Wall Cavity | NEQ | Existing/Assumed R-13 | 45 | 45 | 45 | 0.013996 | 0 | 0 | 0.15 | 0.5 | Retro3Slow | 0.004128203794943829 | TBD | A | WCM102 | 0.6667904986756531 | 0.40007429920539184 | sqft wall | 0.0321 | 12057.751681596215 | 12057.7517 | 9188.077245605393 | 9188.0772 | Regional Technical Forum. ComWeatherizationSchool - UES Workbook, Version 4.1. Northwest Power and Conservation Council. July 18, 2023. | Regional Technical Forum. ComWeatherizationSchool_v4_1 ¦ ResMFWeatherization_v6_1 - AEG Adjusted | AEG BEST | 0 | 0 | 2.9994 | Existing/Assumed R-13 | Existing/Assumed R-13 | Existing/Assumed R-13 | Existing/Assumed R-13 | Existing/Assumed R-13 | Existing/Assumed R-13 | Existing/Assumed R-13 | Existing/Assumed R-13 | Existing/Assumed R-13 | Existing/Assumed R-13 | Existing/Assumed R-13 | Existing/Assumed R-13 | Existing/Assumed R-13 | Existing/Assumed R-13 | Existing/Assumed R-13 | Existing/Assumed R-13 | Existing/Assumed R-13 | Existing/Assumed R-13 | Existing/Assumed R-13 | Existing/Assumed R-13 | Existing/Assumed R-13 | Existing/Assumed R-13 | Existing/Assumed R-13 | Existing/Assumed R-13 | Existing/Assumed R-13 | Existing/Assumed R-13 | Existing/Assumed R-13 | Existing/Assumed R-13 | 0 | 0 | 0 | 178.2664 | 274.5186 | 536.5262 | 914.968 | 1382.623 | 1873.7046 | 2300.5878 | 2581.9761 | 2669.7151 | 2560.7402 | 2292.4839 | 1925.5575 | 1523.9276 | 1140.5153 | 809.6282 | 546.4806 | 352.0114 | 216.8538 | 107.4599 | 69.6879 | 0 | 0 | 0 | 0 | 0 | 0 | 0 | 0 | 178.2664 | 449.1591 | 975.4501 | 1865.5335 | 3194.8616 | 4966.2876 | 7091.6764 | 9404.0359 | 11698.7702 | 13781.9793 | 15512.0011 | 16816.0806 | 17684.3804 | 18157.0487 | 18302.2669 | 18194.4993 | 17931.7904 | 17576.0044 | 17171.2206 | 16773.0268 | 16356.4631 | 15972.126 | 15617.5102 | 15290.3072 | 14988.3889 | 0 | 0 | 0 | 9585.349714965758 | 15067.28005125284 | 30134.56010250569 | 52735.480179384984 | 82032.96916793217 | 114846.15683510496 | 146167.83597195178 | 170529.1419672771 | 183646.7682724522 | 183646.76827245217 | 171403.65038762215 | 149978.19408916924 | 123511.4539557864 | 96064.46418783396 | 70784.342033141 | 49549.03942319851 | 33032.692948799006 | 21020.80460378122 | 10729.371362743306 | 7152.914241828871 | 0 | 0 | 0 | 0 | 0 | 0 | 0 | 0 | 9585.349714965758 | 24652.629766218597 | 54787.18986872429 | 107522.67004810928 | 189555.63921604145 | 304401.7960511464 | 450569.6320230982 | 621098.7739903752 | 804745.5422628275 | 988392.3105352797 | 1159795.9609229018 | 1309774.1550120711 | 1433285.6089678574 | 1529350.0731556916 | 1600134.4151888324 | 1649683.4546120309 | 1682716.14756083 | 1703736.952164611 | 1714466.3235273545 | 1721619.2377691832 | 1721619.2377691832 | 1721619.2377691832 | 1721619.2377691832 | 1721619.2377691832 | 1721619.2377691832 | R-20+4ci | R-20+4ci | R-20+4ci | R-20+4ci | R-20+4ci | R-20+4ci | R-20+4ci | R-20+4ci | R-20+4ci | R-20+4ci | R-20+4ci | R-20+4ci | R-20+4ci | R-20+4ci | R-20+4ci | R-20+4ci | R-20+4ci | R-20+4ci | R-20+4ci | R-20+4ci | R-20+4ci | R-20+4ci | R-20+4ci | R-20+4ci | R-20+4ci | R-20+4ci | R-20+4ci | R-20+4ci | 2.9994 | 2.9994 | 2.9994 | 2.9994 | 2.9994 | 2.9994 | 2.9994 | 2.9994 | 2.9994 | 2.9994 | 2.9994 | 2.9994 | 2.9994 | 2.9994 | 2.9994 | 2.9994 | 2.9994 | 2.9994 | 2.9994 | 2.9994 | 2.9994 | 2.9994 | 2.9994 | 2.9994 | 2.9994 | 2.9994 | 2.9994 | 2.9994 | 0.014 | 0.014 | 0.014 | 0.014 | 0.014 | 0.014 | 0.014 | 0.014 | 0.014 | 0.014 | 0.014 | 0.014 | 0.014 | 0.014 | 0.014 | 0.014 | 0.014 | 0.014 | 0.014 | 0.014 | 0.014 | 0.014 | 0.014 | 0.014 | 0.014 | 0.014 | 0.014 | 0.014 | 0 | 0 | 0 | 0 | 0 | 0 | 0 | 0 | 0 | 0 | 0 | 0 | 0 | 0 | 0 | 0 | 0 | 0 | 0 | 0 | 0 | 0 | 0 | 0 | 0 | 0 | 0 | 0 | 0 | 0 | 0 | 0 | 0 | 0 | 0 | 0 | 0 | 0 | 0 | 0 | 0 | 0 | 0 | 0 | 0 | 0 | 0 | 0 | 0 | 0 | 0 | 0 | 0 | 0 | 0 | 0 | 0 | 0 | 0 | 0 | 0 | 0 | 0 | 0 | 0 | 0 | 0 | 0 | 0 | 0 | 0 | 0 | 0 | 0 | 0 | 0 | 0 | 0 | 0 | 0 | 0 | 0 | 0 | 0 | 0 | 0 | 0 | 0 | 0 | 0 | 0 | 0 | 0 | 0 | 0 | 0 | 0 | 0 | 0 | 0 | 0 | 0 | 0 | 0 | 0 | 0 | 0 | 0 | 0 | 0 | 0 | 0 | R-20+4ci | R-20+4ci | R-20+4ci | R-20+4ci | R-20+4ci | R-20+4ci | R-20+4ci | R-20+4ci | R-20+4ci | R-20+4ci | R-20+4ci | R-20+4ci | R-20+4ci | R-20+4ci | R-20+4ci | R-20+4ci | R-20+4ci | R-20+4ci | R-20+4ci | R-20+4ci | R-20+4ci | R-20+4ci | R-20+4ci | R-20+4ci | R-20+4ci | R-20+4ci | R-20+4ci | R-20+4ci | 2.9994 | 2.9994 | 2.9994 | 2.9994 | 2.9994 | 2.9994 | 2.9994 | 2.9994 | 2.9994 | 2.9994 | 2.9994 | 2.9994 | 2.9994 | 2.9994 | 2.9994 | 2.9994 | 2.9994 | 2.9994 | 2.9994 | 2.9994 | 2.9994 | 2.9994 | 2.9994 | 2.9994 | 2.9994 | 2.9994 | 2.9994 | 2.9994 | 0.014 | 0.014 | 0.014 | 0.014 | 0.014 | 0.014 | 0.014 | 0.014 | 0.014 | 0.014 | 0.014 | 0.014 | 0.014 | 0.014 | 0.014 | 0.014 | 0.014 | 0.014 | 0.014 | 0.014 | 0.014 | 0.014 | 0.014 | 0.014 | 0.014 | 0.014 | 0.014 | 0.014 | 0 | 0 | 0 | 0 | 0 | 0 | 0 | 0 | 0 | 0 | 0 | 0 | 0 | 0 | 0 | 0 | 0 | 0 | 0 | 0 | 0 | 0 | 0 | 0 | 0 | 0 | 0 | 0 | 0 | 0 | 0 | 0 | 0 | 0 | 0 | 0 | 0 | 0 | 0 | 0 | 0 | 0 | 0 | 0 | 0 | 0 | 0 | 0 | 0 | 0 | 0 | 0 | 0 | 0 | 0 | 0 | 0 | 0 | 0 | 0 | 0 | 0 | 0 | 0 | 0 | 0 | 0 | 0 | 0 | 0 | 0 | 0 | 0 | 0 | 0 | 0 | 0 | 0 | 0 | 0 | 0 | 0 | 0 | 0 | 0 | 0
Destratification Fans (HVLS)_Grocery_Existing_High Volume, Low Speed (HVLS) fans with a minimum diameter of 14 ft with Variable Speed Drive (VSD) installed | Destratification Fans (HVLS)_Grocery_Existing | Destratification Fans (HVLS)_Commercial_Existing_No destratification fans or other means to effectively mix indoor air_High Volume, Low Speed (HVLS) fans with a minimum diameter of 14 ft with Variable Speed Drive (VSD) installed | Commercial | Grocery | Existing | Space Heating | Natural Gas | Destratification Fans (HVLS) | NEQ | No destratification fans or other means to effectively mix indoor air | 10 | 10 | 10 | 0.0080255 | 0 | 0 | 0.15 | 0.2 | Retro1Slow | 0.012666666666666666 | TBD | A | WCM313 | 0.7 | 0.42 | sqft roof | 0.0321 | 15052.642742880047 | 15052.6427 | 11872.506952130743 | 11872.507 | IL TRM v12 - 4.4.34 - Destratification Fan - CI-HVC-DSFN-V07-240101 | IL TRM v12 - 4.4.34 - Destratification Fan - CI-HVC-DSFN-V07-240101 | IL TRM v12 - 4.4.34 - Destratification Fan - CI-HVC-DSFN-V07-240101 | 0 | 0 | 0.71324 | No destratification fans or other means to effectively mix indoor air | No destratification fans or other means to effectively mix indoor air | No destratification fans or other means to effectively mix indoor air | No destratification fans or other means to effectively mix indoor air | No destratification fans or other means to effectively mix indoor air | No destratification fans or other means to effectively mix indoor air | No destratification fans or other means to effectively mix indoor air | No destratification fans or other means to effectively mix indoor air | No destratification fans or other means to effectively mix indoor air | No destratification fans or other means to effectively mix indoor air | No destratification fans or other means to effectively mix indoor air | No destratification fans or other means to effectively mix indoor air | No destratification fans or other means to effectively mix indoor air | No destratification fans or other means to effectively mix indoor air | No destratification fans or other means to effectively mix indoor air | No destratification fans or other means to effectively mix indoor air | No destratification fans or other means to effectively mix indoor air | No destratification fans or other means to effectively mix indoor air | No destratification fans or other means to effectively mix indoor air | No destratification fans or other means to effectively mix indoor air | No destratification fans or other means to effectively mix indoor air | No destratification fans or other means to effectively mix indoor air | No destratification fans or other means to effectively mix indoor air | No destratification fans or other means to effectively mix indoor air | No destratification fans or other means to effectively mix indoor air | No destratification fans or other means to effectively mix indoor air | No destratification fans or other means to effectively mix indoor air | No destratification fans or other means to effectively mix indoor air | 0 | 0 | 0 | 19.1706 | 37.6293 | 65.4923 | 104.2281 | 154.4607 | 215.5051 | 284.9662 | 358.4557 | 429.7148 | 490.8388 | 533.3898 | 549.7308 | 535.0056 | 488.9889 | 417.0167 | 334.4593 | 248.3222 | 167.1849 | 85.9683 | 55.9315 | 1.0276e-15 | 1.0061e-15 | 9.8619e-16 | 9.6774e-16 | 9.5064e-16 | 0 | 0 | 0 | 19.1706 | 56.454 | 120.8307 | 222.4455 | 371.6432 | 577.5463 | 846.3966 | 1179.7336 | 1573.171 | 2014.6571 | 2484.7585 | 2957.0004 | 3400.8347 | 3786.3545 | 4089.6401 | 4300.6646 | 4423.869 | 4469.3262 | 4440.4091 | 4389.3646 | 4292.1725 | 4202.2705 | 4119.0643 | 4042.0087 | 3970.6041 | 0 | 0 | 0 | 2449.949635537143 | 4897.288624602853 | 8695.357723548324 | 14144.191133303611 | 21468.90658893899 | 30748.06166117236 | 41825.807945564986 | 54221.35351313169 | 67062.46935239965 | 79082.58215324444 | 88725.51777870099 | 94387.24584362372 | 94781.300123602 | 89347.35990688165 | 78556.31247521061 | 64965.202433452505 | 49679.27244911072 | 34393.34246476895 | 18152.041856405842 | 12101.361237603895 | 2.2737367544323206E-13 | 2.2737367544323206E-13 | 2.2737367544323206E-13 | 2.2737367544323206E-13 | 2.2737367544323206E-13 | 0 | 0 | 0 | 2449.949635537143 | 7347.238260139996 | 16042.59598368832 | 30186.78711699193 | 51655.69370593092 | 82403.75536710328 | 124229.56331266827 | 178450.91682579997 | 245513.3861781996 | 324595.9683314441 | 413321.48611014505 | 507708.73195376876 | 602490.0320773708 | 691837.3919842525 | 770393.7044594631 | 835358.9068929156 | 885038.1793420264 | 919431.5218067953 | 937583.563663201 | 949684.924900805 | 949684.924900805 | 949684.924900805 | 949684.924900805 | 949684.924900805 | 949684.924900805 | High Volume, Low Speed (HVLS) fans with a minimum diameter of 14 ft with Variable Speed Drive (VSD) installed | High Volume, Low Speed (HVLS) fans with a minimum diameter of 14 ft with Variable Speed Drive (VSD) installed | High Volume, Low Speed (HVLS) fans with a minimum diameter of 14 ft with Variable Speed Drive (VSD) installed | High Volume, Low Speed (HVLS) fans with a minimum diameter of 14 ft with Variable Speed Drive (VSD) installed | High Volume, Low Speed (HVLS) fans with a minimum diameter of 14 ft with Variable Speed Drive (VSD) installed | High Volume, Low Speed (HVLS) fans with a minimum diameter of 14 ft with Variable Speed Drive (VSD) installed | High Volume, Low Speed (HVLS) fans with a minimum diameter of 14 ft with Variable Speed Drive (VSD) installed | High Volume, Low Speed (HVLS) fans with a minimum diameter of 14 ft with Variable Speed Drive (VSD) installed | High Volume, Low Speed (HVLS) fans with a minimum diameter of 14 ft with Variable Speed Drive (VSD) installed | High Volume, Low Speed (HVLS) fans with a minimum diameter of 14 ft with Variable Speed Drive (VSD) installed | High Volume, Low Speed (HVLS) fans with a minimum diameter of 14 ft with Variable Speed Drive (VSD) installed | High Volume, Low Speed (HVLS) fans with a minimum diameter of 14 ft with Variable Speed Drive (VSD) installed | High Volume, Low Speed (HVLS) fans with a minimum diameter of 14 ft with Variable Speed Drive (VSD) installed | High Volume, Low Speed (HVLS) fans with a minimum diameter of 14 ft with Variable Speed Drive (VSD) installed | High Volume, Low Speed (HVLS) fans with a minimum diameter of 14 ft with Variable Speed Drive (VSD) installed | High Volume, Low Speed (HVLS) fans with a minimum diameter of 14 ft with Variable Speed Drive (VSD) installed | High Volume, Low Speed (HVLS) fans with a minimum diameter of 14 ft with Variable Speed Drive (VSD) installed | High Volume, Low Speed (HVLS) fans with a minimum diameter of 14 ft with Variable Speed Drive (VSD) installed | High Volume, Low Speed (HVLS) fans with a minimum diameter of 14 ft with Variable Speed Drive (VSD) installed | High Volume, Low Speed (HVLS) fans with a minimum diameter of 14 ft with Variable Speed Drive (VSD) installed | High Volume, Low Speed (HVLS) fans with a minimum diameter of 14 ft with Variable Speed Drive (VSD) installed | High Volume, Low Speed (HVLS) fans with a minimum diameter of 14 ft with Variable Speed Drive (VSD) installed | High Volume, Low Speed (HVLS) fans with a minimum diameter of 14 ft with Variable Speed Drive (VSD) installed | High Volume, Low Speed (HVLS) fans with a minimum diameter of 14 ft with Variable Speed Drive (VSD) installed | High Volume, Low Speed (HVLS) fans with a minimum diameter of 14 ft with Variable Speed Drive (VSD) installed | High Volume, Low Speed (HVLS) fans with a minimum diameter of 14 ft with Variable Speed Drive (VSD) installed | High Volume, Low Speed (HVLS) fans with a minimum diameter of 14 ft with Variable Speed Drive (VSD) installed | High Volume, Low Speed (HVLS) fans with a minimum diameter of 14 ft with Variable Speed Drive (VSD) installed | 0.7132 | 0.7132 | 0.7132 | 0.7132 | 0.7132 | 0.7132 | 0.7132 | 0.7132 | 0.7132 | 0.7132 | 0.7132 | 0.7132 | 0.7132 | 0.7132 | 0.7132 | 0.7132 | 0.7132 | 0.7132 | 0.7132 | 0.7132 | 0.7132 | 0.7132 | 0.7132 | 0.7132 | 0.7132 | 0.7132 | 0.7132 | 0.7132 | 0.008 | 0.008 | 0.008 | 0.008 | 0.008 | 0.008 | 0.008 | 0.008 | 0.008 | 0.008 | 0.008 | 0.008 | 0.008 | 0.008 | 0.008 | 0.008 | 0.008 | 0.008 | 0.008 | 0.008 | 0.008 | 0.008 | 0.008 | 0.008 | 0.008 | 0.008 | 0.008 | 0.008 | 0 | 0 | 0 | 0 | 0 | 0 | 0 | 0 | 0 | 0 | 0 | 0 | 0 | 0 | 0 | 0 | 0 | 0 | 0 | 0 | 0 | 0 | 0 | 0 | 0 | 0 | 0 | 0 | 0 | 0 | 0 | 0 | 0 | 0 | 0 | 0 | 0 | 0 | 0 | 0 | 0 | 0 | 0 | 0 | 0 | 0 | 0 | 0 | 0 | 0 | 0 | 0 | 0 | 0 | 0 | 0 | 0 | 0 | 0 | 0 | 0 | 0 | 0 | 0 | 0 | 0 | 0 | 0 | 0 | 0 | 0 | 0 | 0 | 0 | 0 | 0 | 0 | 0 | 0 | 0 | 0 | 0 | 0 | 0 | 0 | 0 | 0 | 0 | 0 | 0 | 0 | 0 | 0 | 0 | 0 | 0 | 0 | 0 | 0 | 0 | 0 | 0 | 0 | 0 | 0 | 0 | 0 | 0 | 0 | 0 | 0 | 0 | High Volume, Low Speed (HVLS) fans with a minimum diameter of 14 ft with Variable Speed Drive (VSD) installed | High Volume, Low Speed (HVLS) fans with a minimum diameter of 14 ft with Variable Speed Drive (VSD) installed | High Volume, Low Speed (HVLS) fans with a minimum diameter of 14 ft with Variable Speed Drive (VSD) installed | High Volume, Low Speed (HVLS) fans with a minimum diameter of 14 ft with Variable Speed Drive (VSD) installed | High Volume, Low Speed (HVLS) fans with a minimum diameter of 14 ft with Variable Speed Drive (VSD) installed | High Volume, Low Speed (HVLS) fans with a minimum diameter of 14 ft with Variable Speed Drive (VSD) installed | High Volume, Low Speed (HVLS) fans with a minimum diameter of 14 ft with Variable Speed Drive (VSD) installed | High Volume, Low Speed (HVLS) fans with a minimum diameter of 14 ft with Variable Speed Drive (VSD) installed | High Volume, Low Speed (HVLS) fans with a minimum diameter of 14 ft with Variable Speed Drive (VSD) installed | High Volume, Low Speed (HVLS) fans with a minimum diameter of 14 ft with Variable Speed Drive (VSD) installed | High Volume, Low Speed (HVLS) fans with a minimum diameter of 14 ft with Variable Speed Drive (VSD) installed | High Volume, Low Speed (HVLS) fans with a minimum diameter of 14 ft with Variable Speed Drive (VSD) installed | High Volume, Low Speed (HVLS) fans with a minimum diameter of 14 ft with Variable Speed Drive (VSD) installed | High Volume, Low Speed (HVLS) fans with a minimum diameter of 14 ft with Variable Speed Drive (VSD) installed | High Volume, Low Speed (HVLS) fans with a minimum diameter of 14 ft with Variable Speed Drive (VSD) installed | High Volume, Low Speed (HVLS) fans with a minimum diameter of 14 ft with Variable Speed Drive (VSD) installed | High Volume, Low Speed (HVLS) fans with a minimum diameter of 14 ft with Variable Speed Drive (VSD) installed | High Volume, Low Speed (HVLS) fans with a minimum diameter of 14 ft with Variable Speed Drive (VSD) installed | High Volume, Low Speed (HVLS) fans with a minimum diameter of 14 ft with Variable Speed Drive (VSD) installed | High Volume, Low Speed (HVLS) fans with a minimum diameter of 14 ft with Variable Speed Drive (VSD) installed | High Volume, Low Speed (HVLS) fans with a minimum diameter of 14 ft with Variable Speed Drive (VSD) installed | High Volume, Low Speed (HVLS) fans with a minimum diameter of 14 ft with Variable Speed Drive (VSD) installed | High Volume, Low Speed (HVLS) fans with a minimum diameter of 14 ft with Variable Speed Drive (VSD) installed | High Volume, Low Speed (HVLS) fans with a minimum diameter of 14 ft with Variable Speed Drive (VSD) installed | High Volume, Low Speed (HVLS) fans with a minimum diameter of 14 ft with Variable Speed Drive (VSD) installed | High Volume, Low Speed (HVLS) fans with a minimum diameter of 14 ft with Variable Speed Drive (VSD) installed | High Volume, Low Speed (HVLS) fans with a minimum diameter of 14 ft with Variable Speed Drive (VSD) installed | High Volume, Low Speed (HVLS) fans with a minimum diameter of 14 ft with Variable Speed Drive (VSD) installed | 0.7132 | 0.7132 | 0.7132 | 0.7132 | 0.7132 | 0.7132 | 0.7132 | 0.7132 | 0.7132 | 0.7132 | 0.7132 | 0.7132 | 0.7132 | 0.7132 | 0.7132 | 0.7132 | 0.7132 | 0.7132 | 0.7132 | 0.7132 | 0.7132 | 0.7132 | 0.7132 | 0.7132 | 0.7132 | 0.7132 | 0.7132 | 0.7132 | 0.008 | 0.008 | 0.008 | 0.008 | 0.008 | 0.008 | 0.008 | 0.008 | 0.008 | 0.008 | 0.008 | 0.008 | 0.008 | 0.008 | 0.008 | 0.008 | 0.008 | 0.008 | 0.008 | 0.008 | 0.008 | 0.008 | 0.008 | 0.008 | 0.008 | 0.008 | 0.008 | 0.008 | 0 | 0 | 0 | 0 | 0 | 0 | 0 | 0 | 0 | 0 | 0 | 0 | 0 | 0 | 0 | 0 | 0 | 0 | 0 | 0 | 0 | 0 | 0 | 0 | 0 | 0 | 0 | 0 | 0 | 0 | 0 | 0 | 0 | 0 | 0 | 0 | 0 | 0 | 0 | 0 | 0 | 0 | 0 | 0 | 0 | 0 | 0 | 0 | 0 | 0 | 0 | 0 | 0 | 0 | 0 | 0 | 0 | 0 | 0 | 0 | 0 | 0 | 0 | 0 | 0 | 0 | 0 | 0 | 0 | 0 | 0 | 0 | 0 | 0 | 0 | 0 | 0 | 0 | 0 | 0 | 0 | 0 | 0 | 0 | 0 | 0
Pool Heater - Night Covers_Lodging_Existing_pool cover with a 5 year warranty | Pool Heater - Night Covers_Lodging_Existing | Pool Heater - Night Covers_Commercial_Existing_uncovered pool that operates all year (indoor) or during summer (outdoor)_pool cover with a 5 year warranty | Commercial | Lodging | Existing | Miscellaneous | Natural Gas | Pool Heater - Night Covers | NEQ | uncovered pool that operates all year (indoor) or during summer (outdoor) | 6 | 6 | 6 | 0.019642 | 0 | 0 | 0.05 | 0.1 | RetroEven20 | 0.03333333333333333 | TBD | A | WCM644 | 0.7 | 0.42 | sqft pool | 0.0321 | 76057.27403610128 | 76057.274 | 65194.80597715989 | 65194.806 | IL TRM v13 - 4.3.4 - Commercial Pool Covers - CI-HWE-PLCV-V06-250101 | IL TRM v13 - 4.3.4 - Commercial Pool Covers - CI-HWE-PLCV-V06-250101 | IL TRM v13 - 4.3.4 - Commercial Pool Covers - CI-HWE-PLCV-V06-250101 | 0 | 0 | 6.3567 | uncovered pool that operates all year (indoor) or during summer (outdoor) | uncovered pool that operates all year (indoor) or during summer (outdoor) | uncovered pool that operates all year (indoor) or during summer (outdoor) | uncovered pool that operates all year (indoor) or during summer (outdoor) | uncovered pool that operates all year (indoor) or during summer (outdoor) | uncovered pool that operates all year (indoor) or during summer (outdoor) | uncovered pool that operates all year (indoor) or during summer (outdoor) | uncovered pool that operates all year (indoor) or during summer (outdoor) | uncovered pool that operates all year (indoor) or during summer (outdoor) | uncovered pool that operates all year (indoor) or during summer (outdoor) | uncovered pool that operates all year (indoor) or during summer (outdoor) | uncovered pool that operates all year (indoor) or during summer (outdoor) | uncovered pool that operates all year (indoor) or during summer (outdoor) | uncovered pool that operates all year (indoor) or during summer (outdoor) | uncovered pool that operates all year (indoor) or during summer (outdoor) | uncovered pool that operates all year (indoor) or during summer (outdoor) | uncovered pool that operates all year (indoor) or during summer (outdoor) | uncovered pool that operates all year (indoor) or during summer (outdoor) | uncovered pool that operates all year (indoor) or during summer (outdoor) | uncovered pool that operates all year (indoor) or during summer (outdoor) | uncovered pool that operates all year (indoor) or during summer (outdoor) | uncovered pool that operates all year (indoor) or during summer (outdoor) | uncovered pool that operates all year (indoor) or during summer (outdoor) | uncovered pool that operates all year (indoor) or during summer (outdoor) | uncovered pool that operates all year (indoor) or during summer (outdoor) | uncovered pool that operates all year (indoor) or during summer (outdoor) | uncovered pool that operates all year (indoor) or during summer (outdoor) | uncovered pool that operates all year (indoor) or during summer (outdoor) | 0 | 0 | 0 | 17.5381 | 17.3978 | 17.2462 | 17.0849 | 16.9153 | 16.7386 | 16.5558 | 16.3857 | 16.2239 | 16.0852 | 15.9663 | 15.8644 | 15.7771 | 15.7023 | 15.6108 | 15.5272 | 15.4881 | 15.4545 | 15.4258 | 10.2675 | 0 | 0 | 0 | 0 | 0 | 0 | 0 | 0 | 17.5381 | 34.7957 | 51.7386 | 68.3395 | 84.5764 | 100.4315 | 115.8905 | 131.0854 | 146.0149 | 160.8519 | 175.6295 | 190.3733 | 205.1028 | 219.8324 | 234.1623 | 248.435 | 263.2971 | 278.1815 | 293.0903 | 302.8899 | 302.4748 | 302.119 | 301.8141 | 301.5527 | 301.3287 | 0 | 0 | 0 | 21.07829356604278 | 21.078293566042785 | 21.07829356604278 | 21.07829356604278 | 21.07829356604278 | 21.078293566042785 | 21.07829356604278 | 21.078293566042774 | 21.078293566042785 | 21.078293566042788 | 21.078293566042785 | 21.07829356604278 | 21.078293566042785 | 21.078293566042785 | 21.078293566042785 | 21.078293566042785 | 21.07829356604278 | 21.07829356604278 | 21.078293566042785 | 14.052195710695184 | 0 | 0 | 0 | 0 | 0 | 0 | 0 | 0 | 21.07829356604278 | 42.15658713208556 | 63.23488069812834 | 84.31317426417112 | 105.39146783021391 | 126.46976139625669 | 147.54805496229946 | 168.62634852834225 | 189.70464209438504 | 210.78293566042782 | 231.8612292264706 | 252.93952279251337 | 274.01781635855616 | 295.096109924599 | 316.1744034906418 | 337.2526970566846 | 358.3309906227273 | 379.40928418877013 | 400.48757775481283 | 414.539773465508 | 414.539773465508 | 414.539773465508 | 414.539773465508 | 414.539773465508 | 414.539773465508 | pool cover with a 5 year warranty | pool cover with a 5 year warranty | pool cover with a 5 year warranty | pool cover with a 5 year warranty | pool cover with a 5 year warranty | pool cover with a 5 year warranty | pool cover with a 5 year warranty | pool cover with a 5 year warranty | pool cover with a 5 year warranty | pool cover with a 5 year warranty | pool cover with a 5 year warranty | pool cover with a 5 year warranty | pool cover with a 5 year warranty | pool cover with a 5 year warranty | pool cover with a 5 year warranty | pool cover with a 5 year warranty | pool cover with a 5 year warranty | pool cover with a 5 year warranty | pool cover with a 5 year warranty | pool cover with a 5 year warranty | pool cover with a 5 year warranty | pool cover with a 5 year warranty | pool cover with a 5 year warranty | pool cover with a 5 year warranty | pool cover with a 5 year warranty | pool cover with a 5 year warranty | pool cover with a 5 year warranty | pool cover with a 5 year warranty | 6.3567 | 6.3567 | 6.3567 | 6.3567 | 6.3567 | 6.3567 | 6.3567 | 6.3567 | 6.3567 | 6.3567 | 6.3567 | 6.3567 | 6.3567 | 6.3567 | 6.3567 | 6.3567 | 6.3567 | 6.3567 | 6.3567 | 6.3567 | 6.3567 | 6.3567 | 6.3567 | 6.3567 | 6.3567 | 6.3567 | 6.3567 | 6.3567 | 0.0196 | 0.0196 | 0.0196 | 0.0196 | 0.0196 | 0.0196 | 0.0196 | 0.0196 | 0.0196 | 0.0196 | 0.0196 | 0.0196 | 0.0196 | 0.0196 | 0.0196 | 0.0196 | 0.0196 | 0.0196 | 0.0196 | 0.0196 | 0.0196 | 0.0196 | 0.0196 | 0.0196 | 0.0196 | 0.0196 | 0.0196 | 0.0196 | 0 | 0 | 0 | 0 | 0 | 0 | 0 | 0 | 0 | 0 | 0 | 0 | 0 | 0 | 0 | 0 | 0 | 0 | 0 | 0 | 0 | 0 | 0 | 0 | 0 | 0 | 0 | 0 | 0 | 0 | 0 | 0 | 0 | 0 | 0 | 0 | 0 | 0 | 0 | 0 | 0 | 0 | 0 | 0 | 0 | 0 | 0 | 0 | 0 | 0 | 0 | 0 | 0 | 0 | 0 | 0 | 0 | 0 | 0 | 0 | 0 | 0 | 0 | 0 | 0 | 0 | 0 | 0 | 0 | 0 | 0 | 0 | 0 | 0 | 0 | 0 | 0 | 0 | 0 | 0 | 0 | 0 | 0 | 0 | 0 | 0 | 0 | 0 | 0 | 0 | 0 | 0 | 0 | 0 | 0 | 0 | 0 | 0 | 0 | 0 | 0 | 0 | 0 | 0 | 0 | 0 | 0 | 0 | 0 | 0 | 0 | 0 | pool cover with a 5 year warranty | pool cover with a 5 year warranty | pool cover with a 5 year warranty | pool cover with a 5 year warranty | pool cover with a 5 year warranty | pool cover with a 5 year warranty | pool cover with a 5 year warranty | pool cover with a 5 year warranty | pool cover with a 5 year warranty | pool cover with a 5 year warranty | pool cover with a 5 year warranty | pool cover with a 5 year warranty | pool cover with a 5 year warranty | pool cover with a 5 year warranty | pool cover with a 5 year warranty | pool cover with a 5 year warranty | pool cover with a 5 year warranty | pool cover with a 5 year warranty | pool cover with a 5 year warranty | pool cover with a 5 year warranty | pool cover with a 5 year warranty | pool cover with a 5 year warranty | pool cover with a 5 year warranty | pool cover with a 5 year warranty | pool cover with a 5 year warranty | pool cover with a 5 year warranty | pool cover with a 5 year warranty | pool cover with a 5 year warranty | 6.3567 | 6.3567 | 6.3567 | 6.3567 | 6.3567 | 6.3567 | 6.3567 | 6.3567 | 6.3567 | 6.3567 | 6.3567 | 6.3567 | 6.3567 | 6.3567 | 6.3567 | 6.3567 | 6.3567 | 6.3567 | 6.3567 | 6.3567 | 6.3567 | 6.3567 | 6.3567 | 6.3567 | 6.3567 | 6.3567 | 6.3567 | 6.3567 | 0.0196 | 0.0196 | 0.0196 | 0.0196 | 0.0196 | 0.0196 | 0.0196 | 0.0196 | 0.0196 | 0.0196 | 0.0196 | 0.0196 | 0.0196 | 0.0196 | 0.0196 | 0.0196 | 0.0196 | 0.0196 | 0.0196 | 0.0196 | 0.0196 | 0.0196 | 0.0196 | 0.0196 | 0.0196 | 0.0196 | 0.0196 | 0.0196 | 0 | 0 | 0 | 0 | 0 | 0 | 0 | 0 | 0 | 0 | 0 | 0 | 0 | 0 | 0 | 0 | 0 | 0 | 0 | 0 | 0 | 0 | 0 | 0 | 0 | 0 | 0 | 0 | 0 | 0 | 0 | 0 | 0 | 0 | 0 | 0 | 0 | 0 | 0 | 0 | 0 | 0 | 0 | 0 | 0 | 0 | 0 | 0 | 0 | 0 | 0 | 0 | 0 | 0 | 0 | 0 | 0 | 0 | 0 | 0 | 0 | 0 | 0 | 0 | 0 | 0 | 0 | 0 | 0 | 0 | 0 | 0 | 0 | 0 | 0 | 0 | 0 | 0 | 0 | 0 | 0 | 0 | 0 | 0 | 0 | 0
HVAC - Shut Off Damper_Warehouse_Existing_boiler or furnace with electrically or thermally activated shut off damper installed on either the exhaust flue or combustion air intake | HVAC - Shut Off Damper_Warehouse_Existing | HVAC - Shut Off Damper_Commercial_Existing_boiler or furnace that incorporates no shut off damper on the combustion air intake or flue exhaust_boiler or furnace with electrically or thermally activated shut off damper installed on either the exhaust flue or combustion air intake | Commercial | Warehouse | Existing | Space Heating | Natural Gas | HVAC - Shut Off Damper | NEQ | boiler or furnace that incorporates no shut off damper on the combustion air intake or flue exhaust | 15 | 15 | 15 | 18.4164 | 0 | 0 | 0 | 0.25 | Retro12Med | 3.879925052500492E-06 | TBD | A | WCM723 | 0.7 | 0.42 | BoilerCtrl | 0.0321 | 14724.74823123158 | 14724.7482 | 11613.8859288587 | 11613.8859 | IL TRM v12 - 4.4.23 - Shut Off Damper for Space Heating Boilers or Furnaces - CI-HVC-SODP-V03-240101 | IL TRM v12 - 4.4.23 - Shut Off Damper for Space Heating Boilers or Furnaces - CI-HVC-SODP-V03-240101 | IL TRM v12 - 4.4.23 - Shut Off Damper for Space Heating Boilers or Furnaces - CI-HVC-SODP-V03-240101 | 0 | 0 | 2242.39 | boiler or furnace that incorporates no shut off damper on the combustion air intake or flue exhaust | boiler or furnace that incorporates no shut off damper on the combustion air intake or flue exhaust | boiler or furnace that incorporates no shut off damper on the combustion air intake or flue exhaust | boiler or furnace that incorporates no shut off damper on the combustion air intake or flue exhaust | boiler or furnace that incorporates no shut off damper on the combustion air intake or flue exhaust | boiler or furnace that incorporates no shut off damper on the combustion air intake or flue exhaust | boiler or furnace that incorporates no shut off damper on the combustion air intake or flue exhaust | boiler or furnace that incorporates no shut off damper on the combustion air intake or flue exhaust | boiler or furnace that incorporates no shut off damper on the combustion air intake or flue exhaust | boiler or furnace that incorporates no shut off damper on the combustion air intake or flue exhaust | boiler or furnace that incorporates no shut off damper on the combustion air intake or flue exhaust | boiler or furnace that incorporates no shut off damper on the combustion air intake or flue exhaust | boiler or furnace that incorporates no shut off damper on the combustion air intake or flue exhaust | boiler or furnace that incorporates no shut off damper on the combustion air intake or flue exhaust | boiler or furnace that incorporates no shut off damper on the combustion air intake or flue exhaust | boiler or furnace that incorporates no shut off damper on the combustion air intake or flue exhaust | boiler or furnace that incorporates no shut off damper on the combustion air intake or flue exhaust | boiler or furnace that incorporates no shut off damper on the combustion air intake or flue exhaust | boiler or furnace that incorporates no shut off damper on the combustion air intake or flue exhaust | boiler or furnace that incorporates no shut off damper on the combustion air intake or flue exhaust | boiler or furnace that incorporates no shut off damper on the combustion air intake or flue exhaust | boiler or furnace that incorporates no shut off damper on the combustion air intake or flue exhaust | boiler or furnace that incorporates no shut off damper on the combustion air intake or flue exhaust | boiler or furnace that incorporates no shut off damper on the combustion air intake or flue exhaust | boiler or furnace that incorporates no shut off damper on the combustion air intake or flue exhaust | boiler or furnace that incorporates no shut off damper on the combustion air intake or flue exhaust | boiler or furnace that incorporates no shut off damper on the combustion air intake or flue exhaust | boiler or furnace that incorporates no shut off damper on the combustion air intake or flue exhaust | 0 | 0 | 0 | 1538.0756 | 1504.0812 | 1465.4448 | 1422.2869 | 1374.4365 | 1189.0323 | 910.0944 | 694.3079 | 529.0452 | 403.4542 | 308.5308 | 236.9309 | 182.7319 | 141.5104 | 109.9765 | 85.7055 | 0.57122 | 0.19997 | 0.044449 | 0.029191 | 0 | 0 | 0 | 0 | 0 | 0 | 0 | 0 | 1538.0756 | 3008.1625 | 4396.3344 | 5689.1476 | 6872.1826 | 7794.7674 | 8367.8124 | 8674.0269 | 8790.7847 | 8783.3597 | 8704.5792 | 8592.5937 | 8466.4827 | 8337.226 | 8209.2007 | 8082.5668 | 7898.4759 | 7742.4652 | 7613.5492 | 7500.1702 | 7409.022 | 7324.9856 | 7247.4873 | 7176.0015 | 7110.046 | 0 | 0 | 0 | 0.009603350259112126 | 0.009603350259112128 | 0.009603350259112124 | 0.009603350259112128 | 0.009603350259112126 | 0.008643015233200914 | 0.006914412186560729 | 0.005531529749248582 | 0.004425223799398866 | 0.0035401790395190942 | 0.0028321432316152743 | 0.00226571458529222 | 0.001812571668233776 | 0.0014500573345870205 | 0.0011600458676696165 | 0.0009280366941356936 | 6.329921862362123E-06 | 2.26068637941574E-06 | 5.110000091850682E-07 | 3.4066667279004546E-07 | 0 | 0 | 0 | 0 | 0 | 0 | 0 | 0 | 0.009603350259112126 | 0.019206700518224252 | 0.028810050777336373 | 0.038413401036448504 | 0.04801675129556063 | 0.05665976652876154 | 0.06357417871532227 | 0.06910570846457086 | 0.07353093226396971 | 0.0770711113034888 | 0.07990325453510408 | 0.0821689691203963 | 0.08398154078863007 | 0.08543159812321709 | 0.08659164399088672 | 0.0875196806850224 | 0.08752601060688475 | 0.08752827129326418 | 0.08752878229327336 | 0.08752912295994615 | 0.08752912295994615 | 0.08752912295994615 | 0.08752912295994615 | 0.08752912295994615 | 0.08752912295994615 | boiler or furnace with electrically or thermally activated shut off damper installed on either the exhaust flue or combustion air intake | boiler or furnace with electrically or thermally activated shut off damper installed on either the exhaust flue or combustion air intake | boiler or furnace with electrically or thermally activated shut off damper installed on either the exhaust flue or combustion air intake | boiler or furnace with electrically or thermally activated shut off damper installed on either the exhaust flue or combustion air intake | boiler or furnace with electrically or thermally activated shut off damper installed on either the exhaust flue or combustion air intake | boiler or furnace with electrically or thermally activated shut off damper installed on either the exhaust flue or combustion air intake | boiler or furnace with electrically or thermally activated shut off damper installed on either the exhaust flue or combustion air intake | boiler or furnace with electrically or thermally activated shut off damper installed on either the exhaust flue or combustion air intake | boiler or furnace with electrically or thermally activated shut off damper installed on either the exhaust flue or combustion air intake | boiler or furnace with electrically or thermally activated shut off damper installed on either the exhaust flue or combustion air intake | boiler or furnace with electrically or thermally activated shut off damper installed on either the exhaust flue or combustion air intake | boiler or furnace with electrically or thermally activated shut off damper installed on either the exhaust flue or combustion air intake | boiler or furnace with electrically or thermally activated shut off damper installed on either the exhaust flue or combustion air intake | boiler or furnace with electrically or thermally activated shut off damper installed on either the exhaust flue or combustion air intake | boiler or furnace with electrically or thermally activated shut off damper installed on either the exhaust flue or combustion air intake | boiler or furnace with electrically or thermally activated shut off damper installed on either the exhaust flue or combustion air intake | boiler or furnace with electrically or thermally activated shut off damper installed on either the exhaust flue or combustion air intake | boiler or furnace with electrically or thermally activated shut off damper installed on either the exhaust flue or combustion air intake | boiler or furnace with electrically or thermally activated shut off damper installed on either the exhaust flue or combustion air intake | boiler or furnace with electrically or thermally activated shut off damper installed on either the exhaust flue or combustion air intake | boiler or furnace with electrically or thermally activated shut off damper installed on either the exhaust flue or combustion air intake | boiler or furnace with electrically or thermally activated shut off damper installed on either the exhaust flue or combustion air intake | boiler or furnace with electrically or thermally activated shut off damper installed on either the exhaust flue or combustion air intake | boiler or furnace with electrically or thermally activated shut off damper installed on either the exhaust flue or combustion air intake | boiler or furnace with electrically or thermally activated shut off damper installed on either the exhaust flue or combustion air intake | boiler or furnace with electrically or thermally activated shut off damper installed on either the exhaust flue or combustion air intake | boiler or furnace with electrically or thermally activated shut off damper installed on either the exhaust flue or combustion air intake | boiler or furnace with electrically or thermally activated shut off damper installed on either the exhaust flue or combustion air intake | 2242.39 | 2242.39 | 2242.39 | 2242.39 | 2242.39 | 2242.39 | 2242.39 | 2242.39 | 2242.39 | 2242.39 | 2242.39 | 2242.39 | 2242.39 | 2242.39 | 2242.39 | 2242.39 | 2242.39 | 2242.39 | 2242.39 | 2242.39 | 2242.39 | 2242.39 | 2242.39 | 2242.39 | 2242.39 | 2242.39 | 2242.39 | 2242.39 | 18.4164 | 18.4164 | 18.4164 | 18.4164 | 18.4164 | 18.4164 | 18.4164 | 18.4164 | 18.4164 | 18.4164 | 18.4164 | 18.4164 | 18.4164 | 18.4164 | 18.4164 | 18.4164 | 18.4164 | 18.4164 | 18.4164 | 18.4164 | 18.4164 | 18.4164 | 18.4164 | 18.4164 | 18.4164 | 18.4164 | 18.4164 | 18.4164 | 0 | 0 | 0 | 0 | 0 | 0 | 0 | 0 | 0 | 0 | 0 | 0 | 0 | 0 | 0 | 0 | 0 | 0 | 0 | 0 | 0 | 0 | 0 | 0 | 0 | 0 | 0 | 0 | 0 | 0 | 0 | 0 | 0 | 0 | 0 | 0 | 0 | 0 | 0 | 0 | 0 | 0 | 0 | 0 | 0 | 0 | 0 | 0 | 0 | 0 | 0 | 0 | 0 | 0 | 0 | 0 | 0 | 0 | 0 | 0 | 0 | 0 | 0 | 0 | 0 | 0 | 0 | 0 | 0 | 0 | 0 | 0 | 0 | 0 | 0 | 0 | 0 | 0 | 0 | 0 | 0 | 0 | 0 | 0 | 0 | 0 | 0 | 0 | 0 | 0 | 0 | 0 | 0 | 0 | 0 | 0 | 0 | 0 | 0 | 0 | 0 | 0 | 0 | 0 | 0 | 0 | 0 | 0 | 0 | 0 | 0 | 0 | boiler or furnace with electrically or thermally activated shut off damper installed on either the exhaust flue or combustion air intake | boiler or furnace with electrically or thermally activated shut off damper installed on either the exhaust flue or combustion air intake | boiler or furnace with electrically or thermally activated shut off damper installed on either the exhaust flue or combustion air intake | boiler or furnace with electrically or thermally activated shut off damper installed on either the exhaust flue or combustion air intake | boiler or furnace with electrically or thermally activated shut off damper installed on either the exhaust flue or combustion air intake | boiler or furnace with electrically or thermally activated shut off damper installed on either the exhaust flue or combustion air intake | boiler or furnace with electrically or thermally activated shut off damper installed on either the exhaust flue or combustion air intake | boiler or furnace with electrically or thermally activated shut off damper installed on either the exhaust flue or combustion air intake | boiler or furnace with electrically or thermally activated shut off damper installed on either the exhaust flue or combustion air intake | boiler or furnace with electrically or thermally activated shut off damper installed on either the exhaust flue or combustion air intake | boiler or furnace with electrically or thermally activated shut off damper installed on either the exhaust flue or combustion air intake | boiler or furnace with electrically or thermally activated shut off damper installed on either the exhaust flue or combustion air intake | boiler or furnace with electrically or thermally activated shut off damper installed on either the exhaust flue or combustion air intake | boiler or furnace with electrically or thermally activated shut off damper installed on either the exhaust flue or combustion air intake | boiler or furnace with electrically or thermally activated shut off damper installed on either the exhaust flue or combustion air intake | boiler or furnace with electrically or thermally activated shut off damper installed on either the exhaust flue or combustion air intake | boiler or furnace with electrically or thermally activated shut off damper installed on either the exhaust flue or combustion air intake | boiler or furnace with electrically or thermally activated shut off damper installed on either the exhaust flue or combustion air intake | boiler or furnace with electrically or thermally activated shut off damper installed on either the exhaust flue or combustion air intake | boiler or furnace with electrically or thermally activated shut off damper installed on either the exhaust flue or combustion air intake | boiler or furnace with electrically or thermally activated shut off damper installed on either the exhaust flue or combustion air intake | boiler or furnace with electrically or thermally activated shut off damper installed on either the exhaust flue or combustion air intake | boiler or furnace with electrically or thermally activated shut off damper installed on either the exhaust flue or combustion air intake | boiler or furnace with electrically or thermally activated shut off damper installed on either the exhaust flue or combustion air intake | boiler or furnace with electrically or thermally activated shut off damper installed on either the exhaust flue or combustion air intake | boiler or furnace with electrically or thermally activated shut off damper installed on either the exhaust flue or combustion air intake | boiler or furnace with electrically or thermally activated shut off damper installed on either the exhaust flue or combustion air intake | boiler or furnace with electrically or thermally activated shut off damper installed on either the exhaust flue or combustion air intake | 2242.39 | 2242.39 | 2242.39 | 2242.39 | 2242.39 | 2242.39 | 2242.39 | 2242.39 | 2242.39 | 2242.39 | 2242.39 | 2242.39 | 2242.39 | 2242.39 | 2242.39 | 2242.39 | 2242.39 | 2242.39 | 2242.39 | 2242.39 | 2242.39 | 2242.39 | 2242.39 | 2242.39 | 2242.39 | 2242.39 | 2242.39 | 2242.39 | 18.4164 | 18.4164 | 18.4164 | 18.4164 | 18.4164 | 18.4164 | 18.4164 | 18.4164 | 18.4164 | 18.4164 | 18.4164 | 18.4164 | 18.4164 | 18.4164 | 18.4164 | 18.4164 | 18.4164 | 18.4164 | 18.4164 | 18.4164 | 18.4164 | 18.4164 | 18.4164 | 18.4164 | 18.4164 | 18.4164 | 18.4164 | 18.4164 | 0 | 0 | 0 | 0 | 0 | 0 | 0 | 0 | 0 | 0 | 0 | 0 | 0 | 0 | 0 | 0 | 0 | 0 | 0 | 0 | 0 | 0 | 0 | 0 | 0 | 0 | 0 | 0 | 0 | 0 | 0 | 0 | 0 | 0 | 0 | 0 | 0 | 0 | 0 | 0 | 0 | 0 | 0 | 0 | 0 | 0 | 0 | 0 | 0 | 0 | 0 | 0 | 0 | 0 | 0 | 0 | 0 | 0 | 0 | 0 | 0 | 0 | 0 | 0 | 0 | 0 | 0 | 0 | 0 | 0 | 0 | 0 | 0 | 0 | 0 | 0 | 0 | 0 | 0 | 0 | 0 | 0 | 0 | 0 | 0 | 0
Gas-Fired Combination Heat Pump Conversion_Warehouse_Existing_Gas-fired heat pump, COP 1.3 | Gas-Fired Combination Heat Pump Conversion_Warehouse_Existing | Gas-Fired Combination Heat Pump Conversion_Commercial_Existing_Federal standard gas-fired central heating and DHW system_Gas-fired heat pump, COP 1.3 | Commercial | Warehouse | Existing | Water Heating | Natural Gas | Gas-Fired Combination Heat Pump Conversion | NEQ | Federal standard gas-fired central heating and DHW system | 20 | 20 | 20 | 0.048626 | 0 | 0 | 0 | 0.1 | Retro1Slow | 0.012666666666666666 | TBD | A | WCM715 | 0.7 | 0.42 | kBtuh heat | 0.0321 | 14114.260994729028 | 14114.261 | 11132.374869082047 | 11132.3749 | AEO 2021 - gas_eng-driven_RTHP-heat 2017 typical | EIA - Technology Forecast Updates. Appendix A. U.S. Energy Information Administration. March 3, 2023.¦ Technical Support Documents for Baseline Costs | AEG Analysis, Comparison of Baseline TE vs COP | 0 | 0 | 195.1704 | Federal standard gas-fired central heating and DHW system | Federal standard gas-fired central heating and DHW system | Federal standard gas-fired central heating and DHW system | Federal standard gas-fired central heating and DHW system | Federal standard gas-fired central heating and DHW system | Federal standard gas-fired central heating and DHW system | Federal standard gas-fired central heating and DHW system | Federal standard gas-fired central heating and DHW system | Federal standard gas-fired central heating and DHW system | Federal standard gas-fired central heating and DHW system | Federal standard gas-fired central heating and DHW system | Federal standard gas-fired central heating and DHW system | Federal standard gas-fired central heating and DHW system | Federal standard gas-fired central heating and DHW system | Federal standard gas-fired central heating and DHW system | Federal standard gas-fired central heating and DHW system | Federal standard gas-fired central heating and DHW system | Federal standard gas-fired central heating and DHW system | Federal standard gas-fired central heating and DHW system | Federal standard gas-fired central heating and DHW system | Federal standard gas-fired central heating and DHW system | Federal standard gas-fired central heating and DHW system | Federal standard gas-fired central heating and DHW system | Federal standard gas-fired central heating and DHW system | Federal standard gas-fired central heating and DHW system | Federal standard gas-fired central heating and DHW system | Federal standard gas-fired central heating and DHW system | Federal standard gas-fired central heating and DHW system | 0 | 0 | 0 | 10.9995 | 21.7353 | 38.094 | 61.0777 | 91.2456 | 128.4337 | 171.4412 | 218.2597 | 265.0916 | 307.5423 | 339.9604 | 356.8058 | 353.2417 | 328.6977 | 286.6322 | 235.442 | 179.0977 | 123.5086 | 65.0207 | 43.2674 | 1.0912e-15 | 1.0905e-15 | 1.09e-15 | 1.0896e-15 | 1.0892e-15 | 0 | 0 | 0 | 10.9995 | 32.6087 | 70.282 | 130.353 | 219.5433 | 344.1979 | 509.2086 | 718.3266 | 970.4912 | 1262.3132 | 1583.6814 | 1919.2577 | 2245.4285 | 2545.1826 | 2810.9728 | 3027.4444 | 3190.6334 | 3301.7347 | 3358.4287 | 3395.5158 | 3392.9573 | 3390.9106 | 3389.2732 | 3387.9633 | 3386.9154 | 0 | 0 | 0 | 10.188719368718195 | 20.366581720670588 | 36.16178813260628 | 58.82210477487908 | 89.28373923081331 | 127.87339251936982 | 173.94293064062649 | 225.4928618629498 | 278.89580687443714 | 328.8844084079923 | 368.98693278370297 | 392.5326243190501 | 394.1713961601132 | 371.5730165316208 | 326.6957862485915 | 270.17380550408507 | 206.60349832665324 | 143.03319114922138 | 75.4897397732002 | 50.326493182133476 | 1.2701563938552965E-15 | 1.2701563938552965E-15 | 1.2701563938552965E-15 | 1.2701563938552965E-15 | 1.2701563938552965E-15 | 0 | 0 | 0 | 10.188719368718195 | 30.555301089388784 | 66.71708922199507 | 125.53919399687416 | 214.82293322768749 | 342.6963257470573 | 516.6392563876838 | 742.1321182506335 | 1021.0279251250707 | 1349.912333533063 | 1718.899266316766 | 2111.431890635816 | 2505.6032867959293 | 2877.17630332755 | 3203.8720895761417 | 3474.0458950802263 | 3680.6493934068794 | 3823.6825845561007 | 3899.1723243293004 | 3949.498817511434 | 3949.498817511434 | 3949.498817511434 | 3949.498817511434 | 3949.498817511434 | 3949.498817511434 | Gas-fired heat pump, COP 1.3 | Gas-fired heat pump, COP 1.3 | Gas-fired heat pump, COP 1.3 | Gas-fired heat pump, COP 1.3 | Gas-fired heat pump, COP 1.3 | Gas-fired heat pump, COP 1.3 | Gas-fired heat pump, COP 1.3 | Gas-fired heat pump, COP 1.3 | Gas-fired heat pump, COP 1.3 | Gas-fired heat pump, COP 1.3 | Gas-fired heat pump, COP 1.3 | Gas-fired heat pump, COP 1.3 | Gas-fired heat pump, COP 1.3 | Gas-fired heat pump, COP 1.3 | Gas-fired heat pump, COP 1.3 | Gas-fired heat pump, COP 1.3 | Gas-fired heat pump, COP 1.3 | Gas-fired heat pump, COP 1.3 | Gas-fired heat pump, COP 1.3 | Gas-fired heat pump, COP 1.3 | Gas-fired heat pump, COP 1.3 | Gas-fired heat pump, COP 1.3 | Gas-fired heat pump, COP 1.3 | Gas-fired heat pump, COP 1.3 | Gas-fired heat pump, COP 1.3 | Gas-fired heat pump, COP 1.3 | Gas-fired heat pump, COP 1.3 | Gas-fired heat pump, COP 1.3 | 195.1704 | 195.1704 | 195.1704 | 195.1704 | 195.1704 | 195.1704 | 195.1704 | 195.1704 | 195.1704 | 195.1704 | 195.1704 | 195.1704 | 195.1704 | 195.1704 | 195.1704 | 195.1704 | 195.1704 | 195.1704 | 195.1704 | 195.1704 | 195.1704 | 195.1704 | 195.1704 | 195.1704 | 195.1704 | 195.1704 | 195.1704 | 195.1704 | 0.0486 | 0.0486 | 0.0486 | 0.0486 | 0.0486 | 0.0486 | 0.0486 | 0.0486 | 0.0486 | 0.0486 | 0.0486 | 0.0486 | 0.0486 | 0.0486 | 0.0486 | 0.0486 | 0.0486 | 0.0486 | 0.0486 | 0.0486 | 0.0486 | 0.0486 | 0.0486 | 0.0486 | 0.0486 | 0.0486 | 0.0486 | 0.0486 | 0 | 0 | 0 | 0 | 0 | 0 | 0 | 0 | 0 | 0 | 0 | 0 | 0 | 0 | 0 | 0 | 0 | 0 | 0 | 0 | 0 | 0 | 0 | 0 | 0 | 0 | 0 | 0 | 0 | 0 | 0 | 0 | 0 | 0 | 0 | 0 | 0 | 0 | 0 | 0 | 0 | 0 | 0 | 0 | 0 | 0 | 0 | 0 | 0 | 0 | 0 | 0 | 0 | 0 | 0 | 0 | 0 | 0 | 0 | 0 | 0 | 0 | 0 | 0 | 0 | 0 | 0 | 0 | 0 | 0 | 0 | 0 | 0 | 0 | 0 | 0 | 0 | 0 | 0 | 0 | 0 | 0 | 0 | 0 | 0 | 0 | 0 | 0 | 0 | 0 | 0 | 0 | 0 | 0 | 0 | 0 | 0 | 0 | 0 | 0 | 0 | 0 | 0 | 0 | 0 | 0 | 0 | 0 | 0 | 0 | 0 | 0 | Gas-fired heat pump, COP 1.3 | Gas-fired heat pump, COP 1.3 | Gas-fired heat pump, COP 1.3 | Gas-fired heat pump, COP 1.3 | Gas-fired heat pump, COP 1.3 | Gas-fired heat pump, COP 1.3 | Gas-fired heat pump, COP 1.3 | Gas-fired heat pump, COP 1.3 | Gas-fired heat pump, COP 1.3 | Gas-fired heat pump, COP 1.3 | Gas-fired heat pump, COP 1.3 | Gas-fired heat pump, COP 1.3 | Gas-fired heat pump, COP 1.3 | Gas-fired heat pump, COP 1.3 | Gas-fired heat pump, COP 1.3 | Gas-fired heat pump, COP 1.3 | Gas-fired heat pump, COP 1.3 | Gas-fired heat pump, COP 1.3 | Gas-fired heat pump, COP 1.3 | Gas-fired heat pump, COP 1.3 | Gas-fired heat pump, COP 1.3 | Gas-fired heat pump, COP 1.3 | Gas-fired heat pump, COP 1.3 | Gas-fired heat pump, COP 1.3 | Gas-fired heat pump, COP 1.3 | Gas-fired heat pump, COP 1.3 | Gas-fired heat pump, COP 1.3 | Gas-fired heat pump, COP 1.3 | 195.1704 | 195.1704 | 195.1704 | 195.1704 | 195.1704 | 195.1704 | 195.1704 | 195.1704 | 195.1704 | 195.1704 | 195.1704 | 195.1704 | 195.1704 | 195.1704 | 195.1704 | 195.1704 | 195.1704 | 195.1704 | 195.1704 | 195.1704 | 195.1704 | 195.1704 | 195.1704 | 195.1704 | 195.1704 | 195.1704 | 195.1704 | 195.1704 | 0.0486 | 0.0486 | 0.0486 | 0.0486 | 0.0486 | 0.0486 | 0.0486 | 0.0486 | 0.0486 | 0.0486 | 0.0486 | 0.0486 | 0.0486 | 0.0486 | 0.0486 | 0.0486 | 0.0486 | 0.0486 | 0.0486 | 0.0486 | 0.0486 | 0.0486 | 0.0486 | 0.0486 | 0.0486 | 0.0486 | 0.0486 | 0.0486 | 0 | 0 | 0 | 0 | 0 | 0 | 0 | 0 | 0 | 0 | 0 | 0 | 0 | 0 | 0 | 0 | 0 | 0 | 0 | 0 | 0 | 0 | 0 | 0 | 0 | 0 | 0 | 0 | 0 | 0 | 0 | 0 | 0 | 0 | 0 | 0 | 0 | 0 | 0 | 0 | 0 | 0 | 0 | 0 | 0 | 0 | 0 | 0 | 0 | 0 | 0 | 0 | 0 | 0 | 0 | 0 | 0 | 0 | 0 | 0 | 0 | 0 | 0 | 0 | 0 | 0 | 0 | 0 | 0 | 0 | 0 | 0 | 0 | 0 | 0 | 0 | 0 | 0 | 0 | 0 | 0 | 0 | 0 | 0 | 0 | 0
Gas-Fired Combination Heat Pump Conversion_Warehouse_Existing_Gas-fired heat pump, COP 1.3 | Gas-Fired Combination Heat Pump Conversion_Warehouse_Existing | Gas-Fired Combination Heat Pump Conversion_Commercial_Existing_Federal standard gas-fired central heating and DHW system_Gas-fired heat pump, COP 1.3 | Commercial | Warehouse | Existing | Space Heating | Natural Gas | Gas-Fired Combination Heat Pump Conversion | NEQ | Federal standard gas-fired central heating and DHW system | 20 | 20 | 20 | 1.2747 | 0 | 0 | 0 | 0.1 | Retro1Slow | 0.012666666666666666 | TBD | A | WCM714 | 0.7 | 0.42 | kBtuh heat | 0.0321 | 14114.260994729028 | 14114.261 | 11132.374869082047 | 11132.3749 | AEO 2021 - gas_eng-driven_RTHP-heat 2017 typical | EIA - Technology Forecast Updates. Appendix A. U.S. Energy Information Administration. March 3, 2023.¦ Technical Support Documents for Baseline Costs | AEG Analysis, Comparison of Baseline TE vs COP | 0 | 0 | 195.1704 | Federal standard gas-fired central heating and DHW system | Federal standard gas-fired central heating and DHW system | Federal standard gas-fired central heating and DHW system | Federal standard gas-fired central heating and DHW system | Federal standard gas-fired central heating and DHW system | Federal standard gas-fired central heating and DHW system | Federal standard gas-fired central heating and DHW system | Federal standard gas-fired central heating and DHW system | Federal standard gas-fired central heating and DHW system | Federal standard gas-fired central heating and DHW system | Federal standard gas-fired central heating and DHW system | Federal standard gas-fired central heating and DHW system | Federal standard gas-fired central heating and DHW system | Federal standard gas-fired central heating and DHW system | Federal standard gas-fired central heating and DHW system | Federal standard gas-fired central heating and DHW system | Federal standard gas-fired central heating and DHW system | Federal standard gas-fired central heating and DHW system | Federal standard gas-fired central heating and DHW system | Federal standard gas-fired central heating and DHW system | Federal standard gas-fired central heating and DHW system | Federal standard gas-fired central heating and DHW system | Federal standard gas-fired central heating and DHW system | Federal standard gas-fired central heating and DHW system | Federal standard gas-fired central heating and DHW system | Federal standard gas-fired central heating and DHW system | Federal standard gas-fired central heating and DHW system | Federal standard gas-fired central heating and DHW system | 0 | 0 | 0 | 617.5074 | 1208.0127 | 2091.7647 | 3306.2332 | 4856.7595 | 6698.6716 | 8738.1593 | 10832.7768 | 12803.8825 | 14447.944 | 15559.9387 | 15959.6713 | 15518.8239 | 14220.8018 | 12191.8387 | 9852.8038 | 7380.8178 | 5017.9833 | 2607.2474 | 1713.7562 | 7.8308e-14 | 7.7444e-14 | 7.6647e-14 | 7.5911e-14 | 7.5232e-14 | 0 | 0 | 0 | 617.5074 | 1812.3411 | 3859.2243 | 7056.2223 | 11685.7036 | 17952.2111 | 25953.7775 | 35652.3551 | 46874.5721 | 59301.8621 | 72484.863 | 85847.0273 | 98647.4834 | 110114.9763 | 119564.1129 | 126692.8619 | 131489.5579 | 134144.9158 | 134668.7228 | 134491.3495 | 132901.8086 | 131435.5836 | 130082.8209 | 128834.4759 | 127682.2439 | 0 | 0 | 0 | 22.24436540394509 | 44.46502739243676 | 78.94966970544182 | 128.42245871044798 | 194.9273552649254 | 279.17762436132466 | 379.75823737796674 | 492.3038346370519 | 608.8949958510407 | 718.0318439969036 | 805.5850657072535 | 856.9908358778309 | 860.568659383131 | 811.2310934141801 | 713.2535682113953 | 589.8528200373165 | 451.0639212050067 | 312.2750223726968 | 164.81181736336782 | 109.87454490891191 | 5.080625575421186E-15 | 5.080625575421186E-15 | 5.080625575421186E-15 | 5.080625575421186E-15 | 5.080625575421186E-15 | 0 | 0 | 0 | 22.24436540394509 | 66.70939279638185 | 145.65906250182368 | 274.08152121227164 | 469.0088764771971 | 748.1865008385216 | 1127.9447382164883 | 1620.2485728535405 | 2229.1435687045814 | 2947.1754127014847 | 3752.760478408738 | 4609.751314286569 | 5470.3199736697 | 6281.551067083879 | 6994.804635295274 | 7584.657455332591 | 8035.721376537598 | 8347.996398910294 | 8512.808216273663 | 8622.682761182576 | 8622.682761182576 | 8622.682761182576 | 8622.682761182576 | 8622.682761182576 | 8622.682761182576 | Gas-fired heat pump, COP 1.3 | Gas-fired heat pump, COP 1.3 | Gas-fired heat pump, COP 1.3 | Gas-fired heat pump, COP 1.3 | Gas-fired heat pump, COP 1.3 | Gas-fired heat pump, COP 1.3 | Gas-fired heat pump, COP 1.3 | Gas-fired heat pump, COP 1.3 | Gas-fired heat pump, COP 1.3 | Gas-fired heat pump, COP 1.3 | Gas-fired heat pump, COP 1.3 | Gas-fired heat pump, COP 1.3 | Gas-fired heat pump, COP 1.3 | Gas-fired heat pump, COP 1.3 | Gas-fired heat pump, COP 1.3 | Gas-fired heat pump, COP 1.3 | Gas-fired heat pump, COP 1.3 | Gas-fired heat pump, COP 1.3 | Gas-fired heat pump, COP 1.3 | Gas-fired heat pump, COP 1.3 | Gas-fired heat pump, COP 1.3 | Gas-fired heat pump, COP 1.3 | Gas-fired heat pump, COP 1.3 | Gas-fired heat pump, COP 1.3 | Gas-fired heat pump, COP 1.3 | Gas-fired heat pump, COP 1.3 | Gas-fired heat pump, COP 1.3 | Gas-fired heat pump, COP 1.3 | 195.1704 | 195.1704 | 195.1704 | 195.1704 | 195.1704 | 195.1704 | 195.1704 | 195.1704 | 195.1704 | 195.1704 | 195.1704 | 195.1704 | 195.1704 | 195.1704 | 195.1704 | 195.1704 | 195.1704 | 195.1704 | 195.1704 | 195.1704 | 195.1704 | 195.1704 | 195.1704 | 195.1704 | 195.1704 | 195.1704 | 195.1704 | 195.1704 | 1.2747 | 1.2747 | 1.2747 | 1.2747 | 1.2747 | 1.2747 | 1.2747 | 1.2747 | 1.2747 | 1.2747 | 1.2747 | 1.2747 | 1.2747 | 1.2747 | 1.2747 | 1.2747 | 1.2747 | 1.2747 | 1.2747 | 1.2747 | 1.2747 | 1.2747 | 1.2747 | 1.2747 | 1.2747 | 1.2747 | 1.2747 | 1.2747 | 0 | 0 | 0 | 0 | 0 | 0 | 0 | 0 | 0 | 0 | 0 | 0 | 0 | 0 | 0 | 0 | 0 | 0 | 0 | 0 | 0 | 0 | 0 | 0 | 0 | 0 | 0 | 0 | 0 | 0 | 0 | 0 | 0 | 0 | 0 | 0 | 0 | 0 | 0 | 0 | 0 | 0 | 0 | 0 | 0 | 0 | 0 | 0 | 0 | 0 | 0 | 0 | 0 | 0 | 0 | 0 | 0 | 0 | 0 | 0 | 0 | 0 | 0 | 0 | 0 | 0 | 0 | 0 | 0 | 0 | 0 | 0 | 0 | 0 | 0 | 0 | 0 | 0 | 0 | 0 | 0 | 0 | 0 | 0 | 0 | 0 | 0 | 0 | 0 | 0 | 0 | 0 | 0 | 0 | 0 | 0 | 0 | 0 | 0 | 0 | 0 | 0 | 0 | 0 | 0 | 0 | 0 | 0 | 0 | 0 | 0 | 0 | Gas-fired heat pump, COP 1.3 | Gas-fired heat pump, COP 1.3 | Gas-fired heat pump, COP 1.3 | Gas-fired heat pump, COP 1.3 | Gas-fired heat pump, COP 1.3 | Gas-fired heat pump, COP 1.3 | Gas-fired heat pump, COP 1.3 | Gas-fired heat pump, COP 1.3 | Gas-fired heat pump, COP 1.3 | Gas-fired heat pump, COP 1.3 | Gas-fired heat pump, COP 1.3 | Gas-fired heat pump, COP 1.3 | Gas-fired heat pump, COP 1.3 | Gas-fired heat pump, COP 1.3 | Gas-fired heat pump, COP 1.3 | Gas-fired heat pump, COP 1.3 | Gas-fired heat pump, COP 1.3 | Gas-fired heat pump, COP 1.3 | Gas-fired heat pump, COP 1.3 | Gas-fired heat pump, COP 1.3 | Gas-fired heat pump, COP 1.3 | Gas-fired heat pump, COP 1.3 | Gas-fired heat pump, COP 1.3 | Gas-fired heat pump, COP 1.3 | Gas-fired heat pump, COP 1.3 | Gas-fired heat pump, COP 1.3 | Gas-fired heat pump, COP 1.3 | Gas-fired heat pump, COP 1.3 | 195.1704 | 195.1704 | 195.1704 | 195.1704 | 195.1704 | 195.1704 | 195.1704 | 195.1704 | 195.1704 | 195.1704 | 195.1704 | 195.1704 | 195.1704 | 195.1704 | 195.1704 | 195.1704 | 195.1704 | 195.1704 | 195.1704 | 195.1704 | 195.1704 | 195.1704 | 195.1704 | 195.1704 | 195.1704 | 195.1704 | 195.1704 | 195.1704 | 1.2747 | 1.2747 | 1.2747 | 1.2747 | 1.2747 | 1.2747 | 1.2747 | 1.2747 | 1.2747 | 1.2747 | 1.2747 | 1.2747 | 1.2747 | 1.2747 | 1.2747 | 1.2747 | 1.2747 | 1.2747 | 1.2747 | 1.2747 | 1.2747 | 1.2747 | 1.2747 | 1.2747 | 1.2747 | 1.2747 | 1.2747 | 1.2747 | 0 | 0 | 0 | 0 | 0 | 0 | 0 | 0 | 0 | 0 | 0 | 0 | 0 | 0 | 0 | 0 | 0 | 0 | 0 | 0 | 0 | 0 | 0 | 0 | 0 | 0 | 0 | 0 | 0 | 0 | 0 | 0 | 0 | 0 | 0 | 0 | 0 | 0 | 0 | 0 | 0 | 0 | 0 | 0 | 0 | 0 | 0 | 0 | 0 | 0 | 0 | 0 | 0 | 0 | 0 | 0 | 0 | 0 | 0 | 0 | 0 | 0 | 0 | 0 | 0 | 0 | 0 | 0 | 0 | 0 | 0 | 0 | 0 | 0 | 0 | 0 | 0 | 0 | 0 | 0 | 0 | 0 | 0 | 0 | 0 | 0
Pool Heater - Night Covers_Office_Existing_pool cover with a 5 year warranty | Pool Heater - Night Covers_Office_Existing | Pool Heater - Night Covers_Commercial_Existing_uncovered pool that operates all year (indoor) or during summer (outdoor)_pool cover with a 5 year warranty | Commercial | Office | Existing | Miscellaneous | Natural Gas | Pool Heater - Night Covers | NEQ | uncovered pool that operates all year (indoor) or during summer (outdoor) | 6 | 6 | 6 | 0.016393 | 0 | 0 | 0.05 | 0.1 | RetroEven20 | 0.03333333333333333 | TBD | A | WCM44 | 0.7 | 0.42 | sqft pool | 0.0321 | 91134.72538847435 | 91134.7254 | 78118.90203510501 | 78118.902 | IL TRM v13 - 4.3.4 - Commercial Pool Covers - CI-HWE-PLCV-V06-250101 | IL TRM v13 - 4.3.4 - Commercial Pool Covers - CI-HWE-PLCV-V06-250101 | IL TRM v13 - 4.3.4 - Commercial Pool Covers - CI-HWE-PLCV-V06-250101 | 0 | 0 | 6.3567 | uncovered pool that operates all year (indoor) or during summer (outdoor) | uncovered pool that operates all year (indoor) or during summer (outdoor) | uncovered pool that operates all year (indoor) or during summer (outdoor) | uncovered pool that operates all year (indoor) or during summer (outdoor) | uncovered pool that operates all year (indoor) or during summer (outdoor) | uncovered pool that operates all year (indoor) or during summer (outdoor) | uncovered pool that operates all year (indoor) or during summer (outdoor) | uncovered pool that operates all year (indoor) or during summer (outdoor) | uncovered pool that operates all year (indoor) or during summer (outdoor) | uncovered pool that operates all year (indoor) or during summer (outdoor) | uncovered pool that operates all year (indoor) or during summer (outdoor) | uncovered pool that operates all year (indoor) or during summer (outdoor) | uncovered pool that operates all year (indoor) or during summer (outdoor) | uncovered pool that operates all year (indoor) or during summer (outdoor) | uncovered pool that operates all year (indoor) or during summer (outdoor) | uncovered pool that operates all year (indoor) or during summer (outdoor) | uncovered pool that operates all year (indoor) or during summer (outdoor) | uncovered pool that operates all year (indoor) or during summer (outdoor) | uncovered pool that operates all year (indoor) or during summer (outdoor) | uncovered pool that operates all year (indoor) or during summer (outdoor) | uncovered pool that operates all year (indoor) or during summer (outdoor) | uncovered pool that operates all year (indoor) or during summer (outdoor) | uncovered pool that operates all year (indoor) or during summer (outdoor) | uncovered pool that operates all year (indoor) or during summer (outdoor) | uncovered pool that operates all year (indoor) or during summer (outdoor) | uncovered pool that operates all year (indoor) or during summer (outdoor) | uncovered pool that operates all year (indoor) or during summer (outdoor) | uncovered pool that operates all year (indoor) or during summer (outdoor) | 0 | 0 | 0 | 58.554 | 58.091 | 57.5896 | 57.0563 | 56.4957 | 55.9116 | 55.3074 | 54.7451 | 54.2104 | 53.7519 | 53.3588 | 53.0219 | 52.7331 | 52.4855 | 52.1829 | 51.9062 | 51.7766 | 51.6654 | 51.5704 | 34.326 | 7.2161e-31 | 7.2077e-31 | 7.2005e-31 | 7.1943e-31 | 7.189e-31 | 0 | 0 | 0 | 58.554 | 116.182 | 172.7689 | 228.2253 | 282.4783 | 335.4693 | 387.1515 | 437.9609 | 487.8934 | 537.5191 | 586.9468 | 636.2624 | 685.53 | 734.7976 | 782.7432 | 830.4997 | 880.2015 | 929.977 | 979.8376 | 1012.6165 | 1011.244 | 1010.0676 | 1009.0592 | 1008.1949 | 1007.454 | 0 | 0 | 0 | 843.1716472498728 | 843.1716472498726 | 843.1716472498724 | 843.1716472498726 | 843.1716472498724 | 843.1716472498726 | 843.1716472498726 | 843.1716472498725 | 843.1716472498725 | 843.1716472498726 | 843.1716472498725 | 843.1716472498724 | 843.1716472498724 | 843.1716472498723 | 843.1716472498724 | 843.1716472498725 | 843.1716472498725 | 843.1716472498725 | 843.1716472498724 | 562.1144314999149 | 1.1832913578315177E-29 | 1.1832913578315177E-29 | 1.1832913578315177E-29 | 1.1832913578315177E-29 | 1.1832913578315177E-29 | 0 | 0 | 0 | 843.1716472498728 | 1686.3432944997453 | 2529.5149417496177 | 3372.6865889994906 | 4215.8582362493635 | 5059.029883499235 | 5902.201530749108 | 6745.373177998981 | 7588.544825248854 | 8431.716472498727 | 9274.888119748599 | 10118.05976699847 | 10961.231414248345 | 11804.403061498217 | 12647.57470874809 | 13490.746355997962 | 14333.918003247834 | 15177.089650497708 | 16020.26129774758 | 16582.375729247495 | 16582.375729247495 | 16582.375729247495 | 16582.375729247495 | 16582.375729247495 | 16582.375729247495 | pool cover with a 5 year warranty | pool cover with a 5 year warranty | pool cover with a 5 year warranty | pool cover with a 5 year warranty | pool cover with a 5 year warranty | pool cover with a 5 year warranty | pool cover with a 5 year warranty | pool cover with a 5 year warranty | pool cover with a 5 year warranty | pool cover with a 5 year warranty | pool cover with a 5 year warranty | pool cover with a 5 year warranty | pool cover with a 5 year warranty | pool cover with a 5 year warranty | pool cover with a 5 year warranty | pool cover with a 5 year warranty | pool cover with a 5 year warranty | pool cover with a 5 year warranty | pool cover with a 5 year warranty | pool cover with a 5 year warranty | pool cover with a 5 year warranty | pool cover with a 5 year warranty | pool cover with a 5 year warranty | pool cover with a 5 year warranty | pool cover with a 5 year warranty | pool cover with a 5 year warranty | pool cover with a 5 year warranty | pool cover with a 5 year warranty | 6.3567 | 6.3567 | 6.3567 | 6.3567 | 6.3567 | 6.3567 | 6.3567 | 6.3567 | 6.3567 | 6.3567 | 6.3567 | 6.3567 | 6.3567 | 6.3567 | 6.3567 | 6.3567 | 6.3567 | 6.3567 | 6.3567 | 6.3567 | 6.3567 | 6.3567 | 6.3567 | 6.3567 | 6.3567 | 6.3567 | 6.3567 | 6.3567 | 0.0164 | 0.0164 | 0.0164 | 0.0164 | 0.0164 | 0.0164 | 0.0164 | 0.0164 | 0.0164 | 0.0164 | 0.0164 | 0.0164 | 0.0164 | 0.0164 | 0.0164 | 0.0164 | 0.0164 | 0.0164 | 0.0164 | 0.0164 | 0.0164 | 0.0164 | 0.0164 | 0.0164 | 0.0164 | 0.0164 | 0.0164 | 0.0164 | 0 | 0 | 0 | 0 | 0 | 0 | 0 | 0 | 0 | 0 | 0 | 0 | 0 | 0 | 0 | 0 | 0 | 0 | 0 | 0 | 0 | 0 | 0 | 0 | 0 | 0 | 0 | 0 | 0 | 0 | 0 | 0 | 0 | 0 | 0 | 0 | 0 | 0 | 0 | 0 | 0 | 0 | 0 | 0 | 0 | 0 | 0 | 0 | 0 | 0 | 0 | 0 | 0 | 0 | 0 | 0 | 0 | 0 | 0 | 0 | 0 | 0 | 0 | 0 | 0 | 0 | 0 | 0 | 0 | 0 | 0 | 0 | 0 | 0 | 0 | 0 | 0 | 0 | 0 | 0 | 0 | 0 | 0 | 0 | 0 | 0 | 0 | 0 | 0 | 0 | 0 | 0 | 0 | 0 | 0 | 0 | 0 | 0 | 0 | 0 | 0 | 0 | 0 | 0 | 0 | 0 | 0 | 0 | 0 | 0 | 0 | 0 | pool cover with a 5 year warranty | pool cover with a 5 year warranty | pool cover with a 5 year warranty | pool cover with a 5 year warranty | pool cover with a 5 year warranty | pool cover with a 5 year warranty | pool cover with a 5 year warranty | pool cover with a 5 year warranty | pool cover with a 5 year warranty | pool cover with a 5 year warranty | pool cover with a 5 year warranty | pool cover with a 5 year warranty | pool cover with a 5 year warranty | pool cover with a 5 year warranty | pool cover with a 5 year warranty | pool cover with a 5 year warranty | pool cover with a 5 year warranty | pool cover with a 5 year warranty | pool cover with a 5 year warranty | pool cover with a 5 year warranty | pool cover with a 5 year warranty | pool cover with a 5 year warranty | pool cover with a 5 year warranty | pool cover with a 5 year warranty | pool cover with a 5 year warranty | pool cover with a 5 year warranty | pool cover with a 5 year warranty | pool cover with a 5 year warranty | 6.3567 | 6.3567 | 6.3567 | 6.3567 | 6.3567 | 6.3567 | 6.3567 | 6.3567 | 6.3567 | 6.3567 | 6.3567 | 6.3567 | 6.3567 | 6.3567 | 6.3567 | 6.3567 | 6.3567 | 6.3567 | 6.3567 | 6.3567 | 6.3567 | 6.3567 | 6.3567 | 6.3567 | 6.3567 | 6.3567 | 6.3567 | 6.3567 | 0.0164 | 0.0164 | 0.0164 | 0.0164 | 0.0164 | 0.0164 | 0.0164 | 0.0164 | 0.0164 | 0.0164 | 0.0164 | 0.0164 | 0.0164 | 0.0164 | 0.0164 | 0.0164 | 0.0164 | 0.0164 | 0.0164 | 0.0164 | 0.0164 | 0.0164 | 0.0164 | 0.0164 | 0.0164 | 0.0164 | 0.0164 | 0.0164 | 0 | 0 | 0 | 0 | 0 | 0 | 0 | 0 | 0 | 0 | 0 | 0 | 0 | 0 | 0 | 0 | 0 | 0 | 0 | 0 | 0 | 0 | 0 | 0 | 0 | 0 | 0 | 0 | 0 | 0 | 0 | 0 | 0 | 0 | 0 | 0 | 0 | 0 | 0 | 0 | 0 | 0 | 0 | 0 | 0 | 0 | 0 | 0 | 0 | 0 | 0 | 0 | 0 | 0 | 0 | 0 | 0 | 0 | 0 | 0 | 0 | 0 | 0 | 0 | 0 | 0 | 0 | 0 | 0 | 0 | 0 | 0 | 0 | 0 | 0 | 0 | 0 | 0 | 0 | 0 | 0 | 0 | 0 | 0 | 0 | 0
Water Heater - Pipe Insulation_Miscellaneous_Existing_Insulated DHW pipe | Water Heater - Pipe Insulation_Miscellaneous_Existing | Water Heater - Pipe Insulation_Commercial_Existing_Bare DHW pipe_Insulated DHW pipe | Commercial | Miscellaneous | Existing | Water Heating | Natural Gas | Water Heater - Pipe Insulation | NEQ | Bare DHW pipe | 15 | 15 | 15 | 0.27217 | 0 | 0 | 0.02 | 0.1 | Retro3Slow | 0.004128203794943829 | TBD | A | WCM834 | 0.7 | 0.42 | PipeFeet | 0.0321 | 2261.2722829255827 | 2261.2723 | 1783.5387020258124 | 1783.5387 | IL TRM v13 - 4.4.24 - Small Pipe Insulation - CI-HVC-SPIN-V04-240101 | IL TRM v13 - 4.4.24 - Small Pipe Insulation - CI-HVC-SPIN-V04-240101 | IL TRM v13 - 4.4.24 - Small Pipe Insulation - CI-HVC-SPIN-V04-240101 | 0 | 0 | 5.4747 | Bare DHW pipe | Bare DHW pipe | Bare DHW pipe | Bare DHW pipe | Bare DHW pipe | Bare DHW pipe | Bare DHW pipe | Bare DHW pipe | Bare DHW pipe | Bare DHW pipe | Bare DHW pipe | Bare DHW pipe | Bare DHW pipe | Bare DHW pipe | Bare DHW pipe | Bare DHW pipe | Bare DHW pipe | Bare DHW pipe | Bare DHW pipe | Bare DHW pipe | Bare DHW pipe | Bare DHW pipe | Bare DHW pipe | Bare DHW pipe | Bare DHW pipe | Bare DHW pipe | Bare DHW pipe | Bare DHW pipe | 0 | 0 | 0 | 128.7959 | 200.1157 | 395.0274 | 681.3247 | 1043.0164 | 1434.9368 | 1791.9816 | 2052.9374 | 2170.9069 | 2135.6288 | 1963.8275 | 1695.2812 | 1376.3925 | 1056.7148 | 772.2693 | 536.9527 | 356.0973 | 225.7332 | 114.9314 | 76.4816 | 1.5254e-15 | 1.5245e-15 | 1.5237e-15 | 1.5231e-15 | 1.5226e-15 | 0 | 0 | 0 | 128.7959 | 327.4234 | 718.1933 | 1389.1568 | 2410.1242 | 3803.3256 | 5523.8724 | 7477.179 | 9512.9779 | 11494.0171 | 13288.1605 | 14805.0554 | 15972.3129 | 16822.9407 | 17457.7414 | 17877.2789 | 18139.9263 | 18295.687 | 18365.1061 | 18408.1819 | 18394.1699 | 18382.9602 | 18373.9925 | 18366.8183 | 18361.079 | 0 | 0 | 0 | 11.834040500634364 | 18.602013245540025 | 37.20402649108006 | 65.10704635939011 | 101.2776276701624 | 141.78867873822728 | 180.4583183941075 | 210.5347047931254 | 226.72968208490417 | 226.72968208490417 | 211.61436994591077 | 185.1625737026717 | 152.48682540220008 | 118.60086420171135 | 87.39011046441914 | 61.17307732509318 | 40.7820515500621 | 25.952214622766824 | 13.246445777018202 | 8.830963851345468 | 1.7626395928858818E-16 | 1.7626395928858818E-16 | 1.7626395928858818E-16 | 1.7626395928858818E-16 | 1.7626395928858818E-16 | 0 | 0 | 0 | 11.834040500634364 | 30.43605374617439 | 67.64008023725444 | 132.74712659664456 | 234.02475426680698 | 375.81343300503426 | 556.2717513991417 | 766.8064561922672 | 993.5361382771714 | 1220.2658203620756 | 1431.8801903079866 | 1617.0427640106582 | 1769.5295894128583 | 1888.13045361457 | 1975.5205640789889 | 2036.693641404082 | 2077.475692954144 | 2103.427907576911 | 2116.6743533539293 | 2125.5053172052744 | 2125.5053172052744 | 2125.5053172052744 | 2125.5053172052744 | 2125.5053172052744 | 2125.5053172052744 | Insulated DHW pipe | Insulated DHW pipe | Insulated DHW pipe | Insulated DHW pipe | Insulated DHW pipe | Insulated DHW pipe | Insulated DHW pipe | Insulated DHW pipe | Insulated DHW pipe | Insulated DHW pipe | Insulated DHW pipe | Insulated DHW pipe | Insulated DHW pipe | Insulated DHW pipe | Insulated DHW pipe | Insulated DHW pipe | Insulated DHW pipe | Insulated DHW pipe | Insulated DHW pipe | Insulated DHW pipe | Insulated DHW pipe | Insulated DHW pipe | Insulated DHW pipe | Insulated DHW pipe | Insulated DHW pipe | Insulated DHW pipe | Insulated DHW pipe | Insulated DHW pipe | 5.4747 | 5.4747 | 5.4747 | 5.4747 | 5.4747 | 5.4747 | 5.4747 | 5.4747 | 5.4747 | 5.4747 | 5.4747 | 5.4747 | 5.4747 | 5.4747 | 5.4747 | 5.4747 | 5.4747 | 5.4747 | 5.4747 | 5.4747 | 5.4747 | 5.4747 | 5.4747 | 5.4747 | 5.4747 | 5.4747 | 5.4747 | 5.4747 | 0.2722 | 0.2722 | 0.2722 | 0.2722 | 0.2722 | 0.2722 | 0.2722 | 0.2722 | 0.2722 | 0.2722 | 0.2722 | 0.2722 | 0.2722 | 0.2722 | 0.2722 | 0.2722 | 0.2722 | 0.2722 | 0.2722 | 0.2722 | 0.2722 | 0.2722 | 0.2722 | 0.2722 | 0.2722 | 0.2722 | 0.2722 | 0.2722 | 0 | 0 | 0 | 0 | 0 | 0 | 0 | 0 | 0 | 0 | 0 | 0 | 0 | 0 | 0 | 0 | 0 | 0 | 0 | 0 | 0 | 0 | 0 | 0 | 0 | 0 | 0 | 0 | 0 | 0 | 0 | 0 | 0 | 0 | 0 | 0 | 0 | 0 | 0 | 0 | 0 | 0 | 0 | 0 | 0 | 0 | 0 | 0 | 0 | 0 | 0 | 0 | 0 | 0 | 0 | 0 | 0 | 0 | 0 | 0 | 0 | 0 | 0 | 0 | 0 | 0 | 0 | 0 | 0 | 0 | 0 | 0 | 0 | 0 | 0 | 0 | 0 | 0 | 0 | 0 | 0 | 0 | 0 | 0 | 0 | 0 | 0 | 0 | 0 | 0 | 0 | 0 | 0 | 0 | 0 | 0 | 0 | 0 | 0 | 0 | 0 | 0 | 0 | 0 | 0 | 0 | 0 | 0 | 0 | 0 | 0 | 0 | Insulated DHW pipe | Insulated DHW pipe | Insulated DHW pipe | Insulated DHW pipe | Insulated DHW pipe | Insulated DHW pipe | Insulated DHW pipe | Insulated DHW pipe | Insulated DHW pipe | Insulated DHW pipe | Insulated DHW pipe | Insulated DHW pipe | Insulated DHW pipe | Insulated DHW pipe | Insulated DHW pipe | Insulated DHW pipe | Insulated DHW pipe | Insulated DHW pipe | Insulated DHW pipe | Insulated DHW pipe | Insulated DHW pipe | Insulated DHW pipe | Insulated DHW pipe | Insulated DHW pipe | Insulated DHW pipe | Insulated DHW pipe | Insulated DHW pipe | Insulated DHW pipe | 5.4747 | 5.4747 | 5.4747 | 5.4747 | 5.4747 | 5.4747 | 5.4747 | 5.4747 | 5.4747 | 5.4747 | 5.4747 | 5.4747 | 5.4747 | 5.4747 | 5.4747 | 5.4747 | 5.4747 | 5.4747 | 5.4747 | 5.4747 | 5.4747 | 5.4747 | 5.4747 | 5.4747 | 5.4747 | 5.4747 | 5.4747 | 5.4747 | 0.2722 | 0.2722 | 0.2722 | 0.2722 | 0.2722 | 0.2722 | 0.2722 | 0.2722 | 0.2722 | 0.2722 | 0.2722 | 0.2722 | 0.2722 | 0.2722 | 0.2722 | 0.2722 | 0.2722 | 0.2722 | 0.2722 | 0.2722 | 0.2722 | 0.2722 | 0.2722 | 0.2722 | 0.2722 | 0.2722 | 0.2722 | 0.2722 | 0 | 0 | 0 | 0 | 0 | 0 | 0 | 0 | 0 | 0 | 0 | 0 | 0 | 0 | 0 | 0 | 0 | 0 | 0 | 0 | 0 | 0 | 0 | 0 | 0 | 0 | 0 | 0 | 0 | 0 | 0 | 0 | 0 | 0 | 0 | 0 | 0 | 0 | 0 | 0 | 0 | 0 | 0 | 0 | 0 | 0 | 0 | 0 | 0 | 0 | 0 | 0 | 0 | 0 | 0 | 0 | 0 | 0 | 0 | 0 | 0 | 0 | 0 | 0 | 0 | 0 | 0 | 0 | 0 | 0 | 0 | 0 | 0 | 0 | 0 | 0 | 0 | 0 | 0 | 0 | 0 | 0 | 0 | 0 | 0 | 0
Gas Furnace - Maintenance_Warehouse_Existing_Furnace with a tune-up performed adhering to program requirements | Gas Furnace - Maintenance_Warehouse_Existing | Gas Furnace - Maintenance_Commercial_Existing_Furnace or a gas-fired rooftop unit assumed not to have had a tune-up in the past 3 years_Furnace with a tune-up performed adhering to program requirements | Commercial | Warehouse | Existing | Space Heating | Natural Gas | Gas Furnace - Maintenance | NEQ | Furnace or a gas-fired rooftop unit assumed not to have had a tune-up in the past 3 years | 3 | 3 | 3 | 0.037317 | 0 | 0 | 0.2 | 0.3 | Retro5Med | 8.35569166605469E-06 | TBD | A | WCM717 | 0.7 | 0.42 | kBtuh heat | 0.0321 | 16708.973065488808 | 16708.9731 | 13178.908333343286 | 13178.9083 | IL TRM v12 - 4.4.31 - Small Business Furnace and Rooftop Unit Tune-Up - CI-HVC-FTUN-V05-230101 | IL TRM v12 - 4.4.2 - Space Heating Boiler Tune-up - CI-HVC-BLRT-V07-210101 ¦ MN TRM v4.1 - Commercial HVAC - Force-Air Heating Maintenance | IL TRM v12 - 4.4.31 - Small Business Furnace and Rooftop Unit Tune-Up - CI-HVC-FTUN-V05-230101 ¦ Typical Savings % from Example lines up with MN TRM's 1.6% from a WI FOE 2010 evaluation. | 0 | 0 | 1.2191 | Furnace or a gas-fired rooftop unit assumed not to have had a tune-up in the past 3 years | Furnace or a gas-fired rooftop unit assumed not to have had a tune-up in the past 3 years | Furnace or a gas-fired rooftop unit assumed not to have had a tune-up in the past 3 years | Furnace or a gas-fired rooftop unit assumed not to have had a tune-up in the past 3 years | Furnace or a gas-fired rooftop unit assumed not to have had a tune-up in the past 3 years | Furnace or a gas-fired rooftop unit assumed not to have had a tune-up in the past 3 years | Furnace or a gas-fired rooftop unit assumed not to have had a tune-up in the past 3 years | Furnace or a gas-fired rooftop unit assumed not to have had a tune-up in the past 3 years | Furnace or a gas-fired rooftop unit assumed not to have had a tune-up in the past 3 years | Furnace or a gas-fired rooftop unit assumed not to have had a tune-up in the past 3 years | Furnace or a gas-fired rooftop unit assumed not to have had a tune-up in the past 3 years | Furnace or a gas-fired rooftop unit assumed not to have had a tune-up in the past 3 years | Furnace or a gas-fired rooftop unit assumed not to have had a tune-up in the past 3 years | Furnace or a gas-fired rooftop unit assumed not to have had a tune-up in the past 3 years | Furnace or a gas-fired rooftop unit assumed not to have had a tune-up in the past 3 years | Furnace or a gas-fired rooftop unit assumed not to have had a tune-up in the past 3 years | Furnace or a gas-fired rooftop unit assumed not to have had a tune-up in the past 3 years | Furnace or a gas-fired rooftop unit assumed not to have had a tune-up in the past 3 years | Furnace or a gas-fired rooftop unit assumed not to have had a tune-up in the past 3 years | Furnace or a gas-fired rooftop unit assumed not to have had a tune-up in the past 3 years | Furnace or a gas-fired rooftop unit assumed not to have had a tune-up in the past 3 years | Furnace or a gas-fired rooftop unit assumed not to have had a tune-up in the past 3 years | Furnace or a gas-fired rooftop unit assumed not to have had a tune-up in the past 3 years | Furnace or a gas-fired rooftop unit assumed not to have had a tune-up in the past 3 years | Furnace or a gas-fired rooftop unit assumed not to have had a tune-up in the past 3 years | Furnace or a gas-fired rooftop unit assumed not to have had a tune-up in the past 3 years | Furnace or a gas-fired rooftop unit assumed not to have had a tune-up in the past 3 years | Furnace or a gas-fired rooftop unit assumed not to have had a tune-up in the past 3 years | 0 | 0 | 0 | 149.7362 | 179.8658 | 214.5484 | 241.8414 | 266.7091 | 299.8958 | 314.9637 | 307.0449 | 275.7998 | 226.1642 | 167.4292 | 106.4521 | 59.6379 | 27.8192 | 11.4431 | 4.0569 | 1.2392 | 0.26496 | 0.024 | 0.015772 | 0 | 0 | 0 | 0 | 0 | 0 | 0 | 0 | 149.7362 | 326.3553 | 532.6676 | 759.077 | 1000.6303 | 1262.2767 | 1523.423 | 1760.8072 | 1954.1318 | 2090.375 | 2167.1955 | 2188.4497 | 2171.1524 | 2131.2703 | 2083.588 | 2035.4313 | 1991.7942 | 1954.1511 | 1922.983 | 1895.5965 | 1873.6985 | 1853.4911 | 1834.8404 | 1817.6232 | 1801.7262 | 0 | 0 | 0 | 184.27706659835056 | 226.26284893454516 | 276.8795129878013 | 321.4134882529372 | 366.6127848867346 | 428.61441344481767 | 470.1966677199132 | 480.3391093334608 | 452.66196461729317 | 389.1013003861426 | 301.10301419771025 | 199.276362716821 | 115.70885577105737 | 55.711671297175755 | 23.570322471882047 | 8.571026353411657 | 2.677203020780887 | 0.5835086982997795 | 0.05371264010305272 | 0.03580842673536848 | 0 | 0 | 0 | 0 | 0 | 0 | 0 | 0 | 184.27706659835056 | 410.5399155328957 | 687.419428520697 | 1008.8329167736343 | 1375.445701660369 | 1804.0601151051867 | 2274.2567828251 | 2754.5958921585607 | 3207.2578567758537 | 3596.3591571619963 | 3897.462171359707 | 4096.738534076528 | 4212.447389847585 | 4268.159061144761 | 4291.729383616644 | 4300.300409970055 | 4302.977612990835 | 4303.561121689135 | 4303.614834329238 | 4303.650642755973 | 4303.650642755973 | 4303.650642755973 | 4303.650642755973 | 4303.650642755973 | 4303.650642755973 | Furnace with a tune-up performed adhering to program requirements | Furnace with a tune-up performed adhering to program requirements | Furnace with a tune-up performed adhering to program requirements | Furnace with a tune-up performed adhering to program requirements | Furnace with a tune-up performed adhering to program requirements | Furnace with a tune-up performed adhering to program requirements | Furnace with a tune-up performed adhering to program requirements | Furnace with a tune-up performed adhering to program requirements | Furnace with a tune-up performed adhering to program requirements | Furnace with a tune-up performed adhering to program requirements | Furnace with a tune-up performed adhering to program requirements | Furnace with a tune-up performed adhering to program requirements | Furnace with a tune-up performed adhering to program requirements | Furnace with a tune-up performed adhering to program requirements | Furnace with a tune-up performed adhering to program requirements | Furnace with a tune-up performed adhering to program requirements | Furnace with a tune-up performed adhering to program requirements | Furnace with a tune-up performed adhering to program requirements | Furnace with a tune-up performed adhering to program requirements | Furnace with a tune-up performed adhering to program requirements | Furnace with a tune-up performed adhering to program requirements | Furnace with a tune-up performed adhering to program requirements | Furnace with a tune-up performed adhering to program requirements | Furnace with a tune-up performed adhering to program requirements | Furnace with a tune-up performed adhering to program requirements | Furnace with a tune-up performed adhering to program requirements | Furnace with a tune-up performed adhering to program requirements | Furnace with a tune-up performed adhering to program requirements | 1.2191 | 1.2191 | 1.2191 | 1.2191 | 1.2191 | 1.2191 | 1.2191 | 1.2191 | 1.2191 | 1.2191 | 1.2191 | 1.2191 | 1.2191 | 1.2191 | 1.2191 | 1.2191 | 1.2191 | 1.2191 | 1.2191 | 1.2191 | 1.2191 | 1.2191 | 1.2191 | 1.2191 | 1.2191 | 1.2191 | 1.2191 | 1.2191 | 0.0373 | 0.0373 | 0.0373 | 0.0373 | 0.0373 | 0.0373 | 0.0373 | 0.0373 | 0.0373 | 0.0373 | 0.0373 | 0.0373 | 0.0373 | 0.0373 | 0.0373 | 0.0373 | 0.0373 | 0.0373 | 0.0373 | 0.0373 | 0.0373 | 0.0373 | 0.0373 | 0.0373 | 0.0373 | 0.0373 | 0.0373 | 0.0373 | 0 | 0 | 0 | 0 | 0 | 0 | 0 | 0 | 0 | 0 | 0 | 0 | 0 | 0 | 0 | 0 | 0 | 0 | 0 | 0 | 0 | 0 | 0 | 0 | 0 | 0 | 0 | 0 | 0 | 0 | 0 | 0 | 0 | 0 | 0 | 0 | 0 | 0 | 0 | 0 | 0 | 0 | 0 | 0 | 0 | 0 | 0 | 0 | 0 | 0 | 0 | 0 | 0 | 0 | 0 | 0 | 0 | 0 | 0 | 0 | 0 | 0 | 0 | 0 | 0 | 0 | 0 | 0 | 0 | 0 | 0 | 0 | 0 | 0 | 0 | 0 | 0 | 0 | 0 | 0 | 0 | 0 | 0 | 0 | 0 | 0 | 0 | 0 | 0 | 0 | 0 | 0 | 0 | 0 | 0 | 0 | 0 | 0 | 0 | 0 | 0 | 0 | 0 | 0 | 0 | 0 | 0 | 0 | 0 | 0 | 0 | 0 | Furnace with a tune-up performed adhering to program requirements | Furnace with a tune-up performed adhering to program requirements | Furnace with a tune-up performed adhering to program requirements | Furnace with a tune-up performed adhering to program requirements | Furnace with a tune-up performed adhering to program requirements | Furnace with a tune-up performed adhering to program requirements | Furnace with a tune-up performed adhering to program requirements | Furnace with a tune-up performed adhering to program requirements | Furnace with a tune-up performed adhering to program requirements | Furnace with a tune-up performed adhering to program requirements | Furnace with a tune-up performed adhering to program requirements | Furnace with a tune-up performed adhering to program requirements | Furnace with a tune-up performed adhering to program requirements | Furnace with a tune-up performed adhering to program requirements | Furnace with a tune-up performed adhering to program requirements | Furnace with a tune-up performed adhering to program requirements | Furnace with a tune-up performed adhering to program requirements | Furnace with a tune-up performed adhering to program requirements | Furnace with a tune-up performed adhering to program requirements | Furnace with a tune-up performed adhering to program requirements | Furnace with a tune-up performed adhering to program requirements | Furnace with a tune-up performed adhering to program requirements | Furnace with a tune-up performed adhering to program requirements | Furnace with a tune-up performed adhering to program requirements | Furnace with a tune-up performed adhering to program requirements | Furnace with a tune-up performed adhering to program requirements | Furnace with a tune-up performed adhering to program requirements | Furnace with a tune-up performed adhering to program requirements | 1.2191 | 1.2191 | 1.2191 | 1.2191 | 1.2191 | 1.2191 | 1.2191 | 1.2191 | 1.2191 | 1.2191 | 1.2191 | 1.2191 | 1.2191 | 1.2191 | 1.2191 | 1.2191 | 1.2191 | 1.2191 | 1.2191 | 1.2191 | 1.2191 | 1.2191 | 1.2191 | 1.2191 | 1.2191 | 1.2191 | 1.2191 | 1.2191 | 0.0373 | 0.0373 | 0.0373 | 0.0373 | 0.0373 | 0.0373 | 0.0373 | 0.0373 | 0.0373 | 0.0373 | 0.0373 | 0.0373 | 0.0373 | 0.0373 | 0.0373 | 0.0373 | 0.0373 | 0.0373 | 0.0373 | 0.0373 | 0.0373 | 0.0373 | 0.0373 | 0.0373 | 0.0373 | 0.0373 | 0.0373 | 0.0373 | 0 | 0 | 0 | 0 | 0 | 0 | 0 | 0 | 0 | 0 | 0 | 0 | 0 | 0 | 0 | 0 | 0 | 0 | 0 | 0 | 0 | 0 | 0 | 0 | 0 | 0 | 0 | 0 | 0 | 0 | 0 | 0 | 0 | 0 | 0 | 0 | 0 | 0 | 0 | 0 | 0 | 0 | 0 | 0 | 0 | 0 | 0 | 0 | 0 | 0 | 0 | 0 | 0 | 0 | 0 | 0 | 0 | 0 | 0 | 0 | 0 | 0 | 0 | 0 | 0 | 0 | 0 | 0 | 0 | 0 | 0 | 0 | 0 | 0 | 0 | 0 | 0 | 0 | 0 | 0 | 0 | 0 | 0 | 0 | 0 | 0
HVAC - Shut Off Damper_Office_Existing_boiler or furnace with electrically or thermally activated shut off damper installed on either the exhaust flue or combustion air intake | HVAC - Shut Off Damper_Office_Existing | HVAC - Shut Off Damper_Commercial_Existing_boiler or furnace that incorporates no shut off damper on the combustion air intake or flue exhaust_boiler or furnace with electrically or thermally activated shut off damper installed on either the exhaust flue or combustion air intake | Commercial | Office | Existing | Space Heating | Natural Gas | HVAC - Shut Off Damper | NEQ | boiler or furnace that incorporates no shut off damper on the combustion air intake or flue exhaust | 15 | 15 | 15 | 16.6097 | 0 | 0 | 0 | 0.25 | Retro12Med | 3.879925052500492E-06 | TBD | A | WCM23 | 0.7 | 0.42 | BoilerCtrl | 0.0321 | 16322.064047350965 | 16322.064 | 12873.740657065546 | 12873.7407 | IL TRM v12 - 4.4.23 - Shut Off Damper for Space Heating Boilers or Furnaces - CI-HVC-SODP-V03-240101 | IL TRM v12 - 4.4.23 - Shut Off Damper for Space Heating Boilers or Furnaces - CI-HVC-SODP-V03-240101 | IL TRM v12 - 4.4.23 - Shut Off Damper for Space Heating Boilers or Furnaces - CI-HVC-SODP-V03-240101 | 0 | 0 | 2242.39 | boiler or furnace that incorporates no shut off damper on the combustion air intake or flue exhaust | boiler or furnace that incorporates no shut off damper on the combustion air intake or flue exhaust | boiler or furnace that incorporates no shut off damper on the combustion air intake or flue exhaust | boiler or furnace that incorporates no shut off damper on the combustion air intake or flue exhaust | boiler or furnace that incorporates no shut off damper on the combustion air intake or flue exhaust | boiler or furnace that incorporates no shut off damper on the combustion air intake or flue exhaust | boiler or furnace that incorporates no shut off damper on the combustion air intake or flue exhaust | boiler or furnace that incorporates no shut off damper on the combustion air intake or flue exhaust | boiler or furnace that incorporates no shut off damper on the combustion air intake or flue exhaust | boiler or furnace that incorporates no shut off damper on the combustion air intake or flue exhaust | boiler or furnace that incorporates no shut off damper on the combustion air intake or flue exhaust | boiler or furnace that incorporates no shut off damper on the combustion air intake or flue exhaust | boiler or furnace that incorporates no shut off damper on the combustion air intake or flue exhaust | boiler or furnace that incorporates no shut off damper on the combustion air intake or flue exhaust | boiler or furnace that incorporates no shut off damper on the combustion air intake or flue exhaust | boiler or furnace that incorporates no shut off damper on the combustion air intake or flue exhaust | boiler or furnace that incorporates no shut off damper on the combustion air intake or flue exhaust | boiler or furnace that incorporates no shut off damper on the combustion air intake or flue exhaust | boiler or furnace that incorporates no shut off damper on the combustion air intake or flue exhaust | boiler or furnace that incorporates no shut off damper on the combustion air intake or flue exhaust | boiler or furnace that incorporates no shut off damper on the combustion air intake or flue exhaust | boiler or furnace that incorporates no shut off damper on the combustion air intake or flue exhaust | boiler or furnace that incorporates no shut off damper on the combustion air intake or flue exhaust | boiler or furnace that incorporates no shut off damper on the combustion air intake or flue exhaust | boiler or furnace that incorporates no shut off damper on the combustion air intake or flue exhaust | boiler or furnace that incorporates no shut off damper on the combustion air intake or flue exhaust | boiler or furnace that incorporates no shut off damper on the combustion air intake or flue exhaust | boiler or furnace that incorporates no shut off damper on the combustion air intake or flue exhaust | 0 | 0 | 0 | 2976.4171 | 2919.7361 | 2854.4456 | 2779.1835 | 2692.5611 | 2334.0041 | 1787.9436 | 1362.6448 | 1034.6151 | 783.9238 | 593.8479 | 450.5732 | 342.847 | 261.9044 | 200.9974 | 154.9784 | 1.0242 | 0.35614 | 0.078815 | 0.051595 | 0 | 0 | 0 | 0 | 0 | 0 | 0 | 0 | 2976.4171 | 5839.4722 | 8563.3368 | 11116.7339 | 13462.8054 | 15300.6935 | 16439.1478 | 17023.5977 | 17191.4946 | 17066.3335 | 16754.231 | 16340.5994 | 15885.0675 | 15430.3629 | 15003.4563 | 14615.4378 | 14161.2984 | 13789.0645 | 13500.2076 | 13256.524 | 13083.7966 | 12924.4563 | 12777.4593 | 12641.8436 | 12516.7232 | 0 | 0 | 0 | 0.02128503328520545 | 0.02128503328520546 | 0.021285033285205455 | 0.02128503328520545 | 0.021285033285205448 | 0.019156529956684896 | 0.015325223965347927 | 0.012260179172278339 | 0.009808143337822673 | 0.007846514670258136 | 0.0062772117362065085 | 0.005021769388965208 | 0.004017415511172167 | 0.0032139324089377327 | 0.0025711459271501843 | 0.0020569167417201495 | 1.4029749399724834E-05 | 5.010624785617556E-06 | 1.1325893475481677E-06 | 7.550595650321118E-07 | 0 | 0 | 0 | 0 | 0 | 0 | 0 | 0 | 0.02128503328520545 | 0.04257006657041091 | 0.06385509985561637 | 0.08514013314082182 | 0.10642516642602727 | 0.12558169638271216 | 0.1409069203480601 | 0.15316709952033844 | 0.16297524285816112 | 0.17082175752841924 | 0.17709896926462576 | 0.18212073865359096 | 0.18613815416476312 | 0.18935208657370087 | 0.19192323250085105 | 0.1939801492425712 | 0.1939941789919709 | 0.19399918961675652 | 0.19400032220610408 | 0.19400107726566912 | 0.19400107726566912 | 0.19400107726566912 | 0.19400107726566912 | 0.19400107726566912 | 0.19400107726566912 | boiler or furnace with electrically or thermally activated shut off damper installed on either the exhaust flue or combustion air intake | boiler or furnace with electrically or thermally activated shut off damper installed on either the exhaust flue or combustion air intake | boiler or furnace with electrically or thermally activated shut off damper installed on either the exhaust flue or combustion air intake | boiler or furnace with electrically or thermally activated shut off damper installed on either the exhaust flue or combustion air intake | boiler or furnace with electrically or thermally activated shut off damper installed on either the exhaust flue or combustion air intake | boiler or furnace with electrically or thermally activated shut off damper installed on either the exhaust flue or combustion air intake | boiler or furnace with electrically or thermally activated shut off damper installed on either the exhaust flue or combustion air intake | boiler or furnace with electrically or thermally activated shut off damper installed on either the exhaust flue or combustion air intake | boiler or furnace with electrically or thermally activated shut off damper installed on either the exhaust flue or combustion air intake | boiler or furnace with electrically or thermally activated shut off damper installed on either the exhaust flue or combustion air intake | boiler or furnace with electrically or thermally activated shut off damper installed on either the exhaust flue or combustion air intake | boiler or furnace with electrically or thermally activated shut off damper installed on either the exhaust flue or combustion air intake | boiler or furnace with electrically or thermally activated shut off damper installed on either the exhaust flue or combustion air intake | boiler or furnace with electrically or thermally activated shut off damper installed on either the exhaust flue or combustion air intake | boiler or furnace with electrically or thermally activated shut off damper installed on either the exhaust flue or combustion air intake | boiler or furnace with electrically or thermally activated shut off damper installed on either the exhaust flue or combustion air intake | boiler or furnace with electrically or thermally activated shut off damper installed on either the exhaust flue or combustion air intake | boiler or furnace with electrically or thermally activated shut off damper installed on either the exhaust flue or combustion air intake | boiler or furnace with electrically or thermally activated shut off damper installed on either the exhaust flue or combustion air intake | boiler or furnace with electrically or thermally activated shut off damper installed on either the exhaust flue or combustion air intake | boiler or furnace with electrically or thermally activated shut off damper installed on either the exhaust flue or combustion air intake | boiler or furnace with electrically or thermally activated shut off damper installed on either the exhaust flue or combustion air intake | boiler or furnace with electrically or thermally activated shut off damper installed on either the exhaust flue or combustion air intake | boiler or furnace with electrically or thermally activated shut off damper installed on either the exhaust flue or combustion air intake | boiler or furnace with electrically or thermally activated shut off damper installed on either the exhaust flue or combustion air intake | boiler or furnace with electrically or thermally activated shut off damper installed on either the exhaust flue or combustion air intake | boiler or furnace with electrically or thermally activated shut off damper installed on either the exhaust flue or combustion air intake | boiler or furnace with electrically or thermally activated shut off damper installed on either the exhaust flue or combustion air intake | 2242.39 | 2242.39 | 2242.39 | 2242.39 | 2242.39 | 2242.39 | 2242.39 | 2242.39 | 2242.39 | 2242.39 | 2242.39 | 2242.39 | 2242.39 | 2242.39 | 2242.39 | 2242.39 | 2242.39 | 2242.39 | 2242.39 | 2242.39 | 2242.39 | 2242.39 | 2242.39 | 2242.39 | 2242.39 | 2242.39 | 2242.39 | 2242.39 | 16.6097 | 16.6097 | 16.6097 | 16.6097 | 16.6097 | 16.6097 | 16.6097 | 16.6097 | 16.6097 | 16.6097 | 16.6097 | 16.6097 | 16.6097 | 16.6097 | 16.6097 | 16.6097 | 16.6097 | 16.6097 | 16.6097 | 16.6097 | 16.6097 | 16.6097 | 16.6097 | 16.6097 | 16.6097 | 16.6097 | 16.6097 | 16.6097 | 0 | 0 | 0 | 0 | 0 | 0 | 0 | 0 | 0 | 0 | 0 | 0 | 0 | 0 | 0 | 0 | 0 | 0 | 0 | 0 | 0 | 0 | 0 | 0 | 0 | 0 | 0 | 0 | 0 | 0 | 0 | 0 | 0 | 0 | 0 | 0 | 0 | 0 | 0 | 0 | 0 | 0 | 0 | 0 | 0 | 0 | 0 | 0 | 0 | 0 | 0 | 0 | 0 | 0 | 0 | 0 | 0 | 0 | 0 | 0 | 0 | 0 | 0 | 0 | 0 | 0 | 0 | 0 | 0 | 0 | 0 | 0 | 0 | 0 | 0 | 0 | 0 | 0 | 0 | 0 | 0 | 0 | 0 | 0 | 0 | 0 | 0 | 0 | 0 | 0 | 0 | 0 | 0 | 0 | 0 | 0 | 0 | 0 | 0 | 0 | 0 | 0 | 0 | 0 | 0 | 0 | 0 | 0 | 0 | 0 | 0 | 0 | boiler or furnace with electrically or thermally activated shut off damper installed on either the exhaust flue or combustion air intake | boiler or furnace with electrically or thermally activated shut off damper installed on either the exhaust flue or combustion air intake | boiler or furnace with electrically or thermally activated shut off damper installed on either the exhaust flue or combustion air intake | boiler or furnace with electrically or thermally activated shut off damper installed on either the exhaust flue or combustion air intake | boiler or furnace with electrically or thermally activated shut off damper installed on either the exhaust flue or combustion air intake | boiler or furnace with electrically or thermally activated shut off damper installed on either the exhaust flue or combustion air intake | boiler or furnace with electrically or thermally activated shut off damper installed on either the exhaust flue or combustion air intake | boiler or furnace with electrically or thermally activated shut off damper installed on either the exhaust flue or combustion air intake | boiler or furnace with electrically or thermally activated shut off damper installed on either the exhaust flue or combustion air intake | boiler or furnace with electrically or thermally activated shut off damper installed on either the exhaust flue or combustion air intake | boiler or furnace with electrically or thermally activated shut off damper installed on either the exhaust flue or combustion air intake | boiler or furnace with electrically or thermally activated shut off damper installed on either the exhaust flue or combustion air intake | boiler or furnace with electrically or thermally activated shut off damper installed on either the exhaust flue or combustion air intake | boiler or furnace with electrically or thermally activated shut off damper installed on either the exhaust flue or combustion air intake | boiler or furnace with electrically or thermally activated shut off damper installed on either the exhaust flue or combustion air intake | boiler or furnace with electrically or thermally activated shut off damper installed on either the exhaust flue or combustion air intake | boiler or furnace with electrically or thermally activated shut off damper installed on either the exhaust flue or combustion air intake | boiler or furnace with electrically or thermally activated shut off damper installed on either the exhaust flue or combustion air intake | boiler or furnace with electrically or thermally activated shut off damper installed on either the exhaust flue or combustion air intake | boiler or furnace with electrically or thermally activated shut off damper installed on either the exhaust flue or combustion air intake | boiler or furnace with electrically or thermally activated shut off damper installed on either the exhaust flue or combustion air intake | boiler or furnace with electrically or thermally activated shut off damper installed on either the exhaust flue or combustion air intake | boiler or furnace with electrically or thermally activated shut off damper installed on either the exhaust flue or combustion air intake | boiler or furnace with electrically or thermally activated shut off damper installed on either the exhaust flue or combustion air intake | boiler or furnace with electrically or thermally activated shut off damper installed on either the exhaust flue or combustion air intake | boiler or furnace with electrically or thermally activated shut off damper installed on either the exhaust flue or combustion air intake | boiler or furnace with electrically or thermally activated shut off damper installed on either the exhaust flue or combustion air intake | boiler or furnace with electrically or thermally activated shut off damper installed on either the exhaust flue or combustion air intake | 2242.39 | 2242.39 | 2242.39 | 2242.39 | 2242.39 | 2242.39 | 2242.39 | 2242.39 | 2242.39 | 2242.39 | 2242.39 | 2242.39 | 2242.39 | 2242.39 | 2242.39 | 2242.39 | 2242.39 | 2242.39 | 2242.39 | 2242.39 | 2242.39 | 2242.39 | 2242.39 | 2242.39 | 2242.39 | 2242.39 | 2242.39 | 2242.39 | 16.6097 | 16.6097 | 16.6097 | 16.6097 | 16.6097 | 16.6097 | 16.6097 | 16.6097 | 16.6097 | 16.6097 | 16.6097 | 16.6097 | 16.6097 | 16.6097 | 16.6097 | 16.6097 | 16.6097 | 16.6097 | 16.6097 | 16.6097 | 16.6097 | 16.6097 | 16.6097 | 16.6097 | 16.6097 | 16.6097 | 16.6097 | 16.6097 | 0 | 0 | 0 | 0 | 0 | 0 | 0 | 0 | 0 | 0 | 0 | 0 | 0 | 0 | 0 | 0 | 0 | 0 | 0 | 0 | 0 | 0 | 0 | 0 | 0 | 0 | 0 | 0 | 0 | 0 | 0 | 0 | 0 | 0 | 0 | 0 | 0 | 0 | 0 | 0 | 0 | 0 | 0 | 0 | 0 | 0 | 0 | 0 | 0 | 0 | 0 | 0 | 0 | 0 | 0 | 0 | 0 | 0 | 0 | 0 | 0 | 0 | 0 | 0 | 0 | 0 | 0 | 0 | 0 | 0 | 0 | 0 | 0 | 0 | 0 | 0 | 0 | 0 | 0 | 0 | 0 | 0 | 0 | 0 | 0 | 0
Pool Heater - Night Covers_Education_Existing_pool cover with a 5 year warranty | Pool Heater - Night Covers_Education_Existing | Pool Heater - Night Covers_Commercial_Existing_uncovered pool that operates all year (indoor) or during summer (outdoor)_pool cover with a 5 year warranty | Commercial | Education | Existing | Miscellaneous | Natural Gas | Pool Heater - Night Covers | NEQ | uncovered pool that operates all year (indoor) or during summer (outdoor) | 6 | 6 | 6 | 0.0082706 | 0 | 0 | 0.05 | 0.1 | RetroEven20 | 0.03333333333333333 | TBD | A | WCM444 | 0.7 | 0.42 | sqft pool | 0.0321 | 180635.12920884386 | 180635.1292 | 154836.89562473635 | 154836.8956 | IL TRM v13 - 4.3.4 - Commercial Pool Covers - CI-HWE-PLCV-V06-250101 | IL TRM v13 - 4.3.4 - Commercial Pool Covers - CI-HWE-PLCV-V06-250101 | IL TRM v13 - 4.3.4 - Commercial Pool Covers - CI-HWE-PLCV-V06-250101 | 0 | 0 | 6.3567 | uncovered pool that operates all year (indoor) or during summer (outdoor) | uncovered pool that operates all year (indoor) or during summer (outdoor) | uncovered pool that operates all year (indoor) or during summer (outdoor) | uncovered pool that operates all year (indoor) or during summer (outdoor) | uncovered pool that operates all year (indoor) or during summer (outdoor) | uncovered pool that operates all year (indoor) or during summer (outdoor) | uncovered pool that operates all year (indoor) or during summer (outdoor) | uncovered pool that operates all year (indoor) or during summer (outdoor) | uncovered pool that operates all year (indoor) or during summer (outdoor) | uncovered pool that operates all year (indoor) or during summer (outdoor) | uncovered pool that operates all year (indoor) or during summer (outdoor) | uncovered pool that operates all year (indoor) or during summer (outdoor) | uncovered pool that operates all year (indoor) or during summer (outdoor) | uncovered pool that operates all year (indoor) or during summer (outdoor) | uncovered pool that operates all year (indoor) or during summer (outdoor) | uncovered pool that operates all year (indoor) or during summer (outdoor) | uncovered pool that operates all year (indoor) or during summer (outdoor) | uncovered pool that operates all year (indoor) or during summer (outdoor) | uncovered pool that operates all year (indoor) or during summer (outdoor) | uncovered pool that operates all year (indoor) or during summer (outdoor) | uncovered pool that operates all year (indoor) or during summer (outdoor) | uncovered pool that operates all year (indoor) or during summer (outdoor) | uncovered pool that operates all year (indoor) or during summer (outdoor) | uncovered pool that operates all year (indoor) or during summer (outdoor) | uncovered pool that operates all year (indoor) or during summer (outdoor) | uncovered pool that operates all year (indoor) or during summer (outdoor) | uncovered pool that operates all year (indoor) or during summer (outdoor) | uncovered pool that operates all year (indoor) or during summer (outdoor) | 0 | 0 | 0 | 11.9095 | 11.8144 | 11.7116 | 11.6022 | 11.4873 | 11.3675 | 11.2436 | 11.1283 | 11.0186 | 10.9246 | 10.844 | 10.7749 | 10.7157 | 10.665 | 10.6029 | 10.5462 | 10.5197 | 10.4969 | 10.4774 | 6.9738 | 0 | 0 | 0 | 0 | 0 | 0 | 0 | 0 | 11.9095 | 23.6288 | 35.1348 | 46.4089 | 57.4363 | 68.2049 | 78.705 | 89.0262 | 99.1674 | 109.246 | 119.2842 | 129.2993 | 139.3046 | 149.3099 | 159.044 | 168.7394 | 178.8343 | 188.9445 | 199.0712 | 205.7277 | 205.4462 | 205.2048 | 204.998 | 204.8207 | 204.6688 | 0 | 0 | 0 | 60.43361441778266 | 60.43361441778266 | 60.43361441778266 | 60.43361441778266 | 60.433614417782636 | 60.433614417782636 | 60.43361441778266 | 60.433614417782636 | 60.43361441778265 | 60.433614417782636 | 60.43361441778265 | 60.43361441778265 | 60.43361441778265 | 60.433614417782636 | 60.43361441778265 | 60.43361441778266 | 60.43361441778266 | 60.43361441778265 | 60.43361441778268 | 40.289076278521776 | 0 | 0 | 0 | 0 | 0 | 0 | 0 | 0 | 60.43361441778266 | 120.86722883556531 | 181.30084325334798 | 241.73445767113063 | 302.1680720889133 | 362.6016865066959 | 423.0353009244785 | 483.4689153422612 | 543.9025297600438 | 604.3361441778264 | 664.7697585956091 | 725.2033730133918 | 785.6369874311745 | 846.070601848957 | 906.5042162667397 | 966.9378306845224 | 1027.371445102305 | 1087.8050595200875 | 1148.2386739378703 | 1188.527750216392 | 1188.527750216392 | 1188.527750216392 | 1188.527750216392 | 1188.527750216392 | 1188.527750216392 | pool cover with a 5 year warranty | pool cover with a 5 year warranty | pool cover with a 5 year warranty | pool cover with a 5 year warranty | pool cover with a 5 year warranty | pool cover with a 5 year warranty | pool cover with a 5 year warranty | pool cover with a 5 year warranty | pool cover with a 5 year warranty | pool cover with a 5 year warranty | pool cover with a 5 year warranty | pool cover with a 5 year warranty | pool cover with a 5 year warranty | pool cover with a 5 year warranty | pool cover with a 5 year warranty | pool cover with a 5 year warranty | pool cover with a 5 year warranty | pool cover with a 5 year warranty | pool cover with a 5 year warranty | pool cover with a 5 year warranty | pool cover with a 5 year warranty | pool cover with a 5 year warranty | pool cover with a 5 year warranty | pool cover with a 5 year warranty | pool cover with a 5 year warranty | pool cover with a 5 year warranty | pool cover with a 5 year warranty | pool cover with a 5 year warranty | 6.3567 | 6.3567 | 6.3567 | 6.3567 | 6.3567 | 6.3567 | 6.3567 | 6.3567 | 6.3567 | 6.3567 | 6.3567 | 6.3567 | 6.3567 | 6.3567 | 6.3567 | 6.3567 | 6.3567 | 6.3567 | 6.3567 | 6.3567 | 6.3567 | 6.3567 | 6.3567 | 6.3567 | 6.3567 | 6.3567 | 6.3567 | 6.3567 | 0.0083 | 0.0083 | 0.0083 | 0.0083 | 0.0083 | 0.0083 | 0.0083 | 0.0083 | 0.0083 | 0.0083 | 0.0083 | 0.0083 | 0.0083 | 0.0083 | 0.0083 | 0.0083 | 0.0083 | 0.0083 | 0.0083 | 0.0083 | 0.0083 | 0.0083 | 0.0083 | 0.0083 | 0.0083 | 0.0083 | 0.0083 | 0.0083 | 0 | 0 | 0 | 0 | 0 | 0 | 0 | 0 | 0 | 0 | 0 | 0 | 0 | 0 | 0 | 0 | 0 | 0 | 0 | 0 | 0 | 0 | 0 | 0 | 0 | 0 | 0 | 0 | 0 | 0 | 0 | 0 | 0 | 0 | 0 | 0 | 0 | 0 | 0 | 0 | 0 | 0 | 0 | 0 | 0 | 0 | 0 | 0 | 0 | 0 | 0 | 0 | 0 | 0 | 0 | 0 | 0 | 0 | 0 | 0 | 0 | 0 | 0 | 0 | 0 | 0 | 0 | 0 | 0 | 0 | 0 | 0 | 0 | 0 | 0 | 0 | 0 | 0 | 0 | 0 | 0 | 0 | 0 | 0 | 0 | 0 | 0 | 0 | 0 | 0 | 0 | 0 | 0 | 0 | 0 | 0 | 0 | 0 | 0 | 0 | 0 | 0 | 0 | 0 | 0 | 0 | 0 | 0 | 0 | 0 | 0 | 0 | pool cover with a 5 year warranty | pool cover with a 5 year warranty | pool cover with a 5 year warranty | pool cover with a 5 year warranty | pool cover with a 5 year warranty | pool cover with a 5 year warranty | pool cover with a 5 year warranty | pool cover with a 5 year warranty | pool cover with a 5 year warranty | pool cover with a 5 year warranty | pool cover with a 5 year warranty | pool cover with a 5 year warranty | pool cover with a 5 year warranty | pool cover with a 5 year warranty | pool cover with a 5 year warranty | pool cover with a 5 year warranty | pool cover with a 5 year warranty | pool cover with a 5 year warranty | pool cover with a 5 year warranty | pool cover with a 5 year warranty | pool cover with a 5 year warranty | pool cover with a 5 year warranty | pool cover with a 5 year warranty | pool cover with a 5 year warranty | pool cover with a 5 year warranty | pool cover with a 5 year warranty | pool cover with a 5 year warranty | pool cover with a 5 year warranty | 6.3567 | 6.3567 | 6.3567 | 6.3567 | 6.3567 | 6.3567 | 6.3567 | 6.3567 | 6.3567 | 6.3567 | 6.3567 | 6.3567 | 6.3567 | 6.3567 | 6.3567 | 6.3567 | 6.3567 | 6.3567 | 6.3567 | 6.3567 | 6.3567 | 6.3567 | 6.3567 | 6.3567 | 6.3567 | 6.3567 | 6.3567 | 6.3567 | 0.0083 | 0.0083 | 0.0083 | 0.0083 | 0.0083 | 0.0083 | 0.0083 | 0.0083 | 0.0083 | 0.0083 | 0.0083 | 0.0083 | 0.0083 | 0.0083 | 0.0083 | 0.0083 | 0.0083 | 0.0083 | 0.0083 | 0.0083 | 0.0083 | 0.0083 | 0.0083 | 0.0083 | 0.0083 | 0.0083 | 0.0083 | 0.0083 | 0 | 0 | 0 | 0 | 0 | 0 | 0 | 0 | 0 | 0 | 0 | 0 | 0 | 0 | 0 | 0 | 0 | 0 | 0 | 0 | 0 | 0 | 0 | 0 | 0 | 0 | 0 | 0 | 0 | 0 | 0 | 0 | 0 | 0 | 0 | 0 | 0 | 0 | 0 | 0 | 0 | 0 | 0 | 0 | 0 | 0 | 0 | 0 | 0 | 0 | 0 | 0 | 0 | 0 | 0 | 0 | 0 | 0 | 0 | 0 | 0 | 0 | 0 | 0 | 0 | 0 | 0 | 0 | 0 | 0 | 0 | 0 | 0 | 0 | 0 | 0 | 0 | 0 | 0 | 0 | 0 | 0 | 0 | 0 | 0 | 0
Strategic Energy Management_Warehouse_Existing_Implementation of strategic energy management program. | Strategic Energy Management_Warehouse_Existing | Strategic Energy Management_Commercial_Existing_No strategic energy management._Implementation of strategic energy management program. | Commercial | Warehouse | Existing | Water Heating | Natural Gas | Strategic Energy Management | NEQ | No strategic energy management. | 3 | 3 | 3 | 0.00027614 | 0 | 0 | 0 | 0 | RetroEven20 | 0.03333333333333333 | TBD | A | WCM748 | 0.7 | 0.42 | sqft | 0.0321 | 17618.83279607041 | 17618.8328 | 13896.544177182288 | 13896.5442 | 2021 Power Plan - Com-EM-2021P_V4 - Commercial SEM, Northwest Power and Conservation Council (NWPCC), 2021 Power Plan Conservation Supply Workbooks. January 2022. | 2021 Power Plan - Com-EM-2021P_V4 - Commercial SEM, Northwest Power and Conservation Council (NWPCC), 2021 Power Plan Conservation Supply Workbooks. January 2022. | 2021 Power Plan - Com-EM-2021P_V4 - Commercial SEM, Northwest Power and Conservation Council (NWPCC), 2021 Power Plan Conservation Supply Workbooks. January 2022. | 0 | 0 | 0.26153 | No strategic energy management. | No strategic energy management. | No strategic energy management. | No strategic energy management. | No strategic energy management. | No strategic energy management. | No strategic energy management. | No strategic energy management. | No strategic energy management. | No strategic energy management. | No strategic energy management. | No strategic energy management. | No strategic energy management. | No strategic energy management. | No strategic energy management. | No strategic energy management. | No strategic energy management. | No strategic energy management. | No strategic energy management. | No strategic energy management. | No strategic energy management. | No strategic energy management. | No strategic energy management. | No strategic energy management. | No strategic energy management. | No strategic energy management. | No strategic energy management. | No strategic energy management. | 0 | 0 | 0 | 0 | 0 | 0 | 0 | 0 | 0 | 0 | 0 | 0 | 0 | 0 | 0 | 0 | 0 | 0 | 0 | 0 | 0 | 0 | 0 | 0 | 0 | 0 | 0 | 0 | 0 | 0 | 0 | 0 | 0 | 0 | 0 | 0 | 0 | 0 | 0 | 0 | 0 | 0 | 0 | 0 | 0 | 0 | 0 | 0 | 0 | 0 | 0 | 0 | 0 | 0 | 0 | 0 | 0 | 0 | 0 | 0 | 0 | 0 | 0 | 0 | 0 | 0 | 0 | 0 | 0 | 0 | 0 | 0 | 0 | 0 | 0 | 0 | 0 | 0 | 0 | 0 | 0 | 0 | 0 | 0 | 0 | 0 | 0 | 0 | 0 | 0 | 0 | 0 | 0 | 0 | 0 | 0 | 0 | 0 | 0 | 0 | 0 | 0 | 0 | 0 | 0 | 0 | 0 | 0 | 0 | 0 | 0 | 0 | Implementation of strategic energy management program. | Implementation of strategic energy management program. | Implementation of strategic energy management program. | Implementation of strategic energy management program. | Implementation of strategic energy management program. | Implementation of strategic energy management program. | Implementation of strategic energy management program. | Implementation of strategic energy management program. | Implementation of strategic energy management program. | Implementation of strategic energy management program. | Implementation of strategic energy management program. | Implementation of strategic energy management program. | Implementation of strategic energy management program. | Implementation of strategic energy management program. | Implementation of strategic energy management program. | Implementation of strategic energy management program. | Implementation of strategic energy management program. | Implementation of strategic energy management program. | Implementation of strategic energy management program. | Implementation of strategic energy management program. | Implementation of strategic energy management program. | Implementation of strategic energy management program. | Implementation of strategic energy management program. | Implementation of strategic energy management program. | Implementation of strategic energy management program. | Implementation of strategic energy management program. | Implementation of strategic energy management program. | Implementation of strategic energy management program. | 0.2615 | 0.2615 | 0.2615 | 0.2615 | 0.2615 | 0.2615 | 0.2615 | 0.2615 | 0.2615 | 0.2615 | 0.2615 | 0.2615 | 0.2615 | 0.2615 | 0.2615 | 0.2615 | 0.2615 | 0.2615 | 0.2615 | 0.2615 | 0.2615 | 0.2615 | 0.2615 | 0.2615 | 0.2615 | 0.2615 | 0.2615 | 0.2615 | 0.0003 | 0.0003 | 0.0003 | 0.0003 | 0.0003 | 0.0003 | 0.0003 | 0.0003 | 0.0003 | 0.0003 | 0.0003 | 0.0003 | 0.0003 | 0.0003 | 0.0003 | 0.0003 | 0.0003 | 0.0003 | 0.0003 | 0.0003 | 0.0003 | 0.0003 | 0.0003 | 0.0003 | 0.0003 | 0.0003 | 0.0003 | 0.0003 | 0 | 0 | 0 | 0 | 0 | 0 | 0 | 0 | 0 | 0 | 0 | 0 | 0 | 0 | 0 | 0 | 0 | 0 | 0 | 0 | 0 | 0 | 0 | 0 | 0 | 0 | 0 | 0 | 0 | 0 | 0 | 0 | 0 | 0 | 0 | 0 | 0 | 0 | 0 | 0 | 0 | 0 | 0 | 0 | 0 | 0 | 0 | 0 | 0 | 0 | 0 | 0 | 0 | 0 | 0 | 0 | 0 | 0 | 0 | 0 | 0 | 0 | 0 | 0 | 0 | 0 | 0 | 0 | 0 | 0 | 0 | 0 | 0 | 0 | 0 | 0 | 0 | 0 | 0 | 0 | 0 | 0 | 0 | 0 | 0 | 0 | 0 | 0 | 0 | 0 | 0 | 0 | 0 | 0 | 0 | 0 | 0 | 0 | 0 | 0 | 0 | 0 | 0 | 0 | 0 | 0 | 0 | 0 | 0 | 0 | 0 | 0 | Implementation of strategic energy management program. | Implementation of strategic energy management program. | Implementation of strategic energy management program. | Implementation of strategic energy management program. | Implementation of strategic energy management program. | Implementation of strategic energy management program. | Implementation of strategic energy management program. | Implementation of strategic energy management program. | Implementation of strategic energy management program. | Implementation of strategic energy management program. | Implementation of strategic energy management program. | Implementation of strategic energy management program. | Implementation of strategic energy management program. | Implementation of strategic energy management program. | Implementation of strategic energy management program. | Implementation of strategic energy management program. | Implementation of strategic energy management program. | Implementation of strategic energy management program. | Implementation of strategic energy management program. | Implementation of strategic energy management program. | Implementation of strategic energy management program. | Implementation of strategic energy management program. | Implementation of strategic energy management program. | Implementation of strategic energy management program. | Implementation of strategic energy management program. | Implementation of strategic energy management program. | Implementation of strategic energy management program. | Implementation of strategic energy management program. | 0.2615 | 0.2615 | 0.2615 | 0.2615 | 0.2615 | 0.2615 | 0.2615 | 0.2615 | 0.2615 | 0.2615 | 0.2615 | 0.2615 | 0.2615 | 0.2615 | 0.2615 | 0.2615 | 0.2615 | 0.2615 | 0.2615 | 0.2615 | 0.2615 | 0.2615 | 0.2615 | 0.2615 | 0.2615 | 0.2615 | 0.2615 | 0.2615 | 0.0003 | 0.0003 | 0.0003 | 0.0003 | 0.0003 | 0.0003 | 0.0003 | 0.0003 | 0.0003 | 0.0003 | 0.0003 | 0.0003 | 0.0003 | 0.0003 | 0.0003 | 0.0003 | 0.0003 | 0.0003 | 0.0003 | 0.0003 | 0.0003 | 0.0003 | 0.0003 | 0.0003 | 0.0003 | 0.0003 | 0.0003 | 0.0003 | 0 | 0 | 0 | 0 | 0 | 0 | 0 | 0 | 0 | 0 | 0 | 0 | 0 | 0 | 0 | 0 | 0 | 0 | 0 | 0 | 0 | 0 | 0 | 0 | 0 | 0 | 0 | 0 | 0 | 0 | 0 | 0 | 0 | 0 | 0 | 0 | 0 | 0 | 0 | 0 | 0 | 0 | 0 | 0 | 0 | 0 | 0 | 0 | 0 | 0 | 0 | 0 | 0 | 0 | 0 | 0 | 0 | 0 | 0 | 0 | 0 | 0 | 0 | 0 | 0 | 0 | 0 | 0 | 0 | 0 | 0 | 0 | 0 | 0 | 0 | 0 | 0 | 0 | 0 | 0 | 0 | 0 | 0 | 0 | 0 | 0
Strategic Energy Management_Warehouse_Existing_Implementation of strategic energy management program. | Strategic Energy Management_Warehouse_Existing | Strategic Energy Management_Commercial_Existing_No strategic energy management._Implementation of strategic energy management program. | Commercial | Warehouse | Existing | Space Heating | Natural Gas | Strategic Energy Management | NEQ | No strategic energy management. | 3 | 3 | 3 | 0.007312 | 0 | 0 | 0 | 0 | RetroEven20 | 0.03333333333333333 | TBD | A | WCM747 | 0.7 | 0.42 | sqft | 0.0321 | 17618.83279607041 | 17618.8328 | 13896.544177182288 | 13896.5442 | 2021 Power Plan - Com-EM-2021P_V4 - Commercial SEM, Northwest Power and Conservation Council (NWPCC), 2021 Power Plan Conservation Supply Workbooks. January 2022. | 2021 Power Plan - Com-EM-2021P_V4 - Commercial SEM, Northwest Power and Conservation Council (NWPCC), 2021 Power Plan Conservation Supply Workbooks. January 2022. | 2021 Power Plan - Com-EM-2021P_V4 - Commercial SEM, Northwest Power and Conservation Council (NWPCC), 2021 Power Plan Conservation Supply Workbooks. January 2022. | 0 | 0 | 0.26153 | No strategic energy management. | No strategic energy management. | No strategic energy management. | No strategic energy management. | No strategic energy management. | No strategic energy management. | No strategic energy management. | No strategic energy management. | No strategic energy management. | No strategic energy management. | No strategic energy management. | No strategic energy management. | No strategic energy management. | No strategic energy management. | No strategic energy management. | No strategic energy management. | No strategic energy management. | No strategic energy management. | No strategic energy management. | No strategic energy management. | No strategic energy management. | No strategic energy management. | No strategic energy management. | No strategic energy management. | No strategic energy management. | No strategic energy management. | No strategic energy management. | No strategic energy management. | 0 | 0 | 0 | 0 | 0 | 0 | 0 | 0 | 0 | 0 | 0 | 0 | 0 | 0 | 0 | 0 | 0 | 0 | 0 | 0 | 0 | 0 | 0 | 0 | 0 | 0 | 0 | 0 | 0 | 0 | 0 | 0 | 0 | 0 | 0 | 0 | 0 | 0 | 0 | 0 | 0 | 0 | 0 | 0 | 0 | 0 | 0 | 0 | 0 | 0 | 0 | 0 | 0 | 0 | 0 | 0 | 0 | 0 | 0 | 0 | 0 | 0 | 0 | 0 | 0 | 0 | 0 | 0 | 0 | 0 | 0 | 0 | 0 | 0 | 0 | 0 | 0 | 0 | 0 | 0 | 0 | 0 | 0 | 0 | 0 | 0 | 0 | 0 | 0 | 0 | 0 | 0 | 0 | 0 | 0 | 0 | 0 | 0 | 0 | 0 | 0 | 0 | 0 | 0 | 0 | 0 | 0 | 0 | 0 | 0 | 0 | 0 | Implementation of strategic energy management program. | Implementation of strategic energy management program. | Implementation of strategic energy management program. | Implementation of strategic energy management program. | Implementation of strategic energy management program. | Implementation of strategic energy management program. | Implementation of strategic energy management program. | Implementation of strategic energy management program. | Implementation of strategic energy management program. | Implementation of strategic energy management program. | Implementation of strategic energy management program. | Implementation of strategic energy management program. | Implementation of strategic energy management program. | Implementation of strategic energy management program. | Implementation of strategic energy management program. | Implementation of strategic energy management program. | Implementation of strategic energy management program. | Implementation of strategic energy management program. | Implementation of strategic energy management program. | Implementation of strategic energy management program. | Implementation of strategic energy management program. | Implementation of strategic energy management program. | Implementation of strategic energy management program. | Implementation of strategic energy management program. | Implementation of strategic energy management program. | Implementation of strategic energy management program. | Implementation of strategic energy management program. | Implementation of strategic energy management program. | 0.2615 | 0.2615 | 0.2615 | 0.2615 | 0.2615 | 0.2615 | 0.2615 | 0.2615 | 0.2615 | 0.2615 | 0.2615 | 0.2615 | 0.2615 | 0.2615 | 0.2615 | 0.2615 | 0.2615 | 0.2615 | 0.2615 | 0.2615 | 0.2615 | 0.2615 | 0.2615 | 0.2615 | 0.2615 | 0.2615 | 0.2615 | 0.2615 | 0.0073 | 0.0073 | 0.0073 | 0.0073 | 0.0073 | 0.0073 | 0.0073 | 0.0073 | 0.0073 | 0.0073 | 0.0073 | 0.0073 | 0.0073 | 0.0073 | 0.0073 | 0.0073 | 0.0073 | 0.0073 | 0.0073 | 0.0073 | 0.0073 | 0.0073 | 0.0073 | 0.0073 | 0.0073 | 0.0073 | 0.0073 | 0.0073 | 0 | 0 | 0 | 0 | 0 | 0 | 0 | 0 | 0 | 0 | 0 | 0 | 0 | 0 | 0 | 0 | 0 | 0 | 0 | 0 | 0 | 0 | 0 | 0 | 0 | 0 | 0 | 0 | 0 | 0 | 0 | 0 | 0 | 0 | 0 | 0 | 0 | 0 | 0 | 0 | 0 | 0 | 0 | 0 | 0 | 0 | 0 | 0 | 0 | 0 | 0 | 0 | 0 | 0 | 0 | 0 | 0 | 0 | 0 | 0 | 0 | 0 | 0 | 0 | 0 | 0 | 0 | 0 | 0 | 0 | 0 | 0 | 0 | 0 | 0 | 0 | 0 | 0 | 0 | 0 | 0 | 0 | 0 | 0 | 0 | 0 | 0 | 0 | 0 | 0 | 0 | 0 | 0 | 0 | 0 | 0 | 0 | 0 | 0 | 0 | 0 | 0 | 0 | 0 | 0 | 0 | 0 | 0 | 0 | 0 | 0 | 0 | Implementation of strategic energy management program. | Implementation of strategic energy management program. | Implementation of strategic energy management program. | Implementation of strategic energy management program. | Implementation of strategic energy management program. | Implementation of strategic energy management program. | Implementation of strategic energy management program. | Implementation of strategic energy management program. | Implementation of strategic energy management program. | Implementation of strategic energy management program. | Implementation of strategic energy management program. | Implementation of strategic energy management program. | Implementation of strategic energy management program. | Implementation of strategic energy management program. | Implementation of strategic energy management program. | Implementation of strategic energy management program. | Implementation of strategic energy management program. | Implementation of strategic energy management program. | Implementation of strategic energy management program. | Implementation of strategic energy management program. | Implementation of strategic energy management program. | Implementation of strategic energy management program. | Implementation of strategic energy management program. | Implementation of strategic energy management program. | Implementation of strategic energy management program. | Implementation of strategic energy management program. | Implementation of strategic energy management program. | Implementation of strategic energy management program. | 0.2615 | 0.2615 | 0.2615 | 0.2615 | 0.2615 | 0.2615 | 0.2615 | 0.2615 | 0.2615 | 0.2615 | 0.2615 | 0.2615 | 0.2615 | 0.2615 | 0.2615 | 0.2615 | 0.2615 | 0.2615 | 0.2615 | 0.2615 | 0.2615 | 0.2615 | 0.2615 | 0.2615 | 0.2615 | 0.2615 | 0.2615 | 0.2615 | 0.0073 | 0.0073 | 0.0073 | 0.0073 | 0.0073 | 0.0073 | 0.0073 | 0.0073 | 0.0073 | 0.0073 | 0.0073 | 0.0073 | 0.0073 | 0.0073 | 0.0073 | 0.0073 | 0.0073 | 0.0073 | 0.0073 | 0.0073 | 0.0073 | 0.0073 | 0.0073 | 0.0073 | 0.0073 | 0.0073 | 0.0073 | 0.0073 | 0 | 0 | 0 | 0 | 0 | 0 | 0 | 0 | 0 | 0 | 0 | 0 | 0 | 0 | 0 | 0 | 0 | 0 | 0 | 0 | 0 | 0 | 0 | 0 | 0 | 0 | 0 | 0 | 0 | 0 | 0 | 0 | 0 | 0 | 0 | 0 | 0 | 0 | 0 | 0 | 0 | 0 | 0 | 0 | 0 | 0 | 0 | 0 | 0 | 0 | 0 | 0 | 0 | 0 | 0 | 0 | 0 | 0 | 0 | 0 | 0 | 0 | 0 | 0 | 0 | 0 | 0 | 0 | 0 | 0 | 0 | 0 | 0 | 0 | 0 | 0 | 0 | 0 | 0 | 0 | 0 | 0 | 0 | 0 | 0 | 0
Water Heater - Pipe Insulation_Warehouse_Existing_Insulated DHW pipe | Water Heater - Pipe Insulation_Warehouse_Existing | Water Heater - Pipe Insulation_Commercial_Existing_Bare DHW pipe_Insulated DHW pipe | Commercial | Warehouse | Existing | Water Heating | Natural Gas | Water Heater - Pipe Insulation | NEQ | Bare DHW pipe | 15 | 15 | 15 | 0.036409 | 0 | 0 | 0.02 | 0.1 | Retro3Slow | 0.004128203794943829 | TBD | A | WCM734 | 0.7 | 0.42 | PipeFeet | 0.0321 | 16894.10690086671 | 16894.1069 | 13324.929386599102 | 13324.9294 | IL TRM v13 - 4.4.24 - Small Pipe Insulation - CI-HVC-SPIN-V04-240101 | IL TRM v13 - 4.4.24 - Small Pipe Insulation - CI-HVC-SPIN-V04-240101 | IL TRM v13 - 4.4.24 - Small Pipe Insulation - CI-HVC-SPIN-V04-240101 | 0 | 0 | 5.4747 | Bare DHW pipe | Bare DHW pipe | Bare DHW pipe | Bare DHW pipe | Bare DHW pipe | Bare DHW pipe | Bare DHW pipe | Bare DHW pipe | Bare DHW pipe | Bare DHW pipe | Bare DHW pipe | Bare DHW pipe | Bare DHW pipe | Bare DHW pipe | Bare DHW pipe | Bare DHW pipe | Bare DHW pipe | Bare DHW pipe | Bare DHW pipe | Bare DHW pipe | Bare DHW pipe | Bare DHW pipe | Bare DHW pipe | Bare DHW pipe | Bare DHW pipe | Bare DHW pipe | Bare DHW pipe | Bare DHW pipe | 0 | 0 | 0 | 2.7121 | 4.2134 | 8.3152 | 14.3351 | 21.9284 | 30.1339 | 37.5721 | 42.9528 | 45.3009 | 44.4238 | 40.7037 | 35.0025 | 28.3083 | 21.6536 | 15.7732 | 10.9371 | 7.2381 | 4.5816 | 2.3308 | 1.5502 | 0 | 0 | 0 | 0 | 0 | 0 | 0 | 0 | 2.7121 | 6.8939 | 15.1178 | 29.2279 | 50.6705 | 79.8704 | 115.818 | 156.442 | 198.5098 | 239.09 | 275.4196 | 305.6801 | 328.5028 | 344.7267 | 356.5647 | 364.1396 | 368.7145 | 371.3349 | 372.4482 | 373.1248 | 372.8437 | 372.6188 | 372.4388 | 372.2949 | 372.1797 | 0 | 0 | 0 | 0.6403150090705761 | 1.0065157609871656 | 2.0130315219743324 | 3.5228051634550823 | 5.479919143152351 | 7.671886800413283 | 9.764219564162365 | 11.39158949152276 | 12.267865606255274 | 12.26786560625527 | 11.450007899171602 | 10.01875691177514 | 8.250740986167754 | 6.417242989241598 | 4.728494834178031 | 3.30994638392461 | 2.2066309226164056 | 1.4042196780286236 | 0.716737284058613 | 0.47782485603907554 | 0 | 0 | 0 | 0 | 0 | 0 | 0 | 0 | 0.6403150090705761 | 1.6468307700577416 | 3.659862292032074 | 7.182667455487156 | 12.662586598639507 | 20.33447339905279 | 30.098692963215157 | 41.490282454737915 | 53.758148060993186 | 66.02601366724846 | 77.47602156642006 | 87.4947784781952 | 95.74551946436296 | 102.16276245360456 | 106.89125728778258 | 110.20120367170719 | 112.4078345943236 | 113.81205427235221 | 114.52879155641084 | 115.00661641244992 | 115.00661641244992 | 115.00661641244992 | 115.00661641244992 | 115.00661641244992 | 115.00661641244992 | Insulated DHW pipe | Insulated DHW pipe | Insulated DHW pipe | Insulated DHW pipe | Insulated DHW pipe | Insulated DHW pipe | Insulated DHW pipe | Insulated DHW pipe | Insulated DHW pipe | Insulated DHW pipe | Insulated DHW pipe | Insulated DHW pipe | Insulated DHW pipe | Insulated DHW pipe | Insulated DHW pipe | Insulated DHW pipe | Insulated DHW pipe | Insulated DHW pipe | Insulated DHW pipe | Insulated DHW pipe | Insulated DHW pipe | Insulated DHW pipe | Insulated DHW pipe | Insulated DHW pipe | Insulated DHW pipe | Insulated DHW pipe | Insulated DHW pipe | Insulated DHW pipe | 5.4747 | 5.4747 | 5.4747 | 5.4747 | 5.4747 | 5.4747 | 5.4747 | 5.4747 | 5.4747 | 5.4747 | 5.4747 | 5.4747 | 5.4747 | 5.4747 | 5.4747 | 5.4747 | 5.4747 | 5.4747 | 5.4747 | 5.4747 | 5.4747 | 5.4747 | 5.4747 | 5.4747 | 5.4747 | 5.4747 | 5.4747 | 5.4747 | 0.0364 | 0.0364 | 0.0364 | 0.0364 | 0.0364 | 0.0364 | 0.0364 | 0.0364 | 0.0364 | 0.0364 | 0.0364 | 0.0364 | 0.0364 | 0.0364 | 0.0364 | 0.0364 | 0.0364 | 0.0364 | 0.0364 | 0.0364 | 0.0364 | 0.0364 | 0.0364 | 0.0364 | 0.0364 | 0.0364 | 0.0364 | 0.0364 | 0 | 0 | 0 | 0 | 0 | 0 | 0 | 0 | 0 | 0 | 0 | 0 | 0 | 0 | 0 | 0 | 0 | 0 | 0 | 0 | 0 | 0 | 0 | 0 | 0 | 0 | 0 | 0 | 0 | 0 | 0 | 0 | 0 | 0 | 0 | 0 | 0 | 0 | 0 | 0 | 0 | 0 | 0 | 0 | 0 | 0 | 0 | 0 | 0 | 0 | 0 | 0 | 0 | 0 | 0 | 0 | 0 | 0 | 0 | 0 | 0 | 0 | 0 | 0 | 0 | 0 | 0 | 0 | 0 | 0 | 0 | 0 | 0 | 0 | 0 | 0 | 0 | 0 | 0 | 0 | 0 | 0 | 0 | 0 | 0 | 0 | 0 | 0 | 0 | 0 | 0 | 0 | 0 | 0 | 0 | 0 | 0 | 0 | 0 | 0 | 0 | 0 | 0 | 0 | 0 | 0 | 0 | 0 | 0 | 0 | 0 | 0 | Insulated DHW pipe | Insulated DHW pipe | Insulated DHW pipe | Insulated DHW pipe | Insulated DHW pipe | Insulated DHW pipe | Insulated DHW pipe | Insulated DHW pipe | Insulated DHW pipe | Insulated DHW pipe | Insulated DHW pipe | Insulated DHW pipe | Insulated DHW pipe | Insulated DHW pipe | Insulated DHW pipe | Insulated DHW pipe | Insulated DHW pipe | Insulated DHW pipe | Insulated DHW pipe | Insulated DHW pipe | Insulated DHW pipe | Insulated DHW pipe | Insulated DHW pipe | Insulated DHW pipe | Insulated DHW pipe | Insulated DHW pipe | Insulated DHW pipe | Insulated DHW pipe | 5.4747 | 5.4747 | 5.4747 | 5.4747 | 5.4747 | 5.4747 | 5.4747 | 5.4747 | 5.4747 | 5.4747 | 5.4747 | 5.4747 | 5.4747 | 5.4747 | 5.4747 | 5.4747 | 5.4747 | 5.4747 | 5.4747 | 5.4747 | 5.4747 | 5.4747 | 5.4747 | 5.4747 | 5.4747 | 5.4747 | 5.4747 | 5.4747 | 0.0364 | 0.0364 | 0.0364 | 0.0364 | 0.0364 | 0.0364 | 0.0364 | 0.0364 | 0.0364 | 0.0364 | 0.0364 | 0.0364 | 0.0364 | 0.0364 | 0.0364 | 0.0364 | 0.0364 | 0.0364 | 0.0364 | 0.0364 | 0.0364 | 0.0364 | 0.0364 | 0.0364 | 0.0364 | 0.0364 | 0.0364 | 0.0364 | 0 | 0 | 0 | 0 | 0 | 0 | 0 | 0 | 0 | 0 | 0 | 0 | 0 | 0 | 0 | 0 | 0 | 0 | 0 | 0 | 0 | 0 | 0 | 0 | 0 | 0 | 0 | 0 | 0 | 0 | 0 | 0 | 0 | 0 | 0 | 0 | 0 | 0 | 0 | 0 | 0 | 0 | 0 | 0 | 0 | 0 | 0 | 0 | 0 | 0 | 0 | 0 | 0 | 0 | 0 | 0 | 0 | 0 | 0 | 0 | 0 | 0 | 0 | 0 | 0 | 0 | 0 | 0 | 0 | 0 | 0 | 0 | 0 | 0 | 0 | 0 | 0 | 0 | 0 | 0 | 0 | 0 | 0 | 0 | 0 | 0
Gas Furnace - Maintenance_Office_Existing_Furnace with a tune-up performed adhering to program requirements | Gas Furnace - Maintenance_Office_Existing | Gas Furnace - Maintenance_Commercial_Existing_Furnace or a gas-fired rooftop unit assumed not to have had a tune-up in the past 3 years_Furnace with a tune-up performed adhering to program requirements | Commercial | Office | Existing | Space Heating | Natural Gas | Gas Furnace - Maintenance | NEQ | Furnace or a gas-fired rooftop unit assumed not to have had a tune-up in the past 3 years | 3 | 3 | 3 | 0.034832 | 0 | 0 | 0.2 | 0.3 | Retro5Med | 8.35569166605469E-06 | TBD | A | WCM17 | 0.7 | 0.42 | kBtuh heat | 0.0321 | 17901.251666001288 | 17901.2517 | 14119.29708867708 | 14119.2971 | IL TRM v12 - 4.4.31 - Small Business Furnace and Rooftop Unit Tune-Up - CI-HVC-FTUN-V05-230101 | IL TRM v12 - 4.4.2 - Space Heating Boiler Tune-up - CI-HVC-BLRT-V07-210101 ¦ MN TRM v4.1 - Commercial HVAC - Force-Air Heating Maintenance | IL TRM v12 - 4.4.31 - Small Business Furnace and Rooftop Unit Tune-Up - CI-HVC-FTUN-V05-230101 ¦ Typical Savings % from Example lines up with MN TRM's 1.6% from a WI FOE 2010 evaluation. | 0 | 0 | 1.2191 | Furnace or a gas-fired rooftop unit assumed not to have had a tune-up in the past 3 years | Furnace or a gas-fired rooftop unit assumed not to have had a tune-up in the past 3 years | Furnace or a gas-fired rooftop unit assumed not to have had a tune-up in the past 3 years | Furnace or a gas-fired rooftop unit assumed not to have had a tune-up in the past 3 years | Furnace or a gas-fired rooftop unit assumed not to have had a tune-up in the past 3 years | Furnace or a gas-fired rooftop unit assumed not to have had a tune-up in the past 3 years | Furnace or a gas-fired rooftop unit assumed not to have had a tune-up in the past 3 years | Furnace or a gas-fired rooftop unit assumed not to have had a tune-up in the past 3 years | Furnace or a gas-fired rooftop unit assumed not to have had a tune-up in the past 3 years | Furnace or a gas-fired rooftop unit assumed not to have had a tune-up in the past 3 years | Furnace or a gas-fired rooftop unit assumed not to have had a tune-up in the past 3 years | Furnace or a gas-fired rooftop unit assumed not to have had a tune-up in the past 3 years | Furnace or a gas-fired rooftop unit assumed not to have had a tune-up in the past 3 years | Furnace or a gas-fired rooftop unit assumed not to have had a tune-up in the past 3 years | Furnace or a gas-fired rooftop unit assumed not to have had a tune-up in the past 3 years | Furnace or a gas-fired rooftop unit assumed not to have had a tune-up in the past 3 years | Furnace or a gas-fired rooftop unit assumed not to have had a tune-up in the past 3 years | Furnace or a gas-fired rooftop unit assumed not to have had a tune-up in the past 3 years | Furnace or a gas-fired rooftop unit assumed not to have had a tune-up in the past 3 years | Furnace or a gas-fired rooftop unit assumed not to have had a tune-up in the past 3 years | Furnace or a gas-fired rooftop unit assumed not to have had a tune-up in the past 3 years | Furnace or a gas-fired rooftop unit assumed not to have had a tune-up in the past 3 years | Furnace or a gas-fired rooftop unit assumed not to have had a tune-up in the past 3 years | Furnace or a gas-fired rooftop unit assumed not to have had a tune-up in the past 3 years | Furnace or a gas-fired rooftop unit assumed not to have had a tune-up in the past 3 years | Furnace or a gas-fired rooftop unit assumed not to have had a tune-up in the past 3 years | Furnace or a gas-fired rooftop unit assumed not to have had a tune-up in the past 3 years | Furnace or a gas-fired rooftop unit assumed not to have had a tune-up in the past 3 years | 0 | 0 | 0 | 305.6012 | 368.2262 | 440.7097 | 498.3291 | 550.9527 | 620.7183 | 652.4182 | 635.3508 | 568.6498 | 463.2899 | 339.7367 | 213.4115 | 117.9545 | 54.2739 | 22.0452 | 7.7325 | 2.3419 | 0.49737 | 0.044854 | 0.029382 | 0 | 0 | 0 | 0 | 0 | 0 | 0 | 0 | 305.6012 | 668.1236 | 1094.1668 | 1564.1247 | 2067.046 | 2612.6351 | 3155.6298 | 3643.5398 | 4029.0698 | 4282.0644 | 4397.5351 | 4387.3304 | 4294.2013 | 4158.0099 | 4014.0378 | 3879.5845 | 3764.0809 | 3668.239 | 3593.8725 | 3531.2662 | 3487.3165 | 3446.7368 | 3409.2696 | 3374.6767 | 3342.7384 | 0 | 0 | 0 | 416.2445790459261 | 511.0819596112169 | 625.4147543017161 | 726.0079867080108 | 828.1040453646951 | 968.1531695217004 | 1062.0790619076656 | 1084.9887837621527 | 1022.471718213869 | 878.901048161692 | 680.1307385001928 | 450.1249517589666 | 261.3628752148839 | 125.84138436272188 | 53.24058569192074 | 19.360212978880295 | 6.047259515120787 | 1.3180279943505584 | 0.12132597768050558 | 0.08088398512033707 | 0 | 0 | 0 | 0 | 0 | 0 | 0 | 0 | 416.2445790459261 | 927.3265386571429 | 1552.741292958859 | 2278.74927966687 | 3106.8533250315645 | 4075.0064945532654 | 5137.085556460931 | 6222.074340223084 | 7244.546058436952 | 8123.4471065986445 | 8803.577845098838 | 9253.702796857804 | 9515.065672072687 | 9640.907056435412 | 9694.147642127331 | 9713.507855106212 | 9719.555114621331 | 9720.873142615683 | 9720.994468593362 | 9721.075352578484 | 9721.075352578484 | 9721.075352578484 | 9721.075352578484 | 9721.075352578484 | 9721.075352578484 | Furnace with a tune-up performed adhering to program requirements | Furnace with a tune-up performed adhering to program requirements | Furnace with a tune-up performed adhering to program requirements | Furnace with a tune-up performed adhering to program requirements | Furnace with a tune-up performed adhering to program requirements | Furnace with a tune-up performed adhering to program requirements | Furnace with a tune-up performed adhering to program requirements | Furnace with a tune-up performed adhering to program requirements | Furnace with a tune-up performed adhering to program requirements | Furnace with a tune-up performed adhering to program requirements | Furnace with a tune-up performed adhering to program requirements | Furnace with a tune-up performed adhering to program requirements | Furnace with a tune-up performed adhering to program requirements | Furnace with a tune-up performed adhering to program requirements | Furnace with a tune-up performed adhering to program requirements | Furnace with a tune-up performed adhering to program requirements | Furnace with a tune-up performed adhering to program requirements | Furnace with a tune-up performed adhering to program requirements | Furnace with a tune-up performed adhering to program requirements | Furnace with a tune-up performed adhering to program requirements | Furnace with a tune-up performed adhering to program requirements | Furnace with a tune-up performed adhering to program requirements | Furnace with a tune-up performed adhering to program requirements | Furnace with a tune-up performed adhering to program requirements | Furnace with a tune-up performed adhering to program requirements | Furnace with a tune-up performed adhering to program requirements | Furnace with a tune-up performed adhering to program requirements | Furnace with a tune-up performed adhering to program requirements | 1.2191 | 1.2191 | 1.2191 | 1.2191 | 1.2191 | 1.2191 | 1.2191 | 1.2191 | 1.2191 | 1.2191 | 1.2191 | 1.2191 | 1.2191 | 1.2191 | 1.2191 | 1.2191 | 1.2191 | 1.2191 | 1.2191 | 1.2191 | 1.2191 | 1.2191 | 1.2191 | 1.2191 | 1.2191 | 1.2191 | 1.2191 | 1.2191 | 0.0348 | 0.0348 | 0.0348 | 0.0348 | 0.0348 | 0.0348 | 0.0348 | 0.0348 | 0.0348 | 0.0348 | 0.0348 | 0.0348 | 0.0348 | 0.0348 | 0.0348 | 0.0348 | 0.0348 | 0.0348 | 0.0348 | 0.0348 | 0.0348 | 0.0348 | 0.0348 | 0.0348 | 0.0348 | 0.0348 | 0.0348 | 0.0348 | 0 | 0 | 0 | 0 | 0 | 0 | 0 | 0 | 0 | 0 | 0 | 0 | 0 | 0 | 0 | 0 | 0 | 0 | 0 | 0 | 0 | 0 | 0 | 0 | 0 | 0 | 0 | 0 | 0 | 0 | 0 | 0 | 0 | 0 | 0 | 0 | 0 | 0 | 0 | 0 | 0 | 0 | 0 | 0 | 0 | 0 | 0 | 0 | 0 | 0 | 0 | 0 | 0 | 0 | 0 | 0 | 0 | 0 | 0 | 0 | 0 | 0 | 0 | 0 | 0 | 0 | 0 | 0 | 0 | 0 | 0 | 0 | 0 | 0 | 0 | 0 | 0 | 0 | 0 | 0 | 0 | 0 | 0 | 0 | 0 | 0 | 0 | 0 | 0 | 0 | 0 | 0 | 0 | 0 | 0 | 0 | 0 | 0 | 0 | 0 | 0 | 0 | 0 | 0 | 0 | 0 | 0 | 0 | 0 | 0 | 0 | 0 | Furnace with a tune-up performed adhering to program requirements | Furnace with a tune-up performed adhering to program requirements | Furnace with a tune-up performed adhering to program requirements | Furnace with a tune-up performed adhering to program requirements | Furnace with a tune-up performed adhering to program requirements | Furnace with a tune-up performed adhering to program requirements | Furnace with a tune-up performed adhering to program requirements | Furnace with a tune-up performed adhering to program requirements | Furnace with a tune-up performed adhering to program requirements | Furnace with a tune-up performed adhering to program requirements | Furnace with a tune-up performed adhering to program requirements | Furnace with a tune-up performed adhering to program requirements | Furnace with a tune-up performed adhering to program requirements | Furnace with a tune-up performed adhering to program requirements | Furnace with a tune-up performed adhering to program requirements | Furnace with a tune-up performed adhering to program requirements | Furnace with a tune-up performed adhering to program requirements | Furnace with a tune-up performed adhering to program requirements | Furnace with a tune-up performed adhering to program requirements | Furnace with a tune-up performed adhering to program requirements | Furnace with a tune-up performed adhering to program requirements | Furnace with a tune-up performed adhering to program requirements | Furnace with a tune-up performed adhering to program requirements | Furnace with a tune-up performed adhering to program requirements | Furnace with a tune-up performed adhering to program requirements | Furnace with a tune-up performed adhering to program requirements | Furnace with a tune-up performed adhering to program requirements | Furnace with a tune-up performed adhering to program requirements | 1.2191 | 1.2191 | 1.2191 | 1.2191 | 1.2191 | 1.2191 | 1.2191 | 1.2191 | 1.2191 | 1.2191 | 1.2191 | 1.2191 | 1.2191 | 1.2191 | 1.2191 | 1.2191 | 1.2191 | 1.2191 | 1.2191 | 1.2191 | 1.2191 | 1.2191 | 1.2191 | 1.2191 | 1.2191 | 1.2191 | 1.2191 | 1.2191 | 0.0348 | 0.0348 | 0.0348 | 0.0348 | 0.0348 | 0.0348 | 0.0348 | 0.0348 | 0.0348 | 0.0348 | 0.0348 | 0.0348 | 0.0348 | 0.0348 | 0.0348 | 0.0348 | 0.0348 | 0.0348 | 0.0348 | 0.0348 | 0.0348 | 0.0348 | 0.0348 | 0.0348 | 0.0348 | 0.0348 | 0.0348 | 0.0348 | 0 | 0 | 0 | 0 | 0 | 0 | 0 | 0 | 0 | 0 | 0 | 0 | 0 | 0 | 0 | 0 | 0 | 0 | 0 | 0 | 0 | 0 | 0 | 0 | 0 | 0 | 0 | 0 | 0 | 0 | 0 | 0 | 0 | 0 | 0 | 0 | 0 | 0 | 0 | 0 | 0 | 0 | 0 | 0 | 0 | 0 | 0 | 0 | 0 | 0 | 0 | 0 | 0 | 0 | 0 | 0 | 0 | 0 | 0 | 0 | 0 | 0 | 0 | 0 | 0 | 0 | 0 | 0 | 0 | 0 | 0 | 0 | 0 | 0 | 0 | 0 | 0 | 0 | 0 | 0 | 0 | 0 | 0 | 0 | 0 | 0
Building Shell - Air Sealing (Infiltration Control)_Education_Existing_Sealed building envelope | Building Shell - Air Sealing (Infiltration Control)_Education_Existing | Building Shell - Air Sealing (Infiltration Control)_Commercial_Existing_Building envelope with leakage_Sealed building envelope | Commercial | Education | Existing | Space Heating | Natural Gas | Building Shell - Air Sealing (Infiltration Control) | NEQ | Building envelope with leakage | 20 | 20 | 20 | 0.11142 | 0 | 0 | 0.7 | 0.8 | Retro1Slow | 0.012666666666666666 | TBD | A | WCM408 | 0.7 | 0.42 | BldgPerim | 0.0321 | 16707.199777967726 | 16707.1998 | 13177.509684030874 | 13177.5097 | IL TRM v13 - 4.8.4 - C&I Air Sealing - CI-SHL-CAIR-V04-250101 | IL TRM v13 - 4.8.4 - C&I Air Sealing - CI-SHL-CAIR-V04-250101 | AEG BEST | 0 | 0 | 19.2827 | Building envelope with leakage | Building envelope with leakage | Building envelope with leakage | Building envelope with leakage | Building envelope with leakage | Building envelope with leakage | Building envelope with leakage | Building envelope with leakage | Building envelope with leakage | Building envelope with leakage | Building envelope with leakage | Building envelope with leakage | Building envelope with leakage | Building envelope with leakage | Building envelope with leakage | Building envelope with leakage | Building envelope with leakage | Building envelope with leakage | Building envelope with leakage | Building envelope with leakage | Building envelope with leakage | Building envelope with leakage | Building envelope with leakage | Building envelope with leakage | Building envelope with leakage | Building envelope with leakage | Building envelope with leakage | Building envelope with leakage | 0 | 0 | 0 | 18.3173 | 36.0287 | 62.8194 | 100.1304 | 148.5735 | 207.4188 | 274.3103 | 345.0319 | 413.594 | 472.6166 | 514.1285 | 530.9826 | 518.4068 | 475.8936 | 408.1262 | 329.7105 | 246.7714 | 167.5313 | 86.9019 | 57.032 | 0 | 0 | 0 | 0 | 0 | 0 | 0 | 0 | 18.3173 | 54.0527 | 115.8993 | 213.7002 | 357.4782 | 555.8754 | 814.7471 | 1135.5536 | 1514.1533 | 1939.8637 | 2395.0311 | 2856.1542 | 3295.3225 | 3684.9546 | 4002.4515 | 4239.6024 | 4396.2426 | 4478.5856 | 4488.6312 | 4475.7274 | 4417.3295 | 4362.835 | 4311.932 | 4264.3339 | 4219.7768 | 0 | 0 | 0 | 1.1222004098653215 | 2.243205012070861 | 3.9829120810281986 | 6.478752402404692 | 9.833841244734591 | 14.084161934686707 | 19.158328048311287 | 24.836112650351836 | 30.71799089345097 | 36.22380836662447 | 40.640758884392845 | 43.234115687668215 | 43.414612408125855 | 40.925593919772204 | 35.98275033023761 | 29.75733694289598 | 22.755610603391048 | 15.753884263886109 | 8.314550028162115 | 5.543033352108075 | 0 | 0 | 0 | 0 | 0 | 0 | 0 | 0 | 1.1222004098653215 | 3.365405421936182 | 7.34831750296438 | 13.827069905369072 | 23.660911150103665 | 37.74507308479038 | 56.90340113310165 | 81.73951378345349 | 112.45750467690446 | 148.68131304352892 | 189.32207192792174 | 232.55618761558998 | 275.9708000237158 | 316.896393943488 | 352.8791442737257 | 382.63648121662163 | 405.3920918200127 | 421.1459760838988 | 429.4605261120609 | 435.003559464169 | 435.003559464169 | 435.003559464169 | 435.003559464169 | 435.003559464169 | 435.003559464169 | Sealed building envelope | Sealed building envelope | Sealed building envelope | Sealed building envelope | Sealed building envelope | Sealed building envelope | Sealed building envelope | Sealed building envelope | Sealed building envelope | Sealed building envelope | Sealed building envelope | Sealed building envelope | Sealed building envelope | Sealed building envelope | Sealed building envelope | Sealed building envelope | Sealed building envelope | Sealed building envelope | Sealed building envelope | Sealed building envelope | Sealed building envelope | Sealed building envelope | Sealed building envelope | Sealed building envelope | Sealed building envelope | Sealed building envelope | Sealed building envelope | Sealed building envelope | 19.2827 | 19.2827 | 19.2827 | 19.2827 | 19.2827 | 19.2827 | 19.2827 | 19.2827 | 19.2827 | 19.2827 | 19.2827 | 19.2827 | 19.2827 | 19.2827 | 19.2827 | 19.2827 | 19.2827 | 19.2827 | 19.2827 | 19.2827 | 19.2827 | 19.2827 | 19.2827 | 19.2827 | 19.2827 | 19.2827 | 19.2827 | 19.2827 | 0.1114 | 0.1114 | 0.1114 | 0.1114 | 0.1114 | 0.1114 | 0.1114 | 0.1114 | 0.1114 | 0.1114 | 0.1114 | 0.1114 | 0.1114 | 0.1114 | 0.1114 | 0.1114 | 0.1114 | 0.1114 | 0.1114 | 0.1114 | 0.1114 | 0.1114 | 0.1114 | 0.1114 | 0.1114 | 0.1114 | 0.1114 | 0.1114 | 0 | 0 | 0 | 0 | 0 | 0 | 0 | 0 | 0 | 0 | 0 | 0 | 0 | 0 | 0 | 0 | 0 | 0 | 0 | 0 | 0 | 0 | 0 | 0 | 0 | 0 | 0 | 0 | 0 | 0 | 0 | 0 | 0 | 0 | 0 | 0 | 0 | 0 | 0 | 0 | 0 | 0 | 0 | 0 | 0 | 0 | 0 | 0 | 0 | 0 | 0 | 0 | 0 | 0 | 0 | 0 | 0 | 0 | 0 | 0 | 0 | 0 | 0 | 0 | 0 | 0 | 0 | 0 | 0 | 0 | 0 | 0 | 0 | 0 | 0 | 0 | 0 | 0 | 0 | 0 | 0 | 0 | 0 | 0 | 0 | 0 | 0 | 0 | 0 | 0 | 0 | 0 | 0 | 0 | 0 | 0 | 0 | 0 | 0 | 0 | 0 | 0 | 0 | 0 | 0 | 0 | 0 | 0 | 0 | 0 | 0 | 0 | Sealed building envelope | Sealed building envelope | Sealed building envelope | Sealed building envelope | Sealed building envelope | Sealed building envelope | Sealed building envelope | Sealed building envelope | Sealed building envelope | Sealed building envelope | Sealed building envelope | Sealed building envelope | Sealed building envelope | Sealed building envelope | Sealed building envelope | Sealed building envelope | Sealed building envelope | Sealed building envelope | Sealed building envelope | Sealed building envelope | Sealed building envelope | Sealed building envelope | Sealed building envelope | Sealed building envelope | Sealed building envelope | Sealed building envelope | Sealed building envelope | Sealed building envelope | 19.2827 | 19.2827 | 19.2827 | 19.2827 | 19.2827 | 19.2827 | 19.2827 | 19.2827 | 19.2827 | 19.2827 | 19.2827 | 19.2827 | 19.2827 | 19.2827 | 19.2827 | 19.2827 | 19.2827 | 19.2827 | 19.2827 | 19.2827 | 19.2827 | 19.2827 | 19.2827 | 19.2827 | 19.2827 | 19.2827 | 19.2827 | 19.2827 | 0.1114 | 0.1114 | 0.1114 | 0.1114 | 0.1114 | 0.1114 | 0.1114 | 0.1114 | 0.1114 | 0.1114 | 0.1114 | 0.1114 | 0.1114 | 0.1114 | 0.1114 | 0.1114 | 0.1114 | 0.1114 | 0.1114 | 0.1114 | 0.1114 | 0.1114 | 0.1114 | 0.1114 | 0.1114 | 0.1114 | 0.1114 | 0.1114 | 0 | 0 | 0 | 0 | 0 | 0 | 0 | 0 | 0 | 0 | 0 | 0 | 0 | 0 | 0 | 0 | 0 | 0 | 0 | 0 | 0 | 0 | 0 | 0 | 0 | 0 | 0 | 0 | 0 | 0 | 0 | 0 | 0 | 0 | 0 | 0 | 0 | 0 | 0 | 0 | 0 | 0 | 0 | 0 | 0 | 0 | 0 | 0 | 0 | 0 | 0 | 0 | 0 | 0 | 0 | 0 | 0 | 0 | 0 | 0 | 0 | 0 | 0 | 0 | 0 | 0 | 0 | 0 | 0 | 0 | 0 | 0 | 0 | 0 | 0 | 0 | 0 | 0 | 0 | 0 | 0 | 0 | 0 | 0 | 0 | 0
Gas Boiler - Burner Control Optimization_Grocery_Existing_Linkageless/parallel positioning controls with oxygen trim for burner combustion control. | Gas Boiler - Burner Control Optimization_Grocery_Existing | Gas Boiler - Burner Control Optimization_Commercial_Existing_Single point positioning for burner combustion control_Linkageless/parallel positioning controls with oxygen trim for burner combustion control. | Commercial | Grocery | Existing | Space Heating | Natural Gas | Gas Boiler - Burner Control Optimization | NEQ | Single point positioning for burner combustion control | 20 | 20 | 20 | 252.2709 | 0 | 0 | 0.05 | 0.85 | Retro5Med | 8.35569166605469E-06 | TBD | A | WCM321 | 0.7 | 0.42 | perbldg | 0.0321 | 15179.713052972453 | 15179.7131 | 9072.62831836739 | 9072.6283 | IL TRM v12 - 4.4.21 Linkageless Boiler Controls for Space Heating - CI-HVC-LBC-V06-220101 ¦ IL TRM v12 - 4.4.22 Oxygen Trim Controls for Space Heating Boilers - CI-HVC-O2TC-V02-220101 | IL TRM v12 - 4.4.22 Oxygen Trim Controls for Space Heating Boilers - CI-HVC-O2TC-V02-220101 | IL TRM v12 - 4.4.21 Linkageless Boiler Controls for Space Heating - CI-HVC-LBC-V06-220101 ¦ IL TRM v12 - 4.4.22 Oxygen Trim Controls for Space Heating Boilers - CI-HVC-O2TC-V02-220101 | 0 | 0 | 29888.108 | Single point positioning for burner combustion control | Single point positioning for burner combustion control | Single point positioning for burner combustion control | Single point positioning for burner combustion control | Single point positioning for burner combustion control | Single point positioning for burner combustion control | Single point positioning for burner combustion control | Single point positioning for burner combustion control | Single point positioning for burner combustion control | Single point positioning for burner combustion control | Single point positioning for burner combustion control | Single point positioning for burner combustion control | Single point positioning for burner combustion control | Single point positioning for burner combustion control | Single point positioning for burner combustion control | Single point positioning for burner combustion control | Single point positioning for burner combustion control | Single point positioning for burner combustion control | Single point positioning for burner combustion control | Single point positioning for burner combustion control | Single point positioning for burner combustion control | Single point positioning for burner combustion control | Single point positioning for burner combustion control | Single point positioning for burner combustion control | Single point positioning for burner combustion control | Single point positioning for burner combustion control | Single point positioning for burner combustion control | Single point positioning for burner combustion control | 0 | 0 | 0 | 340.6676 | 410.4008 | 491.9563 | 558.2003 | 621.135 | 706.7959 | 752.9944 | 745.6086 | 680.2279 | 565.6419 | 423.3937 | 271.0939 | 152.3444 | 71.0239 | 29.1094 | 10.2539 | 3.1065 | 0.65789 | 0.058964 | 0.038341 | 0 | 0 | 0 | 0 | 0 | 0 | 0 | 0 | 340.6676 | 744.6468 | 1221.399 | 1752.0448 | 2330.3539 | 2974.9405 | 3642.0987 | 4275.834 | 4819.6372 | 5228.0764 | 5480.3872 | 5573.1697 | 5546.1867 | 5441.2513 | 5300.2948 | 5144.6169 | 4992.9612 | 4852.1526 | 4724.348 | 4607.9708 | 4503.983 | 4407.9534 | 4319.1399 | 4236.9457 | 4160.8274 | 0 | 0 | 0 | 6.93930968653186E-05 | 8.520365601086892E-05 | 0.00010426434075305995 | 0.00012103447127671852 | 0.000138055141441768 | 0.00016140305497089016 | 0.00017706165781309455 | 0.00018088099055119246 | 0.00017045862590377487 | 0.0001465236273104354 | 0.00011338616907877428 | 7.504137219156547E-05 | 4.357240965961865E-05 | 2.0979308354631204E-05 | 8.875861226959354E-06 | 3.2275859007124944E-06 | 1.0081526257095012E-06 | 2.197314965465977E-07 | 2.0226534459044265E-08 | 1.348435630602952E-08 | 0 | 0 | 0 | 0 | 0 | 0 | 0 | 0 | 6.93930968653186E-05 | 0.0001545967528761875 | 0.00025886109362924746 | 0.00037989556490596597 | 0.000517950706347734 | 0.0006793537613186242 | 0.0008564154191317188 | 0.0010372964096829113 | 0.0012077550355866862 | 0.0013542786628971217 | 0.001467664831975896 | 0.0015427062041674614 | 0.00158627861382708 | 0.0016072579221817112 | 0.0016161337834086707 | 0.0016193613693093831 | 0.0016203695219350928 | 0.0016205892534316396 | 0.0016206094799660986 | 0.0016206229643224046 | 0.0016206229643224046 | 0.0016206229643224046 | 0.0016206229643224046 | 0.0016206229643224046 | 0.0016206229643224046 | Linkageless/parallel positioning controls with oxygen trim for burner combustion control. | Linkageless/parallel positioning controls with oxygen trim for burner combustion control. | Linkageless/parallel positioning controls with oxygen trim for burner combustion control. | Linkageless/parallel positioning controls with oxygen trim for burner combustion control. | Linkageless/parallel positioning controls with oxygen trim for burner combustion control. | Linkageless/parallel positioning controls with oxygen trim for burner combustion control. | Linkageless/parallel positioning controls with oxygen trim for burner combustion control. | Linkageless/parallel positioning controls with oxygen trim for burner combustion control. | Linkageless/parallel positioning controls with oxygen trim for burner combustion control. | Linkageless/parallel positioning controls with oxygen trim for burner combustion control. | Linkageless/parallel positioning controls with oxygen trim for burner combustion control. | Linkageless/parallel positioning controls with oxygen trim for burner combustion control. | Linkageless/parallel positioning controls with oxygen trim for burner combustion control. | Linkageless/parallel positioning controls with oxygen trim for burner combustion control. | Linkageless/parallel positioning controls with oxygen trim for burner combustion control. | Linkageless/parallel positioning controls with oxygen trim for burner combustion control. | Linkageless/parallel positioning controls with oxygen trim for burner combustion control. | Linkageless/parallel positioning controls with oxygen trim for burner combustion control. | Linkageless/parallel positioning controls with oxygen trim for burner combustion control. | Linkageless/parallel positioning controls with oxygen trim for burner combustion control. | Linkageless/parallel positioning controls with oxygen trim for burner combustion control. | Linkageless/parallel positioning controls with oxygen trim for burner combustion control. | Linkageless/parallel positioning controls with oxygen trim for burner combustion control. | Linkageless/parallel positioning controls with oxygen trim for burner combustion control. | Linkageless/parallel positioning controls with oxygen trim for burner combustion control. | Linkageless/parallel positioning controls with oxygen trim for burner combustion control. | Linkageless/parallel positioning controls with oxygen trim for burner combustion control. | Linkageless/parallel positioning controls with oxygen trim for burner combustion control. | 29888.108 | 29888.108 | 29888.108 | 29888.108 | 29888.108 | 29888.108 | 29888.108 | 29888.108 | 29888.108 | 29888.108 | 29888.108 | 29888.108 | 29888.108 | 29888.108 | 29888.108 | 29888.108 | 29888.108 | 29888.108 | 29888.108 | 29888.108 | 29888.108 | 29888.108 | 29888.108 | 29888.108 | 29888.108 | 29888.108 | 29888.108 | 29888.108 | 252.2709 | 252.2709 | 252.2709 | 252.2709 | 252.2709 | 252.2709 | 252.2709 | 252.2709 | 252.2709 | 252.2709 | 252.2709 | 252.2709 | 252.2709 | 252.2709 | 252.2709 | 252.2709 | 252.2709 | 252.2709 | 252.2709 | 252.2709 | 252.2709 | 252.2709 | 252.2709 | 252.2709 | 252.2709 | 252.2709 | 252.2709 | 252.2709 | 0 | 0 | 0 | 0 | 0 | 0 | 0 | 0 | 0 | 0 | 0 | 0 | 0 | 0 | 0 | 0 | 0 | 0 | 0 | 0 | 0 | 0 | 0 | 0 | 0 | 0 | 0 | 0 | 0 | 0 | 0 | 0 | 0 | 0 | 0 | 0 | 0 | 0 | 0 | 0 | 0 | 0 | 0 | 0 | 0 | 0 | 0 | 0 | 0 | 0 | 0 | 0 | 0 | 0 | 0 | 0 | 0 | 0 | 0 | 0 | 0 | 0 | 0 | 0 | 0 | 0 | 0 | 0 | 0 | 0 | 0 | 0 | 0 | 0 | 0 | 0 | 0 | 0 | 0 | 0 | 0 | 0 | 0 | 0 | 0 | 0 | 0 | 0 | 0 | 0 | 0 | 0 | 0 | 0 | 0 | 0 | 0 | 0 | 0 | 0 | 0 | 0 | 0 | 0 | 0 | 0 | 0 | 0 | 0 | 0 | 0 | 0 | Linkageless/parallel positioning controls with oxygen trim for burner combustion control. | Linkageless/parallel positioning controls with oxygen trim for burner combustion control. | Linkageless/parallel positioning controls with oxygen trim for burner combustion control. | Linkageless/parallel positioning controls with oxygen trim for burner combustion control. | Linkageless/parallel positioning controls with oxygen trim for burner combustion control. | Linkageless/parallel positioning controls with oxygen trim for burner combustion control. | Linkageless/parallel positioning controls with oxygen trim for burner combustion control. | Linkageless/parallel positioning controls with oxygen trim for burner combustion control. | Linkageless/parallel positioning controls with oxygen trim for burner combustion control. | Linkageless/parallel positioning controls with oxygen trim for burner combustion control. | Linkageless/parallel positioning controls with oxygen trim for burner combustion control. | Linkageless/parallel positioning controls with oxygen trim for burner combustion control. | Linkageless/parallel positioning controls with oxygen trim for burner combustion control. | Linkageless/parallel positioning controls with oxygen trim for burner combustion control. | Linkageless/parallel positioning controls with oxygen trim for burner combustion control. | Linkageless/parallel positioning controls with oxygen trim for burner combustion control. | Linkageless/parallel positioning controls with oxygen trim for burner combustion control. | Linkageless/parallel positioning controls with oxygen trim for burner combustion control. | Linkageless/parallel positioning controls with oxygen trim for burner combustion control. | Linkageless/parallel positioning controls with oxygen trim for burner combustion control. | Linkageless/parallel positioning controls with oxygen trim for burner combustion control. | Linkageless/parallel positioning controls with oxygen trim for burner combustion control. | Linkageless/parallel positioning controls with oxygen trim for burner combustion control. | Linkageless/parallel positioning controls with oxygen trim for burner combustion control. | Linkageless/parallel positioning controls with oxygen trim for burner combustion control. | Linkageless/parallel positioning controls with oxygen trim for burner combustion control. | Linkageless/parallel positioning controls with oxygen trim for burner combustion control. | Linkageless/parallel positioning controls with oxygen trim for burner combustion control. | 29888.108 | 29888.108 | 29888.108 | 29888.108 | 29888.108 | 29888.108 | 29888.108 | 29888.108 | 29888.108 | 29888.108 | 29888.108 | 29888.108 | 29888.108 | 29888.108 | 29888.108 | 29888.108 | 29888.108 | 29888.108 | 29888.108 | 29888.108 | 29888.108 | 29888.108 | 29888.108 | 29888.108 | 29888.108 | 29888.108 | 29888.108 | 29888.108 | 252.2709 | 252.2709 | 252.2709 | 252.2709 | 252.2709 | 252.2709 | 252.2709 | 252.2709 | 252.2709 | 252.2709 | 252.2709 | 252.2709 | 252.2709 | 252.2709 | 252.2709 | 252.2709 | 252.2709 | 252.2709 | 252.2709 | 252.2709 | 252.2709 | 252.2709 | 252.2709 | 252.2709 | 252.2709 | 252.2709 | 252.2709 | 252.2709 | 0 | 0 | 0 | 0 | 0 | 0 | 0 | 0 | 0 | 0 | 0 | 0 | 0 | 0 | 0 | 0 | 0 | 0 | 0 | 0 | 0 | 0 | 0 | 0 | 0 | 0 | 0 | 0 | 0 | 0 | 0 | 0 | 0 | 0 | 0 | 0 | 0 | 0 | 0 | 0 | 0 | 0 | 0 | 0 | 0 | 0 | 0 | 0 | 0 | 0 | 0 | 0 | 0 | 0 | 0 | 0 | 0 | 0 | 0 | 0 | 0 | 0 | 0 | 0 | 0 | 0 | 0 | 0 | 0 | 0 | 0 | 0 | 0 | 0 | 0 | 0 | 0 | 0 | 0 | 0 | 0 | 0 | 0 | 0 | 0 | 0
Pool Heater - Night Covers_Grocery_New_pool cover with a 5 year warranty | Pool Heater - Night Covers_Grocery_New | Pool Heater - Night Covers_Commercial_New_uncovered pool that operates all year (indoor) or during summer (outdoor)_pool cover with a 5 year warranty | Commercial | Grocery | New | Miscellaneous | Natural Gas | Pool Heater - Night Covers | NEQ | uncovered pool that operates all year (indoor) or during summer (outdoor) | 6 | 6 | 6 | 0.067433 | 0 | 0 | 1 | 1 | RetroEven20 | 0.03333333333333333 | TBD | A | WCM394 | 0.7 | 0.42 | sqft pool | 0.0321 | 0 | 0 | 0 | 0 | IL TRM v13 - 4.3.4 - Commercial Pool Covers - CI-HWE-PLCV-V06-250101 | IL TRM v13 - 4.3.4 - Commercial Pool Covers - CI-HWE-PLCV-V06-250101 | IL TRM v13 - 4.3.4 - Commercial Pool Covers - CI-HWE-PLCV-V06-250101 | 0 | 0 | 6.3567 | uncovered pool that operates all year (indoor) or during summer (outdoor) | uncovered pool that operates all year (indoor) or during summer (outdoor) | uncovered pool that operates all year (indoor) or during summer (outdoor) | uncovered pool that operates all year (indoor) or during summer (outdoor) | uncovered pool that operates all year (indoor) or during summer (outdoor) | uncovered pool that operates all year (indoor) or during summer (outdoor) | uncovered pool that operates all year (indoor) or during summer (outdoor) | uncovered pool that operates all year (indoor) or during summer (outdoor) | uncovered pool that operates all year (indoor) or during summer (outdoor) | uncovered pool that operates all year (indoor) or during summer (outdoor) | uncovered pool that operates all year (indoor) or during summer (outdoor) | uncovered pool that operates all year (indoor) or during summer (outdoor) | uncovered pool that operates all year (indoor) or during summer (outdoor) | uncovered pool that operates all year (indoor) or during summer (outdoor) | uncovered pool that operates all year (indoor) or during summer (outdoor) | uncovered pool that operates all year (indoor) or during summer (outdoor) | uncovered pool that operates all year (indoor) or during summer (outdoor) | uncovered pool that operates all year (indoor) or during summer (outdoor) | uncovered pool that operates all year (indoor) or during summer (outdoor) | uncovered pool that operates all year (indoor) or during summer (outdoor) | uncovered pool that operates all year (indoor) or during summer (outdoor) | uncovered pool that operates all year (indoor) or during summer (outdoor) | uncovered pool that operates all year (indoor) or during summer (outdoor) | uncovered pool that operates all year (indoor) or during summer (outdoor) | uncovered pool that operates all year (indoor) or during summer (outdoor) | uncovered pool that operates all year (indoor) or during summer (outdoor) | uncovered pool that operates all year (indoor) or during summer (outdoor) | uncovered pool that operates all year (indoor) or during summer (outdoor) | 0 | 0 | 0 | 0 | 0 | 0 | 0 | 0 | 0 | 0 | 0 | 0 | 0 | 0 | 0 | 0 | 0 | 0 | 0 | 0 | 0 | 0 | 0 | 0 | 0 | 0 | 0 | 0 | 0 | 0 | 0 | 0 | 0 | 0 | 0 | 0 | 0 | 0 | 0 | 0 | 0 | 0 | 0 | 0 | 0 | 0 | 0 | 0 | 0 | 0 | 0 | 0 | 0 | 0 | 0 | 0 | 0 | 0 | 0 | 0 | 0 | 0 | 0 | 0 | 0 | 0 | 0 | 0 | 0 | 0 | 0 | 0 | 0 | 0 | 0 | 0 | 0 | 0 | 0 | 0 | 0 | 0 | 0 | 0 | 0 | 0 | 0 | 0 | 0 | 0 | 0 | 0 | 0 | 0 | 0 | 0 | 0 | 0 | 0 | 0 | 0 | 0 | 0 | 0 | 0 | 0 | 0 | 0 | 0 | 0 | 0 | 0 | pool cover with a 5 year warranty | pool cover with a 5 year warranty | pool cover with a 5 year warranty | pool cover with a 5 year warranty | pool cover with a 5 year warranty | pool cover with a 5 year warranty | pool cover with a 5 year warranty | pool cover with a 5 year warranty | pool cover with a 5 year warranty | pool cover with a 5 year warranty | pool cover with a 5 year warranty | pool cover with a 5 year warranty | pool cover with a 5 year warranty | pool cover with a 5 year warranty | pool cover with a 5 year warranty | pool cover with a 5 year warranty | pool cover with a 5 year warranty | pool cover with a 5 year warranty | pool cover with a 5 year warranty | pool cover with a 5 year warranty | pool cover with a 5 year warranty | pool cover with a 5 year warranty | pool cover with a 5 year warranty | pool cover with a 5 year warranty | pool cover with a 5 year warranty | pool cover with a 5 year warranty | pool cover with a 5 year warranty | pool cover with a 5 year warranty | 6.3567 | 6.3567 | 6.3567 | 6.3567 | 6.3567 | 6.3567 | 6.3567 | 6.3567 | 6.3567 | 6.3567 | 6.3567 | 6.3567 | 6.3567 | 6.3567 | 6.3567 | 6.3567 | 6.3567 | 6.3567 | 6.3567 | 6.3567 | 6.3567 | 6.3567 | 6.3567 | 6.3567 | 6.3567 | 6.3567 | 6.3567 | 6.3567 | 0.0674 | 0.0674 | 0.0674 | 0.0674 | 0.0674 | 0.0674 | 0.0674 | 0.0674 | 0.0674 | 0.0674 | 0.0674 | 0.0674 | 0.0674 | 0.0674 | 0.0674 | 0.0674 | 0.0674 | 0.0674 | 0.0674 | 0.0674 | 0.0674 | 0.0674 | 0.0674 | 0.0674 | 0.0674 | 0.0674 | 0.0674 | 0.0674 | 0 | 0 | 0 | 0 | 0 | 0 | 0 | 0 | 0 | 0 | 0 | 0 | 0 | 0 | 0 | 0 | 0 | 0 | 0 | 0 | 0 | 0 | 0 | 0 | 0 | 0 | 0 | 0 | 0 | 0 | 0 | 0 | 0 | 0 | 0 | 0 | 0 | 0 | 0 | 0 | 0 | 0 | 0 | 0 | 0 | 0 | 0 | 0 | 0 | 0 | 0 | 0 | 0 | 0 | 0 | 0 | 0 | 0 | 0 | 0 | 0 | 0 | 0 | 0 | 0 | 0 | 0 | 0 | 0 | 0 | 0 | 0 | 0 | 0 | 0 | 0 | 0 | 0 | 0 | 0 | 0 | 0 | 0 | 0 | 0 | 0 | 0 | 0 | 0 | 0 | 0 | 0 | 0 | 0 | 0 | 0 | 0 | 0 | 0 | 0 | 0 | 0 | 0 | 0 | 0 | 0 | 0 | 0 | 0 | 0 | 0 | 0 | pool cover with a 5 year warranty | pool cover with a 5 year warranty | pool cover with a 5 year warranty | pool cover with a 5 year warranty | pool cover with a 5 year warranty | pool cover with a 5 year warranty | pool cover with a 5 year warranty | pool cover with a 5 year warranty | pool cover with a 5 year warranty | pool cover with a 5 year warranty | pool cover with a 5 year warranty | pool cover with a 5 year warranty | pool cover with a 5 year warranty | pool cover with a 5 year warranty | pool cover with a 5 year warranty | pool cover with a 5 year warranty | pool cover with a 5 year warranty | pool cover with a 5 year warranty | pool cover with a 5 year warranty | pool cover with a 5 year warranty | pool cover with a 5 year warranty | pool cover with a 5 year warranty | pool cover with a 5 year warranty | pool cover with a 5 year warranty | pool cover with a 5 year warranty | pool cover with a 5 year warranty | pool cover with a 5 year warranty | pool cover with a 5 year warranty | 6.3567 | 6.3567 | 6.3567 | 6.3567 | 6.3567 | 6.3567 | 6.3567 | 6.3567 | 6.3567 | 6.3567 | 6.3567 | 6.3567 | 6.3567 | 6.3567 | 6.3567 | 6.3567 | 6.3567 | 6.3567 | 6.3567 | 6.3567 | 6.3567 | 6.3567 | 6.3567 | 6.3567 | 6.3567 | 6.3567 | 6.3567 | 6.3567 | 0.0674 | 0.0674 | 0.0674 | 0.0674 | 0.0674 | 0.0674 | 0.0674 | 0.0674 | 0.0674 | 0.0674 | 0.0674 | 0.0674 | 0.0674 | 0.0674 | 0.0674 | 0.0674 | 0.0674 | 0.0674 | 0.0674 | 0.0674 | 0.0674 | 0.0674 | 0.0674 | 0.0674 | 0.0674 | 0.0674 | 0.0674 | 0.0674 | 0 | 0 | 0 | 0 | 0 | 0 | 0 | 0 | 0 | 0 | 0 | 0 | 0 | 0 | 0 | 0 | 0 | 0 | 0 | 0 | 0 | 0 | 0 | 0 | 0 | 0 | 0 | 0 | 0 | 0 | 0 | 0 | 0 | 0 | 0 | 0 | 0 | 0 | 0 | 0 | 0 | 0 | 0 | 0 | 0 | 0 | 0 | 0 | 0 | 0 | 0 | 0 | 0 | 0 | 0 | 0 | 0 | 0 | 0 | 0 | 0 | 0 | 0 | 0 | 0 | 0 | 0 | 0 | 0 | 0 | 0 | 0 | 0 | 0 | 0 | 0 | 0 | 0 | 0 | 0 | 0 | 0 | 0 | 0 | 0 | 0
Pool Heater - Night Covers_Lodging_New_pool cover with a 5 year warranty | Pool Heater - Night Covers_Lodging_New | Pool Heater - Night Covers_Commercial_New_uncovered pool that operates all year (indoor) or during summer (outdoor)_pool cover with a 5 year warranty | Commercial | Lodging | New | Miscellaneous | Natural Gas | Pool Heater - Night Covers | NEQ | uncovered pool that operates all year (indoor) or during summer (outdoor) | 6 | 6 | 6 | 0.019642 | 0 | 0 | 1 | 1 | RetroEven20 | 0.03333333333333333 | TBD | A | WCM694 | 0.7 | 0.42 | sqft pool | 0.0321 | 0 | 0 | 0 | 0 | IL TRM v13 - 4.3.4 - Commercial Pool Covers - CI-HWE-PLCV-V06-250101 | IL TRM v13 - 4.3.4 - Commercial Pool Covers - CI-HWE-PLCV-V06-250101 | IL TRM v13 - 4.3.4 - Commercial Pool Covers - CI-HWE-PLCV-V06-250101 | 0 | 0 | 6.3567 | uncovered pool that operates all year (indoor) or during summer (outdoor) | uncovered pool that operates all year (indoor) or during summer (outdoor) | uncovered pool that operates all year (indoor) or during summer (outdoor) | uncovered pool that operates all year (indoor) or during summer (outdoor) | uncovered pool that operates all year (indoor) or during summer (outdoor) | uncovered pool that operates all year (indoor) or during summer (outdoor) | uncovered pool that operates all year (indoor) or during summer (outdoor) | uncovered pool that operates all year (indoor) or during summer (outdoor) | uncovered pool that operates all year (indoor) or during summer (outdoor) | uncovered pool that operates all year (indoor) or during summer (outdoor) | uncovered pool that operates all year (indoor) or during summer (outdoor) | uncovered pool that operates all year (indoor) or during summer (outdoor) | uncovered pool that operates all year (indoor) or during summer (outdoor) | uncovered pool that operates all year (indoor) or during summer (outdoor) | uncovered pool that operates all year (indoor) or during summer (outdoor) | uncovered pool that operates all year (indoor) or during summer (outdoor) | uncovered pool that operates all year (indoor) or during summer (outdoor) | uncovered pool that operates all year (indoor) or during summer (outdoor) | uncovered pool that operates all year (indoor) or during summer (outdoor) | uncovered pool that operates all year (indoor) or during summer (outdoor) | uncovered pool that operates all year (indoor) or during summer (outdoor) | uncovered pool that operates all year (indoor) or during summer (outdoor) | uncovered pool that operates all year (indoor) or during summer (outdoor) | uncovered pool that operates all year (indoor) or during summer (outdoor) | uncovered pool that operates all year (indoor) or during summer (outdoor) | uncovered pool that operates all year (indoor) or during summer (outdoor) | uncovered pool that operates all year (indoor) or during summer (outdoor) | uncovered pool that operates all year (indoor) or during summer (outdoor) | 0 | 0 | 0 | 0 | 0 | 0 | 0 | 0 | 0 | 0 | 0 | 0 | 0 | 0 | 0 | 0 | 0 | 0 | 0 | 0 | 0 | 0 | 0 | 0 | 0 | 0 | 0 | 0 | 0 | 0 | 0 | 0 | 0 | 0 | 0 | 0 | 0 | 0 | 0 | 0 | 0 | 0 | 0 | 0 | 0 | 0 | 0 | 0 | 0 | 0 | 0 | 0 | 0 | 0 | 0 | 0 | 0 | 0 | 0 | 0 | 0 | 0 | 0 | 0 | 0 | 0 | 0 | 0 | 0 | 0 | 0 | 0 | 0 | 0 | 0 | 0 | 0 | 0 | 0 | 0 | 0 | 0 | 0 | 0 | 0 | 0 | 0 | 0 | 0 | 0 | 0 | 0 | 0 | 0 | 0 | 0 | 0 | 0 | 0 | 0 | 0 | 0 | 0 | 0 | 0 | 0 | 0 | 0 | 0 | 0 | 0 | 0 | pool cover with a 5 year warranty | pool cover with a 5 year warranty | pool cover with a 5 year warranty | pool cover with a 5 year warranty | pool cover with a 5 year warranty | pool cover with a 5 year warranty | pool cover with a 5 year warranty | pool cover with a 5 year warranty | pool cover with a 5 year warranty | pool cover with a 5 year warranty | pool cover with a 5 year warranty | pool cover with a 5 year warranty | pool cover with a 5 year warranty | pool cover with a 5 year warranty | pool cover with a 5 year warranty | pool cover with a 5 year warranty | pool cover with a 5 year warranty | pool cover with a 5 year warranty | pool cover with a 5 year warranty | pool cover with a 5 year warranty | pool cover with a 5 year warranty | pool cover with a 5 year warranty | pool cover with a 5 year warranty | pool cover with a 5 year warranty | pool cover with a 5 year warranty | pool cover with a 5 year warranty | pool cover with a 5 year warranty | pool cover with a 5 year warranty | 6.3567 | 6.3567 | 6.3567 | 6.3567 | 6.3567 | 6.3567 | 6.3567 | 6.3567 | 6.3567 | 6.3567 | 6.3567 | 6.3567 | 6.3567 | 6.3567 | 6.3567 | 6.3567 | 6.3567 | 6.3567 | 6.3567 | 6.3567 | 6.3567 | 6.3567 | 6.3567 | 6.3567 | 6.3567 | 6.3567 | 6.3567 | 6.3567 | 0.0196 | 0.0196 | 0.0196 | 0.0196 | 0.0196 | 0.0196 | 0.0196 | 0.0196 | 0.0196 | 0.0196 | 0.0196 | 0.0196 | 0.0196 | 0.0196 | 0.0196 | 0.0196 | 0.0196 | 0.0196 | 0.0196 | 0.0196 | 0.0196 | 0.0196 | 0.0196 | 0.0196 | 0.0196 | 0.0196 | 0.0196 | 0.0196 | 0 | 0 | 0 | 0 | 0 | 0 | 0 | 0 | 0 | 0 | 0 | 0 | 0 | 0 | 0 | 0 | 0 | 0 | 0 | 0 | 0 | 0 | 0 | 0 | 0 | 0 | 0 | 0 | 0 | 0 | 0 | 0 | 0 | 0 | 0 | 0 | 0 | 0 | 0 | 0 | 0 | 0 | 0 | 0 | 0 | 0 | 0 | 0 | 0 | 0 | 0 | 0 | 0 | 0 | 0 | 0 | 0 | 0 | 0 | 0 | 0 | 0 | 0 | 0 | 0 | 0 | 0 | 0 | 0 | 0 | 0 | 0 | 0 | 0 | 0 | 0 | 0 | 0 | 0 | 0 | 0 | 0 | 0 | 0 | 0 | 0 | 0 | 0 | 0 | 0 | 0 | 0 | 0 | 0 | 0 | 0 | 0 | 0 | 0 | 0 | 0 | 0 | 0 | 0 | 0 | 0 | 0 | 0 | 0 | 0 | 0 | 0 | pool cover with a 5 year warranty | pool cover with a 5 year warranty | pool cover with a 5 year warranty | pool cover with a 5 year warranty | pool cover with a 5 year warranty | pool cover with a 5 year warranty | pool cover with a 5 year warranty | pool cover with a 5 year warranty | pool cover with a 5 year warranty | pool cover with a 5 year warranty | pool cover with a 5 year warranty | pool cover with a 5 year warranty | pool cover with a 5 year warranty | pool cover with a 5 year warranty | pool cover with a 5 year warranty | pool cover with a 5 year warranty | pool cover with a 5 year warranty | pool cover with a 5 year warranty | pool cover with a 5 year warranty | pool cover with a 5 year warranty | pool cover with a 5 year warranty | pool cover with a 5 year warranty | pool cover with a 5 year warranty | pool cover with a 5 year warranty | pool cover with a 5 year warranty | pool cover with a 5 year warranty | pool cover with a 5 year warranty | pool cover with a 5 year warranty | 6.3567 | 6.3567 | 6.3567 | 6.3567 | 6.3567 | 6.3567 | 6.3567 | 6.3567 | 6.3567 | 6.3567 | 6.3567 | 6.3567 | 6.3567 | 6.3567 | 6.3567 | 6.3567 | 6.3567 | 6.3567 | 6.3567 | 6.3567 | 6.3567 | 6.3567 | 6.3567 | 6.3567 | 6.3567 | 6.3567 | 6.3567 | 6.3567 | 0.0196 | 0.0196 | 0.0196 | 0.0196 | 0.0196 | 0.0196 | 0.0196 | 0.0196 | 0.0196 | 0.0196 | 0.0196 | 0.0196 | 0.0196 | 0.0196 | 0.0196 | 0.0196 | 0.0196 | 0.0196 | 0.0196 | 0.0196 | 0.0196 | 0.0196 | 0.0196 | 0.0196 | 0.0196 | 0.0196 | 0.0196 | 0.0196 | 0 | 0 | 0 | 0 | 0 | 0 | 0 | 0 | 0 | 0 | 0 | 0 | 0 | 0 | 0 | 0 | 0 | 0 | 0 | 0 | 0 | 0 | 0 | 0 | 0 | 0 | 0 | 0 | 0 | 0 | 0 | 0 | 0 | 0 | 0 | 0 | 0 | 0 | 0 | 0 | 0 | 0 | 0 | 0 | 0 | 0 | 0 | 0 | 0 | 0 | 0 | 0 | 0 | 0 | 0 | 0 | 0 | 0 | 0 | 0 | 0 | 0 | 0 | 0 | 0 | 0 | 0 | 0 | 0 | 0 | 0 | 0 | 0 | 0 | 0 | 0 | 0 | 0 | 0 | 0 | 0 | 0 | 0 | 0 | 0 | 0
Pool Heater - Night Covers_Miscellaneous_New_pool cover with a 5 year warranty | Pool Heater - Night Covers_Miscellaneous_New | Pool Heater - Night Covers_Commercial_New_uncovered pool that operates all year (indoor) or during summer (outdoor)_pool cover with a 5 year warranty | Commercial | Miscellaneous | New | Miscellaneous | Natural Gas | Pool Heater - Night Covers | NEQ | uncovered pool that operates all year (indoor) or during summer (outdoor) | 6 | 6 | 6 | 0.058812 | 0 | 0 | 1 | 1 | RetroEven20 | 0.03333333333333333 | TBD | A | WCM894 | 0.7 | 0.42 | sqft pool | 0.0321 | 0 | 0 | 0 | 0 | IL TRM v13 - 4.3.4 - Commercial Pool Covers - CI-HWE-PLCV-V06-250101 | IL TRM v13 - 4.3.4 - Commercial Pool Covers - CI-HWE-PLCV-V06-250101 | IL TRM v13 - 4.3.4 - Commercial Pool Covers - CI-HWE-PLCV-V06-250101 | 0 | 0 | 6.3567 | uncovered pool that operates all year (indoor) or during summer (outdoor) | uncovered pool that operates all year (indoor) or during summer (outdoor) | uncovered pool that operates all year (indoor) or during summer (outdoor) | uncovered pool that operates all year (indoor) or during summer (outdoor) | uncovered pool that operates all year (indoor) or during summer (outdoor) | uncovered pool that operates all year (indoor) or during summer (outdoor) | uncovered pool that operates all year (indoor) or during summer (outdoor) | uncovered pool that operates all year (indoor) or during summer (outdoor) | uncovered pool that operates all year (indoor) or during summer (outdoor) | uncovered pool that operates all year (indoor) or during summer (outdoor) | uncovered pool that operates all year (indoor) or during summer (outdoor) | uncovered pool that operates all year (indoor) or during summer (outdoor) | uncovered pool that operates all year (indoor) or during summer (outdoor) | uncovered pool that operates all year (indoor) or during summer (outdoor) | uncovered pool that operates all year (indoor) or during summer (outdoor) | uncovered pool that operates all year (indoor) or during summer (outdoor) | uncovered pool that operates all year (indoor) or during summer (outdoor) | uncovered pool that operates all year (indoor) or during summer (outdoor) | uncovered pool that operates all year (indoor) or during summer (outdoor) | uncovered pool that operates all year (indoor) or during summer (outdoor) | uncovered pool that operates all year (indoor) or during summer (outdoor) | uncovered pool that operates all year (indoor) or during summer (outdoor) | uncovered pool that operates all year (indoor) or during summer (outdoor) | uncovered pool that operates all year (indoor) or during summer (outdoor) | uncovered pool that operates all year (indoor) or during summer (outdoor) | uncovered pool that operates all year (indoor) or during summer (outdoor) | uncovered pool that operates all year (indoor) or during summer (outdoor) | uncovered pool that operates all year (indoor) or during summer (outdoor) | 0 | 0 | 0 | 0 | 0 | 0 | 0 | 0 | 0 | 0 | 0 | 0 | 0 | 0 | 0 | 0 | 0 | 0 | 0 | 0 | 0 | 0 | 0 | 0 | 0 | 0 | 0 | 0 | 0 | 0 | 0 | 0 | 0 | 0 | 0 | 0 | 0 | 0 | 0 | 0 | 0 | 0 | 0 | 0 | 0 | 0 | 0 | 0 | 0 | 0 | 0 | 0 | 0 | 0 | 0 | 0 | 0 | 0 | 0 | 0 | 0 | 0 | 0 | 0 | 0 | 0 | 0 | 0 | 0 | 0 | 0 | 0 | 0 | 0 | 0 | 0 | 0 | 0 | 0 | 0 | 0 | 0 | 0 | 0 | 0 | 0 | 0 | 0 | 0 | 0 | 0 | 0 | 0 | 0 | 0 | 0 | 0 | 0 | 0 | 0 | 0 | 0 | 0 | 0 | 0 | 0 | 0 | 0 | 0 | 0 | 0 | 0 | pool cover with a 5 year warranty | pool cover with a 5 year warranty | pool cover with a 5 year warranty | pool cover with a 5 year warranty | pool cover with a 5 year warranty | pool cover with a 5 year warranty | pool cover with a 5 year warranty | pool cover with a 5 year warranty | pool cover with a 5 year warranty | pool cover with a 5 year warranty | pool cover with a 5 year warranty | pool cover with a 5 year warranty | pool cover with a 5 year warranty | pool cover with a 5 year warranty | pool cover with a 5 year warranty | pool cover with a 5 year warranty | pool cover with a 5 year warranty | pool cover with a 5 year warranty | pool cover with a 5 year warranty | pool cover with a 5 year warranty | pool cover with a 5 year warranty | pool cover with a 5 year warranty | pool cover with a 5 year warranty | pool cover with a 5 year warranty | pool cover with a 5 year warranty | pool cover with a 5 year warranty | pool cover with a 5 year warranty | pool cover with a 5 year warranty | 6.3567 | 6.3567 | 6.3567 | 6.3567 | 6.3567 | 6.3567 | 6.3567 | 6.3567 | 6.3567 | 6.3567 | 6.3567 | 6.3567 | 6.3567 | 6.3567 | 6.3567 | 6.3567 | 6.3567 | 6.3567 | 6.3567 | 6.3567 | 6.3567 | 6.3567 | 6.3567 | 6.3567 | 6.3567 | 6.3567 | 6.3567 | 6.3567 | 0.0588 | 0.0588 | 0.0588 | 0.0588 | 0.0588 | 0.0588 | 0.0588 | 0.0588 | 0.0588 | 0.0588 | 0.0588 | 0.0588 | 0.0588 | 0.0588 | 0.0588 | 0.0588 | 0.0588 | 0.0588 | 0.0588 | 0.0588 | 0.0588 | 0.0588 | 0.0588 | 0.0588 | 0.0588 | 0.0588 | 0.0588 | 0.0588 | 0 | 0 | 0 | 0 | 0 | 0 | 0 | 0 | 0 | 0 | 0 | 0 | 0 | 0 | 0 | 0 | 0 | 0 | 0 | 0 | 0 | 0 | 0 | 0 | 0 | 0 | 0 | 0 | 0 | 0 | 0 | 0 | 0 | 0 | 0 | 0 | 0 | 0 | 0 | 0 | 0 | 0 | 0 | 0 | 0 | 0 | 0 | 0 | 0 | 0 | 0 | 0 | 0 | 0 | 0 | 0 | 0 | 0 | 0 | 0 | 0 | 0 | 0 | 0 | 0 | 0 | 0 | 0 | 0 | 0 | 0 | 0 | 0 | 0 | 0 | 0 | 0 | 0 | 0 | 0 | 0 | 0 | 0 | 0 | 0 | 0 | 0 | 0 | 0 | 0 | 0 | 0 | 0 | 0 | 0 | 0 | 0 | 0 | 0 | 0 | 0 | 0 | 0 | 0 | 0 | 0 | 0 | 0 | 0 | 0 | 0 | 0 | pool cover with a 5 year warranty | pool cover with a 5 year warranty | pool cover with a 5 year warranty | pool cover with a 5 year warranty | pool cover with a 5 year warranty | pool cover with a 5 year warranty | pool cover with a 5 year warranty | pool cover with a 5 year warranty | pool cover with a 5 year warranty | pool cover with a 5 year warranty | pool cover with a 5 year warranty | pool cover with a 5 year warranty | pool cover with a 5 year warranty | pool cover with a 5 year warranty | pool cover with a 5 year warranty | pool cover with a 5 year warranty | pool cover with a 5 year warranty | pool cover with a 5 year warranty | pool cover with a 5 year warranty | pool cover with a 5 year warranty | pool cover with a 5 year warranty | pool cover with a 5 year warranty | pool cover with a 5 year warranty | pool cover with a 5 year warranty | pool cover with a 5 year warranty | pool cover with a 5 year warranty | pool cover with a 5 year warranty | pool cover with a 5 year warranty | 6.3567 | 6.3567 | 6.3567 | 6.3567 | 6.3567 | 6.3567 | 6.3567 | 6.3567 | 6.3567 | 6.3567 | 6.3567 | 6.3567 | 6.3567 | 6.3567 | 6.3567 | 6.3567 | 6.3567 | 6.3567 | 6.3567 | 6.3567 | 6.3567 | 6.3567 | 6.3567 | 6.3567 | 6.3567 | 6.3567 | 6.3567 | 6.3567 | 0.0588 | 0.0588 | 0.0588 | 0.0588 | 0.0588 | 0.0588 | 0.0588 | 0.0588 | 0.0588 | 0.0588 | 0.0588 | 0.0588 | 0.0588 | 0.0588 | 0.0588 | 0.0588 | 0.0588 | 0.0588 | 0.0588 | 0.0588 | 0.0588 | 0.0588 | 0.0588 | 0.0588 | 0.0588 | 0.0588 | 0.0588 | 0.0588 | 0 | 0 | 0 | 0 | 0 | 0 | 0 | 0 | 0 | 0 | 0 | 0 | 0 | 0 | 0 | 0 | 0 | 0 | 0 | 0 | 0 | 0 | 0 | 0 | 0 | 0 | 0 | 0 | 0 | 0 | 0 | 0 | 0 | 0 | 0 | 0 | 0 | 0 | 0 | 0 | 0 | 0 | 0 | 0 | 0 | 0 | 0 | 0 | 0 | 0 | 0 | 0 | 0 | 0 | 0 | 0 | 0 | 0 | 0 | 0 | 0 | 0 | 0 | 0 | 0 | 0 | 0 | 0 | 0 | 0 | 0 | 0 | 0 | 0 | 0 | 0 | 0 | 0 | 0 | 0 | 0 | 0 | 0 | 0 | 0 | 0
Pool Heater - Night Covers_Restaurant_New_pool cover with a 5 year warranty | Pool Heater - Night Covers_Restaurant_New | Pool Heater - Night Covers_Commercial_New_uncovered pool that operates all year (indoor) or during summer (outdoor)_pool cover with a 5 year warranty | Commercial | Restaurant | New | Miscellaneous | Natural Gas | Pool Heater - Night Covers | NEQ | uncovered pool that operates all year (indoor) or during summer (outdoor) | 6 | 6 | 6 | 0.11506 | 0 | 0 | 1 | 1 | RetroEven20 | 0.03333333333333333 | TBD | A | WCM194 | 0.7 | 0.42 | sqft pool | 0.0321 | 0 | 0 | 0 | 0 | IL TRM v13 - 4.3.4 - Commercial Pool Covers - CI-HWE-PLCV-V06-250101 | IL TRM v13 - 4.3.4 - Commercial Pool Covers - CI-HWE-PLCV-V06-250101 | IL TRM v13 - 4.3.4 - Commercial Pool Covers - CI-HWE-PLCV-V06-250101 | 0 | 0 | 6.3567 | uncovered pool that operates all year (indoor) or during summer (outdoor) | uncovered pool that operates all year (indoor) or during summer (outdoor) | uncovered pool that operates all year (indoor) or during summer (outdoor) | uncovered pool that operates all year (indoor) or during summer (outdoor) | uncovered pool that operates all year (indoor) or during summer (outdoor) | uncovered pool that operates all year (indoor) or during summer (outdoor) | uncovered pool that operates all year (indoor) or during summer (outdoor) | uncovered pool that operates all year (indoor) or during summer (outdoor) | uncovered pool that operates all year (indoor) or during summer (outdoor) | uncovered pool that operates all year (indoor) or during summer (outdoor) | uncovered pool that operates all year (indoor) or during summer (outdoor) | uncovered pool that operates all year (indoor) or during summer (outdoor) | uncovered pool that operates all year (indoor) or during summer (outdoor) | uncovered pool that operates all year (indoor) or during summer (outdoor) | uncovered pool that operates all year (indoor) or during summer (outdoor) | uncovered pool that operates all year (indoor) or during summer (outdoor) | uncovered pool that operates all year (indoor) or during summer (outdoor) | uncovered pool that operates all year (indoor) or during summer (outdoor) | uncovered pool that operates all year (indoor) or during summer (outdoor) | uncovered pool that operates all year (indoor) or during summer (outdoor) | uncovered pool that operates all year (indoor) or during summer (outdoor) | uncovered pool that operates all year (indoor) or during summer (outdoor) | uncovered pool that operates all year (indoor) or during summer (outdoor) | uncovered pool that operates all year (indoor) or during summer (outdoor) | uncovered pool that operates all year (indoor) or during summer (outdoor) | uncovered pool that operates all year (indoor) or during summer (outdoor) | uncovered pool that operates all year (indoor) or during summer (outdoor) | uncovered pool that operates all year (indoor) or during summer (outdoor) | 0 | 0 | 0 | 0 | 0 | 0 | 0 | 0 | 0 | 0 | 0 | 0 | 0 | 0 | 0 | 0 | 0 | 0 | 0 | 0 | 0 | 0 | 0 | 0 | 0 | 0 | 0 | 0 | 0 | 0 | 0 | 0 | 0 | 0 | 0 | 0 | 0 | 0 | 0 | 0 | 0 | 0 | 0 | 0 | 0 | 0 | 0 | 0 | 0 | 0 | 0 | 0 | 0 | 0 | 0 | 0 | 0 | 0 | 0 | 0 | 0 | 0 | 0 | 0 | 0 | 0 | 0 | 0 | 0 | 0 | 0 | 0 | 0 | 0 | 0 | 0 | 0 | 0 | 0 | 0 | 0 | 0 | 0 | 0 | 0 | 0 | 0 | 0 | 0 | 0 | 0 | 0 | 0 | 0 | 0 | 0 | 0 | 0 | 0 | 0 | 0 | 0 | 0 | 0 | 0 | 0 | 0 | 0 | 0 | 0 | 0 | 0 | pool cover with a 5 year warranty | pool cover with a 5 year warranty | pool cover with a 5 year warranty | pool cover with a 5 year warranty | pool cover with a 5 year warranty | pool cover with a 5 year warranty | pool cover with a 5 year warranty | pool cover with a 5 year warranty | pool cover with a 5 year warranty | pool cover with a 5 year warranty | pool cover with a 5 year warranty | pool cover with a 5 year warranty | pool cover with a 5 year warranty | pool cover with a 5 year warranty | pool cover with a 5 year warranty | pool cover with a 5 year warranty | pool cover with a 5 year warranty | pool cover with a 5 year warranty | pool cover with a 5 year warranty | pool cover with a 5 year warranty | pool cover with a 5 year warranty | pool cover with a 5 year warranty | pool cover with a 5 year warranty | pool cover with a 5 year warranty | pool cover with a 5 year warranty | pool cover with a 5 year warranty | pool cover with a 5 year warranty | pool cover with a 5 year warranty | 6.3567 | 6.3567 | 6.3567 | 6.3567 | 6.3567 | 6.3567 | 6.3567 | 6.3567 | 6.3567 | 6.3567 | 6.3567 | 6.3567 | 6.3567 | 6.3567 | 6.3567 | 6.3567 | 6.3567 | 6.3567 | 6.3567 | 6.3567 | 6.3567 | 6.3567 | 6.3567 | 6.3567 | 6.3567 | 6.3567 | 6.3567 | 6.3567 | 0.1151 | 0.1151 | 0.1151 | 0.1151 | 0.1151 | 0.1151 | 0.1151 | 0.1151 | 0.1151 | 0.1151 | 0.1151 | 0.1151 | 0.1151 | 0.1151 | 0.1151 | 0.1151 | 0.1151 | 0.1151 | 0.1151 | 0.1151 | 0.1151 | 0.1151 | 0.1151 | 0.1151 | 0.1151 | 0.1151 | 0.1151 | 0.1151 | 0 | 0 | 0 | 0 | 0 | 0 | 0 | 0 | 0 | 0 | 0 | 0 | 0 | 0 | 0 | 0 | 0 | 0 | 0 | 0 | 0 | 0 | 0 | 0 | 0 | 0 | 0 | 0 | 0 | 0 | 0 | 0 | 0 | 0 | 0 | 0 | 0 | 0 | 0 | 0 | 0 | 0 | 0 | 0 | 0 | 0 | 0 | 0 | 0 | 0 | 0 | 0 | 0 | 0 | 0 | 0 | 0 | 0 | 0 | 0 | 0 | 0 | 0 | 0 | 0 | 0 | 0 | 0 | 0 | 0 | 0 | 0 | 0 | 0 | 0 | 0 | 0 | 0 | 0 | 0 | 0 | 0 | 0 | 0 | 0 | 0 | 0 | 0 | 0 | 0 | 0 | 0 | 0 | 0 | 0 | 0 | 0 | 0 | 0 | 0 | 0 | 0 | 0 | 0 | 0 | 0 | 0 | 0 | 0 | 0 | 0 | 0 | pool cover with a 5 year warranty | pool cover with a 5 year warranty | pool cover with a 5 year warranty | pool cover with a 5 year warranty | pool cover with a 5 year warranty | pool cover with a 5 year warranty | pool cover with a 5 year warranty | pool cover with a 5 year warranty | pool cover with a 5 year warranty | pool cover with a 5 year warranty | pool cover with a 5 year warranty | pool cover with a 5 year warranty | pool cover with a 5 year warranty | pool cover with a 5 year warranty | pool cover with a 5 year warranty | pool cover with a 5 year warranty | pool cover with a 5 year warranty | pool cover with a 5 year warranty | pool cover with a 5 year warranty | pool cover with a 5 year warranty | pool cover with a 5 year warranty | pool cover with a 5 year warranty | pool cover with a 5 year warranty | pool cover with a 5 year warranty | pool cover with a 5 year warranty | pool cover with a 5 year warranty | pool cover with a 5 year warranty | pool cover with a 5 year warranty | 6.3567 | 6.3567 | 6.3567 | 6.3567 | 6.3567 | 6.3567 | 6.3567 | 6.3567 | 6.3567 | 6.3567 | 6.3567 | 6.3567 | 6.3567 | 6.3567 | 6.3567 | 6.3567 | 6.3567 | 6.3567 | 6.3567 | 6.3567 | 6.3567 | 6.3567 | 6.3567 | 6.3567 | 6.3567 | 6.3567 | 6.3567 | 6.3567 | 0.1151 | 0.1151 | 0.1151 | 0.1151 | 0.1151 | 0.1151 | 0.1151 | 0.1151 | 0.1151 | 0.1151 | 0.1151 | 0.1151 | 0.1151 | 0.1151 | 0.1151 | 0.1151 | 0.1151 | 0.1151 | 0.1151 | 0.1151 | 0.1151 | 0.1151 | 0.1151 | 0.1151 | 0.1151 | 0.1151 | 0.1151 | 0.1151 | 0 | 0 | 0 | 0 | 0 | 0 | 0 | 0 | 0 | 0 | 0 | 0 | 0 | 0 | 0 | 0 | 0 | 0 | 0 | 0 | 0 | 0 | 0 | 0 | 0 | 0 | 0 | 0 | 0 | 0 | 0 | 0 | 0 | 0 | 0 | 0 | 0 | 0 | 0 | 0 | 0 | 0 | 0 | 0 | 0 | 0 | 0 | 0 | 0 | 0 | 0 | 0 | 0 | 0 | 0 | 0 | 0 | 0 | 0 | 0 | 0 | 0 | 0 | 0 | 0 | 0 | 0 | 0 | 0 | 0 | 0 | 0 | 0 | 0 | 0 | 0 | 0 | 0 | 0 | 0 | 0 | 0 | 0 | 0 | 0 | 0
Pool Heater - Night Covers_Warehouse_New_pool cover with a 5 year warranty | Pool Heater - Night Covers_Warehouse_New | Pool Heater - Night Covers_Commercial_New_uncovered pool that operates all year (indoor) or during summer (outdoor)_pool cover with a 5 year warranty | Commercial | Warehouse | New | Miscellaneous | Natural Gas | Pool Heater - Night Covers | NEQ | uncovered pool that operates all year (indoor) or during summer (outdoor) | 6 | 6 | 6 | 0.063815 | 0 | 0 | 1 | 1 | RetroEven20 | 0.03333333333333333 | TBD | A | WCM794 | 0.7 | 0.42 | sqft pool | 0.0321 | 0 | 0 | 0 | 0 | IL TRM v13 - 4.3.4 - Commercial Pool Covers - CI-HWE-PLCV-V06-250101 | IL TRM v13 - 4.3.4 - Commercial Pool Covers - CI-HWE-PLCV-V06-250101 | IL TRM v13 - 4.3.4 - Commercial Pool Covers - CI-HWE-PLCV-V06-250101 | 0 | 0 | 6.3567 | uncovered pool that operates all year (indoor) or during summer (outdoor) | uncovered pool that operates all year (indoor) or during summer (outdoor) | uncovered pool that operates all year (indoor) or during summer (outdoor) | uncovered pool that operates all year (indoor) or during summer (outdoor) | uncovered pool that operates all year (indoor) or during summer (outdoor) | uncovered pool that operates all year (indoor) or during summer (outdoor) | uncovered pool that operates all year (indoor) or during summer (outdoor) | uncovered pool that operates all year (indoor) or during summer (outdoor) | uncovered pool that operates all year (indoor) or during summer (outdoor) | uncovered pool that operates all year (indoor) or during summer (outdoor) | uncovered pool that operates all year (indoor) or during summer (outdoor) | uncovered pool that operates all year (indoor) or during summer (outdoor) | uncovered pool that operates all year (indoor) or during summer (outdoor) | uncovered pool that operates all year (indoor) or during summer (outdoor) | uncovered pool that operates all year (indoor) or during summer (outdoor) | uncovered pool that operates all year (indoor) or during summer (outdoor) | uncovered pool that operates all year (indoor) or during summer (outdoor) | uncovered pool that operates all year (indoor) or during summer (outdoor) | uncovered pool that operates all year (indoor) or during summer (outdoor) | uncovered pool that operates all year (indoor) or during summer (outdoor) | uncovered pool that operates all year (indoor) or during summer (outdoor) | uncovered pool that operates all year (indoor) or during summer (outdoor) | uncovered pool that operates all year (indoor) or during summer (outdoor) | uncovered pool that operates all year (indoor) or during summer (outdoor) | uncovered pool that operates all year (indoor) or during summer (outdoor) | uncovered pool that operates all year (indoor) or during summer (outdoor) | uncovered pool that operates all year (indoor) or during summer (outdoor) | uncovered pool that operates all year (indoor) or during summer (outdoor) | 0 | 0 | 0 | 0 | 0 | 0 | 0 | 0 | 0 | 0 | 0 | 0 | 0 | 0 | 0 | 0 | 0 | 0 | 0 | 0 | 0 | 0 | 0 | 0 | 0 | 0 | 0 | 0 | 0 | 0 | 0 | 0 | 0 | 0 | 0 | 0 | 0 | 0 | 0 | 0 | 0 | 0 | 0 | 0 | 0 | 0 | 0 | 0 | 0 | 0 | 0 | 0 | 0 | 0 | 0 | 0 | 0 | 0 | 0 | 0 | 0 | 0 | 0 | 0 | 0 | 0 | 0 | 0 | 0 | 0 | 0 | 0 | 0 | 0 | 0 | 0 | 0 | 0 | 0 | 0 | 0 | 0 | 0 | 0 | 0 | 0 | 0 | 0 | 0 | 0 | 0 | 0 | 0 | 0 | 0 | 0 | 0 | 0 | 0 | 0 | 0 | 0 | 0 | 0 | 0 | 0 | 0 | 0 | 0 | 0 | 0 | 0 | pool cover with a 5 year warranty | pool cover with a 5 year warranty | pool cover with a 5 year warranty | pool cover with a 5 year warranty | pool cover with a 5 year warranty | pool cover with a 5 year warranty | pool cover with a 5 year warranty | pool cover with a 5 year warranty | pool cover with a 5 year warranty | pool cover with a 5 year warranty | pool cover with a 5 year warranty | pool cover with a 5 year warranty | pool cover with a 5 year warranty | pool cover with a 5 year warranty | pool cover with a 5 year warranty | pool cover with a 5 year warranty | pool cover with a 5 year warranty | pool cover with a 5 year warranty | pool cover with a 5 year warranty | pool cover with a 5 year warranty | pool cover with a 5 year warranty | pool cover with a 5 year warranty | pool cover with a 5 year warranty | pool cover with a 5 year warranty | pool cover with a 5 year warranty | pool cover with a 5 year warranty | pool cover with a 5 year warranty | pool cover with a 5 year warranty | 6.3567 | 6.3567 | 6.3567 | 6.3567 | 6.3567 | 6.3567 | 6.3567 | 6.3567 | 6.3567 | 6.3567 | 6.3567 | 6.3567 | 6.3567 | 6.3567 | 6.3567 | 6.3567 | 6.3567 | 6.3567 | 6.3567 | 6.3567 | 6.3567 | 6.3567 | 6.3567 | 6.3567 | 6.3567 | 6.3567 | 6.3567 | 6.3567 | 0.0638 | 0.0638 | 0.0638 | 0.0638 | 0.0638 | 0.0638 | 0.0638 | 0.0638 | 0.0638 | 0.0638 | 0.0638 | 0.0638 | 0.0638 | 0.0638 | 0.0638 | 0.0638 | 0.0638 | 0.0638 | 0.0638 | 0.0638 | 0.0638 | 0.0638 | 0.0638 | 0.0638 | 0.0638 | 0.0638 | 0.0638 | 0.0638 | 0 | 0 | 0 | 0 | 0 | 0 | 0 | 0 | 0 | 0 | 0 | 0 | 0 | 0 | 0 | 0 | 0 | 0 | 0 | 0 | 0 | 0 | 0 | 0 | 0 | 0 | 0 | 0 | 0 | 0 | 0 | 0 | 0 | 0 | 0 | 0 | 0 | 0 | 0 | 0 | 0 | 0 | 0 | 0 | 0 | 0 | 0 | 0 | 0 | 0 | 0 | 0 | 0 | 0 | 0 | 0 | 0 | 0 | 0 | 0 | 0 | 0 | 0 | 0 | 0 | 0 | 0 | 0 | 0 | 0 | 0 | 0 | 0 | 0 | 0 | 0 | 0 | 0 | 0 | 0 | 0 | 0 | 0 | 0 | 0 | 0 | 0 | 0 | 0 | 0 | 0 | 0 | 0 | 0 | 0 | 0 | 0 | 0 | 0 | 0 | 0 | 0 | 0 | 0 | 0 | 0 | 0 | 0 | 0 | 0 | 0 | 0 | pool cover with a 5 year warranty | pool cover with a 5 year warranty | pool cover with a 5 year warranty | pool cover with a 5 year warranty | pool cover with a 5 year warranty | pool cover with a 5 year warranty | pool cover with a 5 year warranty | pool cover with a 5 year warranty | pool cover with a 5 year warranty | pool cover with a 5 year warranty | pool cover with a 5 year warranty | pool cover with a 5 year warranty | pool cover with a 5 year warranty | pool cover with a 5 year warranty | pool cover with a 5 year warranty | pool cover with a 5 year warranty | pool cover with a 5 year warranty | pool cover with a 5 year warranty | pool cover with a 5 year warranty | pool cover with a 5 year warranty | pool cover with a 5 year warranty | pool cover with a 5 year warranty | pool cover with a 5 year warranty | pool cover with a 5 year warranty | pool cover with a 5 year warranty | pool cover with a 5 year warranty | pool cover with a 5 year warranty | pool cover with a 5 year warranty | 6.3567 | 6.3567 | 6.3567 | 6.3567 | 6.3567 | 6.3567 | 6.3567 | 6.3567 | 6.3567 | 6.3567 | 6.3567 | 6.3567 | 6.3567 | 6.3567 | 6.3567 | 6.3567 | 6.3567 | 6.3567 | 6.3567 | 6.3567 | 6.3567 | 6.3567 | 6.3567 | 6.3567 | 6.3567 | 6.3567 | 6.3567 | 6.3567 | 0.0638 | 0.0638 | 0.0638 | 0.0638 | 0.0638 | 0.0638 | 0.0638 | 0.0638 | 0.0638 | 0.0638 | 0.0638 | 0.0638 | 0.0638 | 0.0638 | 0.0638 | 0.0638 | 0.0638 | 0.0638 | 0.0638 | 0.0638 | 0.0638 | 0.0638 | 0.0638 | 0.0638 | 0.0638 | 0.0638 | 0.0638 | 0.0638 | 0 | 0 | 0 | 0 | 0 | 0 | 0 | 0 | 0 | 0 | 0 | 0 | 0 | 0 | 0 | 0 | 0 | 0 | 0 | 0 | 0 | 0 | 0 | 0 | 0 | 0 | 0 | 0 | 0 | 0 | 0 | 0 | 0 | 0 | 0 | 0 | 0 | 0 | 0 | 0 | 0 | 0 | 0 | 0 | 0 | 0 | 0 | 0 | 0 | 0 | 0 | 0 | 0 | 0 | 0 | 0 | 0 | 0 | 0 | 0 | 0 | 0 | 0 | 0 | 0 | 0 | 0 | 0 | 0 | 0 | 0 | 0 | 0 | 0 | 0 | 0 | 0 | 0 | 0 | 0 | 0 | 0 | 0 | 0 | 0 | 0
Pool Heater - Night Covers_Office_New_pool cover with a 5 year warranty | Pool Heater - Night Covers_Office_New | Pool Heater - Night Covers_Commercial_New_uncovered pool that operates all year (indoor) or during summer (outdoor)_pool cover with a 5 year warranty | Commercial | Office | New | Miscellaneous | Natural Gas | Pool Heater - Night Covers | NEQ | uncovered pool that operates all year (indoor) or during summer (outdoor) | 6 | 6 | 6 | 0.016393 | 0 | 0 | 1 | 1 | RetroEven20 | 0.03333333333333333 | TBD | A | WCM94 | 0.7 | 0.42 | sqft pool | 0.0321 | 0 | 0 | 0 | 0 | IL TRM v13 - 4.3.4 - Commercial Pool Covers - CI-HWE-PLCV-V06-250101 | IL TRM v13 - 4.3.4 - Commercial Pool Covers - CI-HWE-PLCV-V06-250101 | IL TRM v13 - 4.3.4 - Commercial Pool Covers - CI-HWE-PLCV-V06-250101 | 0 | 0 | 6.3567 | uncovered pool that operates all year (indoor) or during summer (outdoor) | uncovered pool that operates all year (indoor) or during summer (outdoor) | uncovered pool that operates all year (indoor) or during summer (outdoor) | uncovered pool that operates all year (indoor) or during summer (outdoor) | uncovered pool that operates all year (indoor) or during summer (outdoor) | uncovered pool that operates all year (indoor) or during summer (outdoor) | uncovered pool that operates all year (indoor) or during summer (outdoor) | uncovered pool that operates all year (indoor) or during summer (outdoor) | uncovered pool that operates all year (indoor) or during summer (outdoor) | uncovered pool that operates all year (indoor) or during summer (outdoor) | uncovered pool that operates all year (indoor) or during summer (outdoor) | uncovered pool that operates all year (indoor) or during summer (outdoor) | uncovered pool that operates all year (indoor) or during summer (outdoor) | uncovered pool that operates all year (indoor) or during summer (outdoor) | uncovered pool that operates all year (indoor) or during summer (outdoor) | uncovered pool that operates all year (indoor) or during summer (outdoor) | uncovered pool that operates all year (indoor) or during summer (outdoor) | uncovered pool that operates all year (indoor) or during summer (outdoor) | uncovered pool that operates all year (indoor) or during summer (outdoor) | uncovered pool that operates all year (indoor) or during summer (outdoor) | uncovered pool that operates all year (indoor) or during summer (outdoor) | uncovered pool that operates all year (indoor) or during summer (outdoor) | uncovered pool that operates all year (indoor) or during summer (outdoor) | uncovered pool that operates all year (indoor) or during summer (outdoor) | uncovered pool that operates all year (indoor) or during summer (outdoor) | uncovered pool that operates all year (indoor) or during summer (outdoor) | uncovered pool that operates all year (indoor) or during summer (outdoor) | uncovered pool that operates all year (indoor) or during summer (outdoor) | 0 | 0 | 0 | 0 | 0 | 0 | 0 | 0 | 0 | 0 | 0 | 0 | 0 | 0 | 0 | 0 | 0 | 0 | 0 | 0 | 0 | 0 | 0 | 0 | 0 | 0 | 0 | 0 | 0 | 0 | 0 | 0 | 0 | 0 | 0 | 0 | 0 | 0 | 0 | 0 | 0 | 0 | 0 | 0 | 0 | 0 | 0 | 0 | 0 | 0 | 0 | 0 | 0 | 0 | 0 | 0 | 0 | 0 | 0 | 0 | 0 | 0 | 0 | 0 | 0 | 0 | 0 | 0 | 0 | 0 | 0 | 0 | 0 | 0 | 0 | 0 | 0 | 0 | 0 | 0 | 0 | 0 | 0 | 0 | 0 | 0 | 0 | 0 | 0 | 0 | 0 | 0 | 0 | 0 | 0 | 0 | 0 | 0 | 0 | 0 | 0 | 0 | 0 | 0 | 0 | 0 | 0 | 0 | 0 | 0 | 0 | 0 | pool cover with a 5 year warranty | pool cover with a 5 year warranty | pool cover with a 5 year warranty | pool cover with a 5 year warranty | pool cover with a 5 year warranty | pool cover with a 5 year warranty | pool cover with a 5 year warranty | pool cover with a 5 year warranty | pool cover with a 5 year warranty | pool cover with a 5 year warranty | pool cover with a 5 year warranty | pool cover with a 5 year warranty | pool cover with a 5 year warranty | pool cover with a 5 year warranty | pool cover with a 5 year warranty | pool cover with a 5 year warranty | pool cover with a 5 year warranty | pool cover with a 5 year warranty | pool cover with a 5 year warranty | pool cover with a 5 year warranty | pool cover with a 5 year warranty | pool cover with a 5 year warranty | pool cover with a 5 year warranty | pool cover with a 5 year warranty | pool cover with a 5 year warranty | pool cover with a 5 year warranty | pool cover with a 5 year warranty | pool cover with a 5 year warranty | 6.3567 | 6.3567 | 6.3567 | 6.3567 | 6.3567 | 6.3567 | 6.3567 | 6.3567 | 6.3567 | 6.3567 | 6.3567 | 6.3567 | 6.3567 | 6.3567 | 6.3567 | 6.3567 | 6.3567 | 6.3567 | 6.3567 | 6.3567 | 6.3567 | 6.3567 | 6.3567 | 6.3567 | 6.3567 | 6.3567 | 6.3567 | 6.3567 | 0.0164 | 0.0164 | 0.0164 | 0.0164 | 0.0164 | 0.0164 | 0.0164 | 0.0164 | 0.0164 | 0.0164 | 0.0164 | 0.0164 | 0.0164 | 0.0164 | 0.0164 | 0.0164 | 0.0164 | 0.0164 | 0.0164 | 0.0164 | 0.0164 | 0.0164 | 0.0164 | 0.0164 | 0.0164 | 0.0164 | 0.0164 | 0.0164 | 0 | 0 | 0 | 0 | 0 | 0 | 0 | 0 | 0 | 0 | 0 | 0 | 0 | 0 | 0 | 0 | 0 | 0 | 0 | 0 | 0 | 0 | 0 | 0 | 0 | 0 | 0 | 0 | 0 | 0 | 0 | 0 | 0 | 0 | 0 | 0 | 0 | 0 | 0 | 0 | 0 | 0 | 0 | 0 | 0 | 0 | 0 | 0 | 0 | 0 | 0 | 0 | 0 | 0 | 0 | 0 | 0 | 0 | 0 | 0 | 0 | 0 | 0 | 0 | 0 | 0 | 0 | 0 | 0 | 0 | 0 | 0 | 0 | 0 | 0 | 0 | 0 | 0 | 0 | 0 | 0 | 0 | 0 | 0 | 0 | 0 | 0 | 0 | 0 | 0 | 0 | 0 | 0 | 0 | 0 | 0 | 0 | 0 | 0 | 0 | 0 | 0 | 0 | 0 | 0 | 0 | 0 | 0 | 0 | 0 | 0 | 0 | pool cover with a 5 year warranty | pool cover with a 5 year warranty | pool cover with a 5 year warranty | pool cover with a 5 year warranty | pool cover with a 5 year warranty | pool cover with a 5 year warranty | pool cover with a 5 year warranty | pool cover with a 5 year warranty | pool cover with a 5 year warranty | pool cover with a 5 year warranty | pool cover with a 5 year warranty | pool cover with a 5 year warranty | pool cover with a 5 year warranty | pool cover with a 5 year warranty | pool cover with a 5 year warranty | pool cover with a 5 year warranty | pool cover with a 5 year warranty | pool cover with a 5 year warranty | pool cover with a 5 year warranty | pool cover with a 5 year warranty | pool cover with a 5 year warranty | pool cover with a 5 year warranty | pool cover with a 5 year warranty | pool cover with a 5 year warranty | pool cover with a 5 year warranty | pool cover with a 5 year warranty | pool cover with a 5 year warranty | pool cover with a 5 year warranty | 6.3567 | 6.3567 | 6.3567 | 6.3567 | 6.3567 | 6.3567 | 6.3567 | 6.3567 | 6.3567 | 6.3567 | 6.3567 | 6.3567 | 6.3567 | 6.3567 | 6.3567 | 6.3567 | 6.3567 | 6.3567 | 6.3567 | 6.3567 | 6.3567 | 6.3567 | 6.3567 | 6.3567 | 6.3567 | 6.3567 | 6.3567 | 6.3567 | 0.0164 | 0.0164 | 0.0164 | 0.0164 | 0.0164 | 0.0164 | 0.0164 | 0.0164 | 0.0164 | 0.0164 | 0.0164 | 0.0164 | 0.0164 | 0.0164 | 0.0164 | 0.0164 | 0.0164 | 0.0164 | 0.0164 | 0.0164 | 0.0164 | 0.0164 | 0.0164 | 0.0164 | 0.0164 | 0.0164 | 0.0164 | 0.0164 | 0 | 0 | 0 | 0 | 0 | 0 | 0 | 0 | 0 | 0 | 0 | 0 | 0 | 0 | 0 | 0 | 0 | 0 | 0 | 0 | 0 | 0 | 0 | 0 | 0 | 0 | 0 | 0 | 0 | 0 | 0 | 0 | 0 | 0 | 0 | 0 | 0 | 0 | 0 | 0 | 0 | 0 | 0 | 0 | 0 | 0 | 0 | 0 | 0 | 0 | 0 | 0 | 0 | 0 | 0 | 0 | 0 | 0 | 0 | 0 | 0 | 0 | 0 | 0 | 0 | 0 | 0 | 0 | 0 | 0 | 0 | 0 | 0 | 0 | 0 | 0 | 0 | 0 | 0 | 0 | 0 | 0 | 0 | 0 | 0 | 0
Pool Heater - Night Covers_Retail_New_pool cover with a 5 year warranty | Pool Heater - Night Covers_Retail_New | Pool Heater - Night Covers_Commercial_New_uncovered pool that operates all year (indoor) or during summer (outdoor)_pool cover with a 5 year warranty | Commercial | Retail | New | Miscellaneous | Natural Gas | Pool Heater - Night Covers | NEQ | uncovered pool that operates all year (indoor) or during summer (outdoor) | 6 | 6 | 6 | 0.87087 | 0 | 0 | 1 | 1 | RetroEven20 | 0.03333333333333333 | TBD | A | WCM294 | 0.7 | 0.42 | sqft pool | 0.0321 | 0 | 0 | 0 | 0 | IL TRM v13 - 4.3.4 - Commercial Pool Covers - CI-HWE-PLCV-V06-250101 | IL TRM v13 - 4.3.4 - Commercial Pool Covers - CI-HWE-PLCV-V06-250101 | IL TRM v13 - 4.3.4 - Commercial Pool Covers - CI-HWE-PLCV-V06-250101 | 0 | 0 | 6.3567 | uncovered pool that operates all year (indoor) or during summer (outdoor) | uncovered pool that operates all year (indoor) or during summer (outdoor) | uncovered pool that operates all year (indoor) or during summer (outdoor) | uncovered pool that operates all year (indoor) or during summer (outdoor) | uncovered pool that operates all year (indoor) or during summer (outdoor) | uncovered pool that operates all year (indoor) or during summer (outdoor) | uncovered pool that operates all year (indoor) or during summer (outdoor) | uncovered pool that operates all year (indoor) or during summer (outdoor) | uncovered pool that operates all year (indoor) or during summer (outdoor) | uncovered pool that operates all year (indoor) or during summer (outdoor) | uncovered pool that operates all year (indoor) or during summer (outdoor) | uncovered pool that operates all year (indoor) or during summer (outdoor) | uncovered pool that operates all year (indoor) or during summer (outdoor) | uncovered pool that operates all year (indoor) or during summer (outdoor) | uncovered pool that operates all year (indoor) or during summer (outdoor) | uncovered pool that operates all year (indoor) or during summer (outdoor) | uncovered pool that operates all year (indoor) or during summer (outdoor) | uncovered pool that operates all year (indoor) or during summer (outdoor) | uncovered pool that operates all year (indoor) or during summer (outdoor) | uncovered pool that operates all year (indoor) or during summer (outdoor) | uncovered pool that operates all year (indoor) or during summer (outdoor) | uncovered pool that operates all year (indoor) or during summer (outdoor) | uncovered pool that operates all year (indoor) or during summer (outdoor) | uncovered pool that operates all year (indoor) or during summer (outdoor) | uncovered pool that operates all year (indoor) or during summer (outdoor) | uncovered pool that operates all year (indoor) or during summer (outdoor) | uncovered pool that operates all year (indoor) or during summer (outdoor) | uncovered pool that operates all year (indoor) or during summer (outdoor) | 0 | 0 | 0 | 0 | 0 | 0 | 0 | 0 | 0 | 0 | 0 | 0 | 0 | 0 | 0 | 0 | 0 | 0 | 0 | 0 | 0 | 0 | 0 | 0 | 0 | 0 | 0 | 0 | 0 | 0 | 0 | 0 | 0 | 0 | 0 | 0 | 0 | 0 | 0 | 0 | 0 | 0 | 0 | 0 | 0 | 0 | 0 | 0 | 0 | 0 | 0 | 0 | 0 | 0 | 0 | 0 | 0 | 0 | 0 | 0 | 0 | 0 | 0 | 0 | 0 | 0 | 0 | 0 | 0 | 0 | 0 | 0 | 0 | 0 | 0 | 0 | 0 | 0 | 0 | 0 | 0 | 0 | 0 | 0 | 0 | 0 | 0 | 0 | 0 | 0 | 0 | 0 | 0 | 0 | 0 | 0 | 0 | 0 | 0 | 0 | 0 | 0 | 0 | 0 | 0 | 0 | 0 | 0 | 0 | 0 | 0 | 0 | pool cover with a 5 year warranty | pool cover with a 5 year warranty | pool cover with a 5 year warranty | pool cover with a 5 year warranty | pool cover with a 5 year warranty | pool cover with a 5 year warranty | pool cover with a 5 year warranty | pool cover with a 5 year warranty | pool cover with a 5 year warranty | pool cover with a 5 year warranty | pool cover with a 5 year warranty | pool cover with a 5 year warranty | pool cover with a 5 year warranty | pool cover with a 5 year warranty | pool cover with a 5 year warranty | pool cover with a 5 year warranty | pool cover with a 5 year warranty | pool cover with a 5 year warranty | pool cover with a 5 year warranty | pool cover with a 5 year warranty | pool cover with a 5 year warranty | pool cover with a 5 year warranty | pool cover with a 5 year warranty | pool cover with a 5 year warranty | pool cover with a 5 year warranty | pool cover with a 5 year warranty | pool cover with a 5 year warranty | pool cover with a 5 year warranty | 6.3567 | 6.3567 | 6.3567 | 6.3567 | 6.3567 | 6.3567 | 6.3567 | 6.3567 | 6.3567 | 6.3567 | 6.3567 | 6.3567 | 6.3567 | 6.3567 | 6.3567 | 6.3567 | 6.3567 | 6.3567 | 6.3567 | 6.3567 | 6.3567 | 6.3567 | 6.3567 | 6.3567 | 6.3567 | 6.3567 | 6.3567 | 6.3567 | 0.8709 | 0.8709 | 0.8709 | 0.8709 | 0.8709 | 0.8709 | 0.8709 | 0.8709 | 0.8709 | 0.8709 | 0.8709 | 0.8709 | 0.8709 | 0.8709 | 0.8709 | 0.8709 | 0.8709 | 0.8709 | 0.8709 | 0.8709 | 0.8709 | 0.8709 | 0.8709 | 0.8709 | 0.8709 | 0.8709 | 0.8709 | 0.8709 | 0 | 0 | 0 | 0 | 0 | 0 | 0 | 0 | 0 | 0 | 0 | 0 | 0 | 0 | 0 | 0 | 0 | 0 | 0 | 0 | 0 | 0 | 0 | 0 | 0 | 0 | 0 | 0 | 0 | 0 | 0 | 0 | 0 | 0 | 0 | 0 | 0 | 0 | 0 | 0 | 0 | 0 | 0 | 0 | 0 | 0 | 0 | 0 | 0 | 0 | 0 | 0 | 0 | 0 | 0 | 0 | 0 | 0 | 0 | 0 | 0 | 0 | 0 | 0 | 0 | 0 | 0 | 0 | 0 | 0 | 0 | 0 | 0 | 0 | 0 | 0 | 0 | 0 | 0 | 0 | 0 | 0 | 0 | 0 | 0 | 0 | 0 | 0 | 0 | 0 | 0 | 0 | 0 | 0 | 0 | 0 | 0 | 0 | 0 | 0 | 0 | 0 | 0 | 0 | 0 | 0 | 0 | 0 | 0 | 0 | 0 | 0 | pool cover with a 5 year warranty | pool cover with a 5 year warranty | pool cover with a 5 year warranty | pool cover with a 5 year warranty | pool cover with a 5 year warranty | pool cover with a 5 year warranty | pool cover with a 5 year warranty | pool cover with a 5 year warranty | pool cover with a 5 year warranty | pool cover with a 5 year warranty | pool cover with a 5 year warranty | pool cover with a 5 year warranty | pool cover with a 5 year warranty | pool cover with a 5 year warranty | pool cover with a 5 year warranty | pool cover with a 5 year warranty | pool cover with a 5 year warranty | pool cover with a 5 year warranty | pool cover with a 5 year warranty | pool cover with a 5 year warranty | pool cover with a 5 year warranty | pool cover with a 5 year warranty | pool cover with a 5 year warranty | pool cover with a 5 year warranty | pool cover with a 5 year warranty | pool cover with a 5 year warranty | pool cover with a 5 year warranty | pool cover with a 5 year warranty | 6.3567 | 6.3567 | 6.3567 | 6.3567 | 6.3567 | 6.3567 | 6.3567 | 6.3567 | 6.3567 | 6.3567 | 6.3567 | 6.3567 | 6.3567 | 6.3567 | 6.3567 | 6.3567 | 6.3567 | 6.3567 | 6.3567 | 6.3567 | 6.3567 | 6.3567 | 6.3567 | 6.3567 | 6.3567 | 6.3567 | 6.3567 | 6.3567 | 0.8709 | 0.8709 | 0.8709 | 0.8709 | 0.8709 | 0.8709 | 0.8709 | 0.8709 | 0.8709 | 0.8709 | 0.8709 | 0.8709 | 0.8709 | 0.8709 | 0.8709 | 0.8709 | 0.8709 | 0.8709 | 0.8709 | 0.8709 | 0.8709 | 0.8709 | 0.8709 | 0.8709 | 0.8709 | 0.8709 | 0.8709 | 0.8709 | 0 | 0 | 0 | 0 | 0 | 0 | 0 | 0 | 0 | 0 | 0 | 0 | 0 | 0 | 0 | 0 | 0 | 0 | 0 | 0 | 0 | 0 | 0 | 0 | 0 | 0 | 0 | 0 | 0 | 0 | 0 | 0 | 0 | 0 | 0 | 0 | 0 | 0 | 0 | 0 | 0 | 0 | 0 | 0 | 0 | 0 | 0 | 0 | 0 | 0 | 0 | 0 | 0 | 0 | 0 | 0 | 0 | 0 | 0 | 0 | 0 | 0 | 0 | 0 | 0 | 0 | 0 | 0 | 0 | 0 | 0 | 0 | 0 | 0 | 0 | 0 | 0 | 0 | 0 | 0 | 0 | 0 | 0 | 0 | 0 | 0
Pool Heater - Night Covers_Education_New_pool cover with a 5 year warranty | Pool Heater - Night Covers_Education_New | Pool Heater - Night Covers_Commercial_New_uncovered pool that operates all year (indoor) or during summer (outdoor)_pool cover with a 5 year warranty | Commercial | Education | New | Miscellaneous | Natural Gas | Pool Heater - Night Covers | NEQ | uncovered pool that operates all year (indoor) or during summer (outdoor) | 6 | 6 | 6 | 0.0082706 | 0 | 0 | 1 | 1 | RetroEven20 | 0.03333333333333333 | TBD | A | WCM494 | 0.7 | 0.42 | sqft pool | 0.0321 | 0 | 0 | 0 | 0 | IL TRM v13 - 4.3.4 - Commercial Pool Covers - CI-HWE-PLCV-V06-250101 | IL TRM v13 - 4.3.4 - Commercial Pool Covers - CI-HWE-PLCV-V06-250101 | IL TRM v13 - 4.3.4 - Commercial Pool Covers - CI-HWE-PLCV-V06-250101 | 0 | 0 | 6.3567 | uncovered pool that operates all year (indoor) or during summer (outdoor) | uncovered pool that operates all year (indoor) or during summer (outdoor) | uncovered pool that operates all year (indoor) or during summer (outdoor) | uncovered pool that operates all year (indoor) or during summer (outdoor) | uncovered pool that operates all year (indoor) or during summer (outdoor) | uncovered pool that operates all year (indoor) or during summer (outdoor) | uncovered pool that operates all year (indoor) or during summer (outdoor) | uncovered pool that operates all year (indoor) or during summer (outdoor) | uncovered pool that operates all year (indoor) or during summer (outdoor) | uncovered pool that operates all year (indoor) or during summer (outdoor) | uncovered pool that operates all year (indoor) or during summer (outdoor) | uncovered pool that operates all year (indoor) or during summer (outdoor) | uncovered pool that operates all year (indoor) or during summer (outdoor) | uncovered pool that operates all year (indoor) or during summer (outdoor) | uncovered pool that operates all year (indoor) or during summer (outdoor) | uncovered pool that operates all year (indoor) or during summer (outdoor) | uncovered pool that operates all year (indoor) or during summer (outdoor) | uncovered pool that operates all year (indoor) or during summer (outdoor) | uncovered pool that operates all year (indoor) or during summer (outdoor) | uncovered pool that operates all year (indoor) or during summer (outdoor) | uncovered pool that operates all year (indoor) or during summer (outdoor) | uncovered pool that operates all year (indoor) or during summer (outdoor) | uncovered pool that operates all year (indoor) or during summer (outdoor) | uncovered pool that operates all year (indoor) or during summer (outdoor) | uncovered pool that operates all year (indoor) or during summer (outdoor) | uncovered pool that operates all year (indoor) or during summer (outdoor) | uncovered pool that operates all year (indoor) or during summer (outdoor) | uncovered pool that operates all year (indoor) or during summer (outdoor) | 0 | 0 | 0 | 0 | 0 | 0 | 0 | 0 | 0 | 0 | 0 | 0 | 0 | 0 | 0 | 0 | 0 | 0 | 0 | 0 | 0 | 0 | 0 | 0 | 0 | 0 | 0 | 0 | 0 | 0 | 0 | 0 | 0 | 0 | 0 | 0 | 0 | 0 | 0 | 0 | 0 | 0 | 0 | 0 | 0 | 0 | 0 | 0 | 0 | 0 | 0 | 0 | 0 | 0 | 0 | 0 | 0 | 0 | 0 | 0 | 0 | 0 | 0 | 0 | 0 | 0 | 0 | 0 | 0 | 0 | 0 | 0 | 0 | 0 | 0 | 0 | 0 | 0 | 0 | 0 | 0 | 0 | 0 | 0 | 0 | 0 | 0 | 0 | 0 | 0 | 0 | 0 | 0 | 0 | 0 | 0 | 0 | 0 | 0 | 0 | 0 | 0 | 0 | 0 | 0 | 0 | 0 | 0 | 0 | 0 | 0 | 0 | pool cover with a 5 year warranty | pool cover with a 5 year warranty | pool cover with a 5 year warranty | pool cover with a 5 year warranty | pool cover with a 5 year warranty | pool cover with a 5 year warranty | pool cover with a 5 year warranty | pool cover with a 5 year warranty | pool cover with a 5 year warranty | pool cover with a 5 year warranty | pool cover with a 5 year warranty | pool cover with a 5 year warranty | pool cover with a 5 year warranty | pool cover with a 5 year warranty | pool cover with a 5 year warranty | pool cover with a 5 year warranty | pool cover with a 5 year warranty | pool cover with a 5 year warranty | pool cover with a 5 year warranty | pool cover with a 5 year warranty | pool cover with a 5 year warranty | pool cover with a 5 year warranty | pool cover with a 5 year warranty | pool cover with a 5 year warranty | pool cover with a 5 year warranty | pool cover with a 5 year warranty | pool cover with a 5 year warranty | pool cover with a 5 year warranty | 6.3567 | 6.3567 | 6.3567 | 6.3567 | 6.3567 | 6.3567 | 6.3567 | 6.3567 | 6.3567 | 6.3567 | 6.3567 | 6.3567 | 6.3567 | 6.3567 | 6.3567 | 6.3567 | 6.3567 | 6.3567 | 6.3567 | 6.3567 | 6.3567 | 6.3567 | 6.3567 | 6.3567 | 6.3567 | 6.3567 | 6.3567 | 6.3567 | 0.0083 | 0.0083 | 0.0083 | 0.0083 | 0.0083 | 0.0083 | 0.0083 | 0.0083 | 0.0083 | 0.0083 | 0.0083 | 0.0083 | 0.0083 | 0.0083 | 0.0083 | 0.0083 | 0.0083 | 0.0083 | 0.0083 | 0.0083 | 0.0083 | 0.0083 | 0.0083 | 0.0083 | 0.0083 | 0.0083 | 0.0083 | 0.0083 | 0 | 0 | 0 | 0 | 0 | 0 | 0 | 0 | 0 | 0 | 0 | 0 | 0 | 0 | 0 | 0 | 0 | 0 | 0 | 0 | 0 | 0 | 0 | 0 | 0 | 0 | 0 | 0 | 0 | 0 | 0 | 0 | 0 | 0 | 0 | 0 | 0 | 0 | 0 | 0 | 0 | 0 | 0 | 0 | 0 | 0 | 0 | 0 | 0 | 0 | 0 | 0 | 0 | 0 | 0 | 0 | 0 | 0 | 0 | 0 | 0 | 0 | 0 | 0 | 0 | 0 | 0 | 0 | 0 | 0 | 0 | 0 | 0 | 0 | 0 | 0 | 0 | 0 | 0 | 0 | 0 | 0 | 0 | 0 | 0 | 0 | 0 | 0 | 0 | 0 | 0 | 0 | 0 | 0 | 0 | 0 | 0 | 0 | 0 | 0 | 0 | 0 | 0 | 0 | 0 | 0 | 0 | 0 | 0 | 0 | 0 | 0 | pool cover with a 5 year warranty | pool cover with a 5 year warranty | pool cover with a 5 year warranty | pool cover with a 5 year warranty | pool cover with a 5 year warranty | pool cover with a 5 year warranty | pool cover with a 5 year warranty | pool cover with a 5 year warranty | pool cover with a 5 year warranty | pool cover with a 5 year warranty | pool cover with a 5 year warranty | pool cover with a 5 year warranty | pool cover with a 5 year warranty | pool cover with a 5 year warranty | pool cover with a 5 year warranty | pool cover with a 5 year warranty | pool cover with a 5 year warranty | pool cover with a 5 year warranty | pool cover with a 5 year warranty | pool cover with a 5 year warranty | pool cover with a 5 year warranty | pool cover with a 5 year warranty | pool cover with a 5 year warranty | pool cover with a 5 year warranty | pool cover with a 5 year warranty | pool cover with a 5 year warranty | pool cover with a 5 year warranty | pool cover with a 5 year warranty | 6.3567 | 6.3567 | 6.3567 | 6.3567 | 6.3567 | 6.3567 | 6.3567 | 6.3567 | 6.3567 | 6.3567 | 6.3567 | 6.3567 | 6.3567 | 6.3567 | 6.3567 | 6.3567 | 6.3567 | 6.3567 | 6.3567 | 6.3567 | 6.3567 | 6.3567 | 6.3567 | 6.3567 | 6.3567 | 6.3567 | 6.3567 | 6.3567 | 0.0083 | 0.0083 | 0.0083 | 0.0083 | 0.0083 | 0.0083 | 0.0083 | 0.0083 | 0.0083 | 0.0083 | 0.0083 | 0.0083 | 0.0083 | 0.0083 | 0.0083 | 0.0083 | 0.0083 | 0.0083 | 0.0083 | 0.0083 | 0.0083 | 0.0083 | 0.0083 | 0.0083 | 0.0083 | 0.0083 | 0.0083 | 0.0083 | 0 | 0 | 0 | 0 | 0 | 0 | 0 | 0 | 0 | 0 | 0 | 0 | 0 | 0 | 0 | 0 | 0 | 0 | 0 | 0 | 0 | 0 | 0 | 0 | 0 | 0 | 0 | 0 | 0 | 0 | 0 | 0 | 0 | 0 | 0 | 0 | 0 | 0 | 0 | 0 | 0 | 0 | 0 | 0 | 0 | 0 | 0 | 0 | 0 | 0 | 0 | 0 | 0 | 0 | 0 | 0 | 0 | 0 | 0 | 0 | 0 | 0 | 0 | 0 | 0 | 0 | 0 | 0 | 0 | 0 | 0 | 0 | 0 | 0 | 0 | 0 | 0 | 0 | 0 | 0 | 0 | 0 | 0 | 0 | 0 | 0
Pool Heater - Night Covers_Healthcare_New_pool cover with a 5 year warranty | Pool Heater - Night Covers_Healthcare_New | Pool Heater - Night Covers_Commercial_New_uncovered pool that operates all year (indoor) or during summer (outdoor)_pool cover with a 5 year warranty | Commercial | Healthcare | New | Miscellaneous | Natural Gas | Pool Heater - Night Covers | NEQ | uncovered pool that operates all year (indoor) or during summer (outdoor) | 6 | 6 | 6 | 0.19404 | 0 | 0 | 1 | 1 | RetroEven20 | 0.03333333333333333 | TBD | A | WCM594 | 0.7 | 0.42 | sqft pool | 0.0321 | 0 | 0 | 0 | 0 | IL TRM v13 - 4.3.4 - Commercial Pool Covers - CI-HWE-PLCV-V06-250101 | IL TRM v13 - 4.3.4 - Commercial Pool Covers - CI-HWE-PLCV-V06-250101 | IL TRM v13 - 4.3.4 - Commercial Pool Covers - CI-HWE-PLCV-V06-250101 | 0 | 0 | 6.3567 | uncovered pool that operates all year (indoor) or during summer (outdoor) | uncovered pool that operates all year (indoor) or during summer (outdoor) | uncovered pool that operates all year (indoor) or during summer (outdoor) | uncovered pool that operates all year (indoor) or during summer (outdoor) | uncovered pool that operates all year (indoor) or during summer (outdoor) | uncovered pool that operates all year (indoor) or during summer (outdoor) | uncovered pool that operates all year (indoor) or during summer (outdoor) | uncovered pool that operates all year (indoor) or during summer (outdoor) | uncovered pool that operates all year (indoor) or during summer (outdoor) | uncovered pool that operates all year (indoor) or during summer (outdoor) | uncovered pool that operates all year (indoor) or during summer (outdoor) | uncovered pool that operates all year (indoor) or during summer (outdoor) | uncovered pool that operates all year (indoor) or during summer (outdoor) | uncovered pool that operates all year (indoor) or during summer (outdoor) | uncovered pool that operates all year (indoor) or during summer (outdoor) | uncovered pool that operates all year (indoor) or during summer (outdoor) | uncovered pool that operates all year (indoor) or during summer (outdoor) | uncovered pool that operates all year (indoor) or during summer (outdoor) | uncovered pool that operates all year (indoor) or during summer (outdoor) | uncovered pool that operates all year (indoor) or during summer (outdoor) | uncovered pool that operates all year (indoor) or during summer (outdoor) | uncovered pool that operates all year (indoor) or during summer (outdoor) | uncovered pool that operates all year (indoor) or during summer (outdoor) | uncovered pool that operates all year (indoor) or during summer (outdoor) | uncovered pool that operates all year (indoor) or during summer (outdoor) | uncovered pool that operates all year (indoor) or during summer (outdoor) | uncovered pool that operates all year (indoor) or during summer (outdoor) | uncovered pool that operates all year (indoor) or during summer (outdoor) | 0 | 0 | 0 | 0 | 0 | 0 | 0 | 0 | 0 | 0 | 0 | 0 | 0 | 0 | 0 | 0 | 0 | 0 | 0 | 0 | 0 | 0 | 0 | 0 | 0 | 0 | 0 | 0 | 0 | 0 | 0 | 0 | 0 | 0 | 0 | 0 | 0 | 0 | 0 | 0 | 0 | 0 | 0 | 0 | 0 | 0 | 0 | 0 | 0 | 0 | 0 | 0 | 0 | 0 | 0 | 0 | 0 | 0 | 0 | 0 | 0 | 0 | 0 | 0 | 0 | 0 | 0 | 0 | 0 | 0 | 0 | 0 | 0 | 0 | 0 | 0 | 0 | 0 | 0 | 0 | 0 | 0 | 0 | 0 | 0 | 0 | 0 | 0 | 0 | 0 | 0 | 0 | 0 | 0 | 0 | 0 | 0 | 0 | 0 | 0 | 0 | 0 | 0 | 0 | 0 | 0 | 0 | 0 | 0 | 0 | 0 | 0 | pool cover with a 5 year warranty | pool cover with a 5 year warranty | pool cover with a 5 year warranty | pool cover with a 5 year warranty | pool cover with a 5 year warranty | pool cover with a 5 year warranty | pool cover with a 5 year warranty | pool cover with a 5 year warranty | pool cover with a 5 year warranty | pool cover with a 5 year warranty | pool cover with a 5 year warranty | pool cover with a 5 year warranty | pool cover with a 5 year warranty | pool cover with a 5 year warranty | pool cover with a 5 year warranty | pool cover with a 5 year warranty | pool cover with a 5 year warranty | pool cover with a 5 year warranty | pool cover with a 5 year warranty | pool cover with a 5 year warranty | pool cover with a 5 year warranty | pool cover with a 5 year warranty | pool cover with a 5 year warranty | pool cover with a 5 year warranty | pool cover with a 5 year warranty | pool cover with a 5 year warranty | pool cover with a 5 year warranty | pool cover with a 5 year warranty | 6.3567 | 6.3567 | 6.3567 | 6.3567 | 6.3567 | 6.3567 | 6.3567 | 6.3567 | 6.3567 | 6.3567 | 6.3567 | 6.3567 | 6.3567 | 6.3567 | 6.3567 | 6.3567 | 6.3567 | 6.3567 | 6.3567 | 6.3567 | 6.3567 | 6.3567 | 6.3567 | 6.3567 | 6.3567 | 6.3567 | 6.3567 | 6.3567 | 0.194 | 0.194 | 0.194 | 0.194 | 0.194 | 0.194 | 0.194 | 0.194 | 0.194 | 0.194 | 0.194 | 0.194 | 0.194 | 0.194 | 0.194 | 0.194 | 0.194 | 0.194 | 0.194 | 0.194 | 0.194 | 0.194 | 0.194 | 0.194 | 0.194 | 0.194 | 0.194 | 0.194 | 0 | 0 | 0 | 0 | 0 | 0 | 0 | 0 | 0 | 0 | 0 | 0 | 0 | 0 | 0 | 0 | 0 | 0 | 0 | 0 | 0 | 0 | 0 | 0 | 0 | 0 | 0 | 0 | 0 | 0 | 0 | 0 | 0 | 0 | 0 | 0 | 0 | 0 | 0 | 0 | 0 | 0 | 0 | 0 | 0 | 0 | 0 | 0 | 0 | 0 | 0 | 0 | 0 | 0 | 0 | 0 | 0 | 0 | 0 | 0 | 0 | 0 | 0 | 0 | 0 | 0 | 0 | 0 | 0 | 0 | 0 | 0 | 0 | 0 | 0 | 0 | 0 | 0 | 0 | 0 | 0 | 0 | 0 | 0 | 0 | 0 | 0 | 0 | 0 | 0 | 0 | 0 | 0 | 0 | 0 | 0 | 0 | 0 | 0 | 0 | 0 | 0 | 0 | 0 | 0 | 0 | 0 | 0 | 0 | 0 | 0 | 0 | pool cover with a 5 year warranty | pool cover with a 5 year warranty | pool cover with a 5 year warranty | pool cover with a 5 year warranty | pool cover with a 5 year warranty | pool cover with a 5 year warranty | pool cover with a 5 year warranty | pool cover with a 5 year warranty | pool cover with a 5 year warranty | pool cover with a 5 year warranty | pool cover with a 5 year warranty | pool cover with a 5 year warranty | pool cover with a 5 year warranty | pool cover with a 5 year warranty | pool cover with a 5 year warranty | pool cover with a 5 year warranty | pool cover with a 5 year warranty | pool cover with a 5 year warranty | pool cover with a 5 year warranty | pool cover with a 5 year warranty | pool cover with a 5 year warranty | pool cover with a 5 year warranty | pool cover with a 5 year warranty | pool cover with a 5 year warranty | pool cover with a 5 year warranty | pool cover with a 5 year warranty | pool cover with a 5 year warranty | pool cover with a 5 year warranty | 6.3567 | 6.3567 | 6.3567 | 6.3567 | 6.3567 | 6.3567 | 6.3567 | 6.3567 | 6.3567 | 6.3567 | 6.3567 | 6.3567 | 6.3567 | 6.3567 | 6.3567 | 6.3567 | 6.3567 | 6.3567 | 6.3567 | 6.3567 | 6.3567 | 6.3567 | 6.3567 | 6.3567 | 6.3567 | 6.3567 | 6.3567 | 6.3567 | 0.194 | 0.194 | 0.194 | 0.194 | 0.194 | 0.194 | 0.194 | 0.194 | 0.194 | 0.194 | 0.194 | 0.194 | 0.194 | 0.194 | 0.194 | 0.194 | 0.194 | 0.194 | 0.194 | 0.194 | 0.194 | 0.194 | 0.194 | 0.194 | 0.194 | 0.194 | 0.194 | 0.194 | 0 | 0 | 0 | 0 | 0 | 0 | 0 | 0 | 0 | 0 | 0 | 0 | 0 | 0 | 0 | 0 | 0 | 0 | 0 | 0 | 0 | 0 | 0 | 0 | 0 | 0 | 0 | 0 | 0 | 0 | 0 | 0 | 0 | 0 | 0 | 0 | 0 | 0 | 0 | 0 | 0 | 0 | 0 | 0 | 0 | 0 | 0 | 0 | 0 | 0 | 0 | 0 | 0 | 0 | 0 | 0 | 0 | 0 | 0 | 0 | 0 | 0 | 0 | 0 | 0 | 0 | 0 | 0 | 0 | 0 | 0 | 0 | 0 | 0 | 0 | 0 | 0 | 0 | 0 | 0 | 0 | 0 | 0 | 0 | 0 | 0
Gas Furnace - Maintenance_Restaurant_Existing_Furnace with a tune-up performed adhering to program requirements | Gas Furnace - Maintenance_Restaurant_Existing | Gas Furnace - Maintenance_Commercial_Existing_Furnace or a gas-fired rooftop unit assumed not to have had a tune-up in the past 3 years_Furnace with a tune-up performed adhering to program requirements | Commercial | Restaurant | Existing | Space Heating | Natural Gas | Gas Furnace - Maintenance | NEQ | Furnace or a gas-fired rooftop unit assumed not to have had a tune-up in the past 3 years | 3 | 3 | 3 | 0.032188 | 0 | 0 | 0.2 | 0.3 | Retro5Med | 8.35569166605469E-06 | TBD | A | WCM117 | 0.7 | 0.42 | kBtuh heat | 0.0321 | 19380.231029033803 | 19380.231 | 15285.816022899908 | 15285.816 | IL TRM v12 - 4.4.31 - Small Business Furnace and Rooftop Unit Tune-Up - CI-HVC-FTUN-V05-230101 | IL TRM v12 - 4.4.2 - Space Heating Boiler Tune-up - CI-HVC-BLRT-V07-210101 ¦ MN TRM v4.1 - Commercial HVAC - Force-Air Heating Maintenance | IL TRM v12 - 4.4.31 - Small Business Furnace and Rooftop Unit Tune-Up - CI-HVC-FTUN-V05-230101 ¦ Typical Savings % from Example lines up with MN TRM's 1.6% from a WI FOE 2010 evaluation. | 0 | 0 | 1.2191 | Furnace or a gas-fired rooftop unit assumed not to have had a tune-up in the past 3 years | Furnace or a gas-fired rooftop unit assumed not to have had a tune-up in the past 3 years | Furnace or a gas-fired rooftop unit assumed not to have had a tune-up in the past 3 years | Furnace or a gas-fired rooftop unit assumed not to have had a tune-up in the past 3 years | Furnace or a gas-fired rooftop unit assumed not to have had a tune-up in the past 3 years | Furnace or a gas-fired rooftop unit assumed not to have had a tune-up in the past 3 years | Furnace or a gas-fired rooftop unit assumed not to have had a tune-up in the past 3 years | Furnace or a gas-fired rooftop unit assumed not to have had a tune-up in the past 3 years | Furnace or a gas-fired rooftop unit assumed not to have had a tune-up in the past 3 years | Furnace or a gas-fired rooftop unit assumed not to have had a tune-up in the past 3 years | Furnace or a gas-fired rooftop unit assumed not to have had a tune-up in the past 3 years | Furnace or a gas-fired rooftop unit assumed not to have had a tune-up in the past 3 years | Furnace or a gas-fired rooftop unit assumed not to have had a tune-up in the past 3 years | Furnace or a gas-fired rooftop unit assumed not to have had a tune-up in the past 3 years | Furnace or a gas-fired rooftop unit assumed not to have had a tune-up in the past 3 years | Furnace or a gas-fired rooftop unit assumed not to have had a tune-up in the past 3 years | Furnace or a gas-fired rooftop unit assumed not to have had a tune-up in the past 3 years | Furnace or a gas-fired rooftop unit assumed not to have had a tune-up in the past 3 years | Furnace or a gas-fired rooftop unit assumed not to have had a tune-up in the past 3 years | Furnace or a gas-fired rooftop unit assumed not to have had a tune-up in the past 3 years | Furnace or a gas-fired rooftop unit assumed not to have had a tune-up in the past 3 years | Furnace or a gas-fired rooftop unit assumed not to have had a tune-up in the past 3 years | Furnace or a gas-fired rooftop unit assumed not to have had a tune-up in the past 3 years | Furnace or a gas-fired rooftop unit assumed not to have had a tune-up in the past 3 years | Furnace or a gas-fired rooftop unit assumed not to have had a tune-up in the past 3 years | Furnace or a gas-fired rooftop unit assumed not to have had a tune-up in the past 3 years | Furnace or a gas-fired rooftop unit assumed not to have had a tune-up in the past 3 years | Furnace or a gas-fired rooftop unit assumed not to have had a tune-up in the past 3 years | 0 | 0 | 0 | 97.4119 | 117.1036 | 139.9158 | 158.0909 | 174.896 | 197.5257 | 208.5326 | 204.3712 | 184.3918 | 151.616 | 112.264 | 71.1774 | 39.6546 | 18.3505 | 7.4735 | 2.6191 | 0.79019 | 0.16669 | 0.014896 | 0.0096596 | 0 | 0 | 0 | 0 | 0 | 0 | 0 | 0 | 97.4119 | 212.4773 | 347.3744 | 496.2061 | 656.1689 | 831.3959 | 1008.6346 | 1172.0054 | 1306.4758 | 1401.3464 | 1453.1389 | 1463.27 | 1443.6484 | 1405.8634 | 1360.7934 | 1314.0699 | 1270.0442 | 1229.4155 | 1193.5063 | 1160.9477 | 1132.1585 | 1105.5949 | 1081.0841 | 1058.4668 | 1037.5963 | 0 | 0 | 0 | 287.89114229975957 | 353.4844093309829 | 432.5614724874981 | 502.1357133135344 | 572.7493679546275 | 669.6128572619384 | 734.5757031745479 | 750.4209689785512 | 707.1817045653602 | 607.8825754408393 | 470.40520183782564 | 311.32414225439123 | 180.76885679287233 | 87.03685697434594 | 36.82328564299249 | 13.39028568836091 | 4.182522817670439 | 0.9116000639488849 | 0.08391382389924652 | 0.05594254926616435 | 0 | 0 | 0 | 0 | 0 | 0 | 0 | 0 | 287.89114229975957 | 641.3755516307425 | 1073.9370241182405 | 1576.0727374317748 | 2148.8221053864027 | 2818.434962648341 | 3553.010665822889 | 4303.43163480144 | 5010.613339366801 | 5618.49591480764 | 6088.901116645466 | 6400.225258899857 | 6580.994115692729 | 6668.030972667075 | 6704.854258310068 | 6718.2445439984285 | 6722.427066816099 | 6723.338666880048 | 6723.422580703946 | 6723.478523253212 | 6723.478523253212 | 6723.478523253212 | 6723.478523253212 | 6723.478523253212 | 6723.478523253212 | Furnace with a tune-up performed adhering to program requirements | Furnace with a tune-up performed adhering to program requirements | Furnace with a tune-up performed adhering to program requirements | Furnace with a tune-up performed adhering to program requirements | Furnace with a tune-up performed adhering to program requirements | Furnace with a tune-up performed adhering to program requirements | Furnace with a tune-up performed adhering to program requirements | Furnace with a tune-up performed adhering to program requirements | Furnace with a tune-up performed adhering to program requirements | Furnace with a tune-up performed adhering to program requirements | Furnace with a tune-up performed adhering to program requirements | Furnace with a tune-up performed adhering to program requirements | Furnace with a tune-up performed adhering to program requirements | Furnace with a tune-up performed adhering to program requirements | Furnace with a tune-up performed adhering to program requirements | Furnace with a tune-up performed adhering to program requirements | Furnace with a tune-up performed adhering to program requirements | Furnace with a tune-up performed adhering to program requirements | Furnace with a tune-up performed adhering to program requirements | Furnace with a tune-up performed adhering to program requirements | Furnace with a tune-up performed adhering to program requirements | Furnace with a tune-up performed adhering to program requirements | Furnace with a tune-up performed adhering to program requirements | Furnace with a tune-up performed adhering to program requirements | Furnace with a tune-up performed adhering to program requirements | Furnace with a tune-up performed adhering to program requirements | Furnace with a tune-up performed adhering to program requirements | Furnace with a tune-up performed adhering to program requirements | 1.2191 | 1.2191 | 1.2191 | 1.2191 | 1.2191 | 1.2191 | 1.2191 | 1.2191 | 1.2191 | 1.2191 | 1.2191 | 1.2191 | 1.2191 | 1.2191 | 1.2191 | 1.2191 | 1.2191 | 1.2191 | 1.2191 | 1.2191 | 1.2191 | 1.2191 | 1.2191 | 1.2191 | 1.2191 | 1.2191 | 1.2191 | 1.2191 | 0.0322 | 0.0322 | 0.0322 | 0.0322 | 0.0322 | 0.0322 | 0.0322 | 0.0322 | 0.0322 | 0.0322 | 0.0322 | 0.0322 | 0.0322 | 0.0322 | 0.0322 | 0.0322 | 0.0322 | 0.0322 | 0.0322 | 0.0322 | 0.0322 | 0.0322 | 0.0322 | 0.0322 | 0.0322 | 0.0322 | 0.0322 | 0.0322 | 0 | 0 | 0 | 0 | 0 | 0 | 0 | 0 | 0 | 0 | 0 | 0 | 0 | 0 | 0 | 0 | 0 | 0 | 0 | 0 | 0 | 0 | 0 | 0 | 0 | 0 | 0 | 0 | 0 | 0 | 0 | 0 | 0 | 0 | 0 | 0 | 0 | 0 | 0 | 0 | 0 | 0 | 0 | 0 | 0 | 0 | 0 | 0 | 0 | 0 | 0 | 0 | 0 | 0 | 0 | 0 | 0 | 0 | 0 | 0 | 0 | 0 | 0 | 0 | 0 | 0 | 0 | 0 | 0 | 0 | 0 | 0 | 0 | 0 | 0 | 0 | 0 | 0 | 0 | 0 | 0 | 0 | 0 | 0 | 0 | 0 | 0 | 0 | 0 | 0 | 0 | 0 | 0 | 0 | 0 | 0 | 0 | 0 | 0 | 0 | 0 | 0 | 0 | 0 | 0 | 0 | 0 | 0 | 0 | 0 | 0 | 0 | Furnace with a tune-up performed adhering to program requirements | Furnace with a tune-up performed adhering to program requirements | Furnace with a tune-up performed adhering to program requirements | Furnace with a tune-up performed adhering to program requirements | Furnace with a tune-up performed adhering to program requirements | Furnace with a tune-up performed adhering to program requirements | Furnace with a tune-up performed adhering to program requirements | Furnace with a tune-up performed adhering to program requirements | Furnace with a tune-up performed adhering to program requirements | Furnace with a tune-up performed adhering to program requirements | Furnace with a tune-up performed adhering to program requirements | Furnace with a tune-up performed adhering to program requirements | Furnace with a tune-up performed adhering to program requirements | Furnace with a tune-up performed adhering to program requirements | Furnace with a tune-up performed adhering to program requirements | Furnace with a tune-up performed adhering to program requirements | Furnace with a tune-up performed adhering to program requirements | Furnace with a tune-up performed adhering to program requirements | Furnace with a tune-up performed adhering to program requirements | Furnace with a tune-up performed adhering to program requirements | Furnace with a tune-up performed adhering to program requirements | Furnace with a tune-up performed adhering to program requirements | Furnace with a tune-up performed adhering to program requirements | Furnace with a tune-up performed adhering to program requirements | Furnace with a tune-up performed adhering to program requirements | Furnace with a tune-up performed adhering to program requirements | Furnace with a tune-up performed adhering to program requirements | Furnace with a tune-up performed adhering to program requirements | 1.2191 | 1.2191 | 1.2191 | 1.2191 | 1.2191 | 1.2191 | 1.2191 | 1.2191 | 1.2191 | 1.2191 | 1.2191 | 1.2191 | 1.2191 | 1.2191 | 1.2191 | 1.2191 | 1.2191 | 1.2191 | 1.2191 | 1.2191 | 1.2191 | 1.2191 | 1.2191 | 1.2191 | 1.2191 | 1.2191 | 1.2191 | 1.2191 | 0.0322 | 0.0322 | 0.0322 | 0.0322 | 0.0322 | 0.0322 | 0.0322 | 0.0322 | 0.0322 | 0.0322 | 0.0322 | 0.0322 | 0.0322 | 0.0322 | 0.0322 | 0.0322 | 0.0322 | 0.0322 | 0.0322 | 0.0322 | 0.0322 | 0.0322 | 0.0322 | 0.0322 | 0.0322 | 0.0322 | 0.0322 | 0.0322 | 0 | 0 | 0 | 0 | 0 | 0 | 0 | 0 | 0 | 0 | 0 | 0 | 0 | 0 | 0 | 0 | 0 | 0 | 0 | 0 | 0 | 0 | 0 | 0 | 0 | 0 | 0 | 0 | 0 | 0 | 0 | 0 | 0 | 0 | 0 | 0 | 0 | 0 | 0 | 0 | 0 | 0 | 0 | 0 | 0 | 0 | 0 | 0 | 0 | 0 | 0 | 0 | 0 | 0 | 0 | 0 | 0 | 0 | 0 | 0 | 0 | 0 | 0 | 0 | 0 | 0 | 0 | 0 | 0 | 0 | 0 | 0 | 0 | 0 | 0 | 0 | 0 | 0 | 0 | 0 | 0 | 0 | 0 | 0 | 0 | 0
Insulation - Ceiling_Warehouse_Existing_Existing (R-19)_Upgrade to R-38 | Insulation - Ceiling_Warehouse_Existing | Insulation - Ceiling_Commercial_Existing_Existing (R-19)_Upgrade to R-38 | Commercial | Warehouse | Existing | Space Heating | Natural Gas | Insulation - Ceiling | NEQ | Existing (R-19) | 45 | 45 | 45 | 0.031263 | 0 | 0 | 0.15 | 0.5 | Retro5Med | 8.35569166605469E-06 | TBD | A | WCM701 | 0.4951456896952054 | 0.2970874138171232 | sqft roof | 0.0321 | 6748.769466401899 | 6748.7695 | 4122.003283897902 | 4122.0033 | Regional Technical Forum. ComWeatherizationSchool - UES Workbook, Version 4.1. Northwest Power and Conservation Council. July 18, 2023. | Regional Technical Forum. ComWeatherizationSchool - UES Workbook, Version 4.1. Northwest Power and Conservation Council. July 18, 2023. | AEG BEST | 0 | 0 | 4.0392 | Existing (R-19) | Existing (R-19) | Existing (R-19) | Existing (R-19) | Existing (R-19) | Existing (R-19) | Existing (R-19) | Existing (R-19) | Existing (R-19) | Existing (R-19) | Existing (R-19) | Existing (R-19) | Existing (R-19) | Existing (R-19) | Existing (R-19) | Existing (R-19) | Existing (R-19) | Existing (R-19) | Existing (R-19) | Existing (R-19) | Existing (R-19) | Existing (R-19) | Existing (R-19) | Existing (R-19) | Existing (R-19) | Existing (R-19) | Existing (R-19) | Existing (R-19) | 0 | 0 | 0 | 19994.4844 | 24183.9144 | 29094.9498 | 33130.1256 | 36971.9977 | 42164.4573 | 44994.5625 | 44611.2626 | 40750.0808 | 33940.0992 | 25465.8125 | 16365.1181 | 9243.6038 | 4338.1804 | 1792.6202 | 637.69 | 195.268 | 41.8172 | 3.7909 | 2.4925 | 0 | 0 | 0 | 0 | 0 | 0 | 0 | 0 | 19994.4844 | 43880.2138 | 72235.1522 | 103986.8035 | 138710.3163 | 177472.3699 | 217630.6131 | 255831.7621 | 288727.631 | 313699.2511 | 329628.1881 | 336435.3344 | 336518.7091 | 332354.8443 | 326403.7193 | 319945.181 | 313847.5689 | 308414.7945 | 303738.8143 | 299567.2788 | 296082.4672 | 292871.0985 | 289911.3703 | 287183.2671 | 284668.407 | 0 | 0 | 0 | 653668.0229162073 | 802600.0839529125 | 982147.6279260375 | 1140118.6446212921 | 1300449.6907639706 | 1520382.0062999183 | 1667882.6716954897 | 1703859.9632785004 | 1605683.5336199165 | 1380221.0032564716 | 1068073.285612469 | 706873.5596652009 | 410442.71206366504 | 197620.56506769048 | 83608.70060556139 | 30403.163856567782 | 9496.580544954282 | 2069.8233600786048 | 190.52959714351388 | 127.01973142900921 | 0 | 0 | 0 | 0 | 0 | 0 | 0 | 0 | 653668.0229162073 | 1456268.1068691197 | 2438415.7347951573 | 3578534.3794164495 | 4878984.07018042 | 6399366.076480338 | 8067248.748175828 | 9771108.711454328 | 11376792.245074244 | 12757013.248330716 | 13825086.533943186 | 14531960.093608387 | 14942402.805672051 | 15140023.370739741 | 15223632.071345303 | 15254035.235201871 | 15263531.815746825 | 15265601.639106903 | 15265792.168704046 | 15265919.188435474 | 15265919.188435474 | 15265919.188435474 | 15265919.188435474 | 15265919.188435474 | 15265919.188435474 | Upgrade to R-38 | Upgrade to R-38 | Upgrade to R-38 | Upgrade to R-38 | Upgrade to R-38 | Upgrade to R-38 | Upgrade to R-38 | Upgrade to R-38 | Upgrade to R-38 | Upgrade to R-38 | Upgrade to R-38 | Upgrade to R-38 | Upgrade to R-38 | Upgrade to R-38 | Upgrade to R-38 | Upgrade to R-38 | Upgrade to R-38 | Upgrade to R-38 | Upgrade to R-38 | Upgrade to R-38 | Upgrade to R-38 | Upgrade to R-38 | Upgrade to R-38 | Upgrade to R-38 | Upgrade to R-38 | Upgrade to R-38 | Upgrade to R-38 | Upgrade to R-38 | 4.0392 | 4.0392 | 4.0392 | 4.0392 | 4.0392 | 4.0392 | 4.0392 | 4.0392 | 4.0392 | 4.0392 | 4.0392 | 4.0392 | 4.0392 | 4.0392 | 4.0392 | 4.0392 | 4.0392 | 4.0392 | 4.0392 | 4.0392 | 4.0392 | 4.0392 | 4.0392 | 4.0392 | 4.0392 | 4.0392 | 4.0392 | 4.0392 | 0.0313 | 0.0313 | 0.0313 | 0.0313 | 0.0313 | 0.0313 | 0.0313 | 0.0313 | 0.0313 | 0.0313 | 0.0313 | 0.0313 | 0.0313 | 0.0313 | 0.0313 | 0.0313 | 0.0313 | 0.0313 | 0.0313 | 0.0313 | 0.0313 | 0.0313 | 0.0313 | 0.0313 | 0.0313 | 0.0313 | 0.0313 | 0.0313 | 0 | 0 | 0 | 0 | 0 | 0 | 0 | 0 | 0 | 0 | 0 | 0 | 0 | 0 | 0 | 0 | 0 | 0 | 0 | 0 | 0 | 0 | 0 | 0 | 0 | 0 | 0 | 0 | 0 | 0 | 0 | 0 | 0 | 0 | 0 | 0 | 0 | 0 | 0 | 0 | 0 | 0 | 0 | 0 | 0 | 0 | 0 | 0 | 0 | 0 | 0 | 0 | 0 | 0 | 0 | 0 | 0 | 0 | 0 | 0 | 0 | 0 | 0 | 0 | 0 | 0 | 0 | 0 | 0 | 0 | 0 | 0 | 0 | 0 | 0 | 0 | 0 | 0 | 0 | 0 | 0 | 0 | 0 | 0 | 0 | 0 | 0 | 0 | 0 | 0 | 0 | 0 | 0 | 0 | 0 | 0 | 0 | 0 | 0 | 0 | 0 | 0 | 0 | 0 | 0 | 0 | 0 | 0 | 0 | 0 | 0 | 0 | Upgrade to R-38 | Upgrade to R-38 | Upgrade to R-38 | Upgrade to R-38 | Upgrade to R-38 | Upgrade to R-38 | Upgrade to R-38 | Upgrade to R-38 | Upgrade to R-38 | Upgrade to R-38 | Upgrade to R-38 | Upgrade to R-38 | Upgrade to R-38 | Upgrade to R-38 | Upgrade to R-38 | Upgrade to R-38 | Upgrade to R-38 | Upgrade to R-38 | Upgrade to R-38 | Upgrade to R-38 | Upgrade to R-38 | Upgrade to R-38 | Upgrade to R-38 | Upgrade to R-38 | Upgrade to R-38 | Upgrade to R-38 | Upgrade to R-38 | Upgrade to R-38 | 4.0392 | 4.0392 | 4.0392 | 4.0392 | 4.0392 | 4.0392 | 4.0392 | 4.0392 | 4.0392 | 4.0392 | 4.0392 | 4.0392 | 4.0392 | 4.0392 | 4.0392 | 4.0392 | 4.0392 | 4.0392 | 4.0392 | 4.0392 | 4.0392 | 4.0392 | 4.0392 | 4.0392 | 4.0392 | 4.0392 | 4.0392 | 4.0392 | 0.0313 | 0.0313 | 0.0313 | 0.0313 | 0.0313 | 0.0313 | 0.0313 | 0.0313 | 0.0313 | 0.0313 | 0.0313 | 0.0313 | 0.0313 | 0.0313 | 0.0313 | 0.0313 | 0.0313 | 0.0313 | 0.0313 | 0.0313 | 0.0313 | 0.0313 | 0.0313 | 0.0313 | 0.0313 | 0.0313 | 0.0313 | 0.0313 | 0 | 0 | 0 | 0 | 0 | 0 | 0 | 0 | 0 | 0 | 0 | 0 | 0 | 0 | 0 | 0 | 0 | 0 | 0 | 0 | 0 | 0 | 0 | 0 | 0 | 0 | 0 | 0 | 0 | 0 | 0 | 0 | 0 | 0 | 0 | 0 | 0 | 0 | 0 | 0 | 0 | 0 | 0 | 0 | 0 | 0 | 0 | 0 | 0 | 0 | 0 | 0 | 0 | 0 | 0 | 0 | 0 | 0 | 0 | 0 | 0 | 0 | 0 | 0 | 0 | 0 | 0 | 0 | 0 | 0 | 0 | 0 | 0 | 0 | 0 | 0 | 0 | 0 | 0 | 0 | 0 | 0 | 0 | 0 | 0 | 0
HVAC - Shut Off Damper_Retail_Existing_boiler or furnace with electrically or thermally activated shut off damper installed on either the exhaust flue or combustion air intake | HVAC - Shut Off Damper_Retail_Existing | HVAC - Shut Off Damper_Commercial_Existing_boiler or furnace that incorporates no shut off damper on the combustion air intake or flue exhaust_boiler or furnace with electrically or thermally activated shut off damper installed on either the exhaust flue or combustion air intake | Commercial | Retail | Existing | Space Heating | Natural Gas | HVAC - Shut Off Damper | NEQ | boiler or furnace that incorporates no shut off damper on the combustion air intake or flue exhaust | 15 | 15 | 15 | 14.3959 | 0 | 0 | 0 | 0.25 | Retro12Med | 3.879925052500492E-06 | TBD | A | WCM223 | 0.7 | 0.42 | BoilerCtrl | 0.0321 | 18727.695706937448 | 18727.6957 | 14771.140275894319 | 14771.1403 | IL TRM v12 - 4.4.23 - Shut Off Damper for Space Heating Boilers or Furnaces - CI-HVC-SODP-V03-240101 | IL TRM v12 - 4.4.23 - Shut Off Damper for Space Heating Boilers or Furnaces - CI-HVC-SODP-V03-240101 | IL TRM v12 - 4.4.23 - Shut Off Damper for Space Heating Boilers or Furnaces - CI-HVC-SODP-V03-240101 | 0 | 0 | 2242.39 | boiler or furnace that incorporates no shut off damper on the combustion air intake or flue exhaust | boiler or furnace that incorporates no shut off damper on the combustion air intake or flue exhaust | boiler or furnace that incorporates no shut off damper on the combustion air intake or flue exhaust | boiler or furnace that incorporates no shut off damper on the combustion air intake or flue exhaust | boiler or furnace that incorporates no shut off damper on the combustion air intake or flue exhaust | boiler or furnace that incorporates no shut off damper on the combustion air intake or flue exhaust | boiler or furnace that incorporates no shut off damper on the combustion air intake or flue exhaust | boiler or furnace that incorporates no shut off damper on the combustion air intake or flue exhaust | boiler or furnace that incorporates no shut off damper on the combustion air intake or flue exhaust | boiler or furnace that incorporates no shut off damper on the combustion air intake or flue exhaust | boiler or furnace that incorporates no shut off damper on the combustion air intake or flue exhaust | boiler or furnace that incorporates no shut off damper on the combustion air intake or flue exhaust | boiler or furnace that incorporates no shut off damper on the combustion air intake or flue exhaust | boiler or furnace that incorporates no shut off damper on the combustion air intake or flue exhaust | boiler or furnace that incorporates no shut off damper on the combustion air intake or flue exhaust | boiler or furnace that incorporates no shut off damper on the combustion air intake or flue exhaust | boiler or furnace that incorporates no shut off damper on the combustion air intake or flue exhaust | boiler or furnace that incorporates no shut off damper on the combustion air intake or flue exhaust | boiler or furnace that incorporates no shut off damper on the combustion air intake or flue exhaust | boiler or furnace that incorporates no shut off damper on the combustion air intake or flue exhaust | boiler or furnace that incorporates no shut off damper on the combustion air intake or flue exhaust | boiler or furnace that incorporates no shut off damper on the combustion air intake or flue exhaust | boiler or furnace that incorporates no shut off damper on the combustion air intake or flue exhaust | boiler or furnace that incorporates no shut off damper on the combustion air intake or flue exhaust | boiler or furnace that incorporates no shut off damper on the combustion air intake or flue exhaust | boiler or furnace that incorporates no shut off damper on the combustion air intake or flue exhaust | boiler or furnace that incorporates no shut off damper on the combustion air intake or flue exhaust | boiler or furnace that incorporates no shut off damper on the combustion air intake or flue exhaust | 0 | 0 | 0 | 1880.7451 | 1835.8894 | 1786.1465 | 1731.6582 | 1672.3238 | 1446.815 | 1108.0013 | 845.8319 | 644.6748 | 491.2967 | 374.942 | 286.8579 | 220.0506 | 169.2371 | 130.4464 | 100.6918 | 0.66437 | 0.23017 | 0.050633 | 0.032919 | 0 | 0 | 0 | 0 | 0 | 0 | 0 | 0 | 1880.7451 | 3671.7787 | 5358.4395 | 6926.6328 | 8361.619 | 9484.6762 | 10187.4567 | 10567.0248 | 10712.1228 | 10695.7243 | 10578.2384 | 10403.259 | 10195.5624 | 9970.7763 | 9737.1715 | 9495.8653 | 9186.4915 | 8911.8119 | 8672.9193 | 8458.0149 | 8271.5208 | 8099.4828 | 7940.7282 | 7794.183 | 7658.8625 | 0 | 0 | 0 | 0.021809122124997853 | 0.02180912212499785 | 0.021809122124997842 | 0.02180912212499785 | 0.021809122124997842 | 0.019628209912498064 | 0.015702567929998454 | 0.012562054343998761 | 0.010049643475199013 | 0.008039714780159208 | 0.006431771824127369 | 0.005145417459301894 | 0.004116333967441517 | 0.0032930671739532136 | 0.0026344537391625694 | 0.002107562991330056 | 1.4375195657053246E-05 | 5.13399844894917E-06 | 1.1604764280692358E-06 | 7.736509520461571E-07 | 0 | 0 | 0 | 0 | 0 | 0 | 0 | 0 | 0.021809122124997853 | 0.043618244249995705 | 0.06542736637499355 | 0.0872364884999914 | 0.10904561062498924 | 0.1286738205374873 | 0.14437638846748577 | 0.15693844281148453 | 0.16698808628668355 | 0.17502780106684274 | 0.1814595728909701 | 0.186604990350272 | 0.19072132431771352 | 0.19401439149166672 | 0.1966488452308293 | 0.19875640822215934 | 0.1987707834178164 | 0.19877591741626535 | 0.19877707789269342 | 0.19877785154364547 | 0.19877785154364547 | 0.19877785154364547 | 0.19877785154364547 | 0.19877785154364547 | 0.19877785154364547 | boiler or furnace with electrically or thermally activated shut off damper installed on either the exhaust flue or combustion air intake | boiler or furnace with electrically or thermally activated shut off damper installed on either the exhaust flue or combustion air intake | boiler or furnace with electrically or thermally activated shut off damper installed on either the exhaust flue or combustion air intake | boiler or furnace with electrically or thermally activated shut off damper installed on either the exhaust flue or combustion air intake | boiler or furnace with electrically or thermally activated shut off damper installed on either the exhaust flue or combustion air intake | boiler or furnace with electrically or thermally activated shut off damper installed on either the exhaust flue or combustion air intake | boiler or furnace with electrically or thermally activated shut off damper installed on either the exhaust flue or combustion air intake | boiler or furnace with electrically or thermally activated shut off damper installed on either the exhaust flue or combustion air intake | boiler or furnace with electrically or thermally activated shut off damper installed on either the exhaust flue or combustion air intake | boiler or furnace with electrically or thermally activated shut off damper installed on either the exhaust flue or combustion air intake | boiler or furnace with electrically or thermally activated shut off damper installed on either the exhaust flue or combustion air intake | boiler or furnace with electrically or thermally activated shut off damper installed on either the exhaust flue or combustion air intake | boiler or furnace with electrically or thermally activated shut off damper installed on either the exhaust flue or combustion air intake | boiler or furnace with electrically or thermally activated shut off damper installed on either the exhaust flue or combustion air intake | boiler or furnace with electrically or thermally activated shut off damper installed on either the exhaust flue or combustion air intake | boiler or furnace with electrically or thermally activated shut off damper installed on either the exhaust flue or combustion air intake | boiler or furnace with electrically or thermally activated shut off damper installed on either the exhaust flue or combustion air intake | boiler or furnace with electrically or thermally activated shut off damper installed on either the exhaust flue or combustion air intake | boiler or furnace with electrically or thermally activated shut off damper installed on either the exhaust flue or combustion air intake | boiler or furnace with electrically or thermally activated shut off damper installed on either the exhaust flue or combustion air intake | boiler or furnace with electrically or thermally activated shut off damper installed on either the exhaust flue or combustion air intake | boiler or furnace with electrically or thermally activated shut off damper installed on either the exhaust flue or combustion air intake | boiler or furnace with electrically or thermally activated shut off damper installed on either the exhaust flue or combustion air intake | boiler or furnace with electrically or thermally activated shut off damper installed on either the exhaust flue or combustion air intake | boiler or furnace with electrically or thermally activated shut off damper installed on either the exhaust flue or combustion air intake | boiler or furnace with electrically or thermally activated shut off damper installed on either the exhaust flue or combustion air intake | boiler or furnace with electrically or thermally activated shut off damper installed on either the exhaust flue or combustion air intake | boiler or furnace with electrically or thermally activated shut off damper installed on either the exhaust flue or combustion air intake | 2242.39 | 2242.39 | 2242.39 | 2242.39 | 2242.39 | 2242.39 | 2242.39 | 2242.39 | 2242.39 | 2242.39 | 2242.39 | 2242.39 | 2242.39 | 2242.39 | 2242.39 | 2242.39 | 2242.39 | 2242.39 | 2242.39 | 2242.39 | 2242.39 | 2242.39 | 2242.39 | 2242.39 | 2242.39 | 2242.39 | 2242.39 | 2242.39 | 14.3959 | 14.3959 | 14.3959 | 14.3959 | 14.3959 | 14.3959 | 14.3959 | 14.3959 | 14.3959 | 14.3959 | 14.3959 | 14.3959 | 14.3959 | 14.3959 | 14.3959 | 14.3959 | 14.3959 | 14.3959 | 14.3959 | 14.3959 | 14.3959 | 14.3959 | 14.3959 | 14.3959 | 14.3959 | 14.3959 | 14.3959 | 14.3959 | 0 | 0 | 0 | 0 | 0 | 0 | 0 | 0 | 0 | 0 | 0 | 0 | 0 | 0 | 0 | 0 | 0 | 0 | 0 | 0 | 0 | 0 | 0 | 0 | 0 | 0 | 0 | 0 | 0 | 0 | 0 | 0 | 0 | 0 | 0 | 0 | 0 | 0 | 0 | 0 | 0 | 0 | 0 | 0 | 0 | 0 | 0 | 0 | 0 | 0 | 0 | 0 | 0 | 0 | 0 | 0 | 0 | 0 | 0 | 0 | 0 | 0 | 0 | 0 | 0 | 0 | 0 | 0 | 0 | 0 | 0 | 0 | 0 | 0 | 0 | 0 | 0 | 0 | 0 | 0 | 0 | 0 | 0 | 0 | 0 | 0 | 0 | 0 | 0 | 0 | 0 | 0 | 0 | 0 | 0 | 0 | 0 | 0 | 0 | 0 | 0 | 0 | 0 | 0 | 0 | 0 | 0 | 0 | 0 | 0 | 0 | 0 | boiler or furnace with electrically or thermally activated shut off damper installed on either the exhaust flue or combustion air intake | boiler or furnace with electrically or thermally activated shut off damper installed on either the exhaust flue or combustion air intake | boiler or furnace with electrically or thermally activated shut off damper installed on either the exhaust flue or combustion air intake | boiler or furnace with electrically or thermally activated shut off damper installed on either the exhaust flue or combustion air intake | boiler or furnace with electrically or thermally activated shut off damper installed on either the exhaust flue or combustion air intake | boiler or furnace with electrically or thermally activated shut off damper installed on either the exhaust flue or combustion air intake | boiler or furnace with electrically or thermally activated shut off damper installed on either the exhaust flue or combustion air intake | boiler or furnace with electrically or thermally activated shut off damper installed on either the exhaust flue or combustion air intake | boiler or furnace with electrically or thermally activated shut off damper installed on either the exhaust flue or combustion air intake | boiler or furnace with electrically or thermally activated shut off damper installed on either the exhaust flue or combustion air intake | boiler or furnace with electrically or thermally activated shut off damper installed on either the exhaust flue or combustion air intake | boiler or furnace with electrically or thermally activated shut off damper installed on either the exhaust flue or combustion air intake | boiler or furnace with electrically or thermally activated shut off damper installed on either the exhaust flue or combustion air intake | boiler or furnace with electrically or thermally activated shut off damper installed on either the exhaust flue or combustion air intake | boiler or furnace with electrically or thermally activated shut off damper installed on either the exhaust flue or combustion air intake | boiler or furnace with electrically or thermally activated shut off damper installed on either the exhaust flue or combustion air intake | boiler or furnace with electrically or thermally activated shut off damper installed on either the exhaust flue or combustion air intake | boiler or furnace with electrically or thermally activated shut off damper installed on either the exhaust flue or combustion air intake | boiler or furnace with electrically or thermally activated shut off damper installed on either the exhaust flue or combustion air intake | boiler or furnace with electrically or thermally activated shut off damper installed on either the exhaust flue or combustion air intake | boiler or furnace with electrically or thermally activated shut off damper installed on either the exhaust flue or combustion air intake | boiler or furnace with electrically or thermally activated shut off damper installed on either the exhaust flue or combustion air intake | boiler or furnace with electrically or thermally activated shut off damper installed on either the exhaust flue or combustion air intake | boiler or furnace with electrically or thermally activated shut off damper installed on either the exhaust flue or combustion air intake | boiler or furnace with electrically or thermally activated shut off damper installed on either the exhaust flue or combustion air intake | boiler or furnace with electrically or thermally activated shut off damper installed on either the exhaust flue or combustion air intake | boiler or furnace with electrically or thermally activated shut off damper installed on either the exhaust flue or combustion air intake | boiler or furnace with electrically or thermally activated shut off damper installed on either the exhaust flue or combustion air intake | 2242.39 | 2242.39 | 2242.39 | 2242.39 | 2242.39 | 2242.39 | 2242.39 | 2242.39 | 2242.39 | 2242.39 | 2242.39 | 2242.39 | 2242.39 | 2242.39 | 2242.39 | 2242.39 | 2242.39 | 2242.39 | 2242.39 | 2242.39 | 2242.39 | 2242.39 | 2242.39 | 2242.39 | 2242.39 | 2242.39 | 2242.39 | 2242.39 | 14.3959 | 14.3959 | 14.3959 | 14.3959 | 14.3959 | 14.3959 | 14.3959 | 14.3959 | 14.3959 | 14.3959 | 14.3959 | 14.3959 | 14.3959 | 14.3959 | 14.3959 | 14.3959 | 14.3959 | 14.3959 | 14.3959 | 14.3959 | 14.3959 | 14.3959 | 14.3959 | 14.3959 | 14.3959 | 14.3959 | 14.3959 | 14.3959 | 0 | 0 | 0 | 0 | 0 | 0 | 0 | 0 | 0 | 0 | 0 | 0 | 0 | 0 | 0 | 0 | 0 | 0 | 0 | 0 | 0 | 0 | 0 | 0 | 0 | 0 | 0 | 0 | 0 | 0 | 0 | 0 | 0 | 0 | 0 | 0 | 0 | 0 | 0 | 0 | 0 | 0 | 0 | 0 | 0 | 0 | 0 | 0 | 0 | 0 | 0 | 0 | 0 | 0 | 0 | 0 | 0 | 0 | 0 | 0 | 0 | 0 | 0 | 0 | 0 | 0 | 0 | 0 | 0 | 0 | 0 | 0 | 0 | 0 | 0 | 0 | 0 | 0 | 0 | 0 | 0 | 0 | 0 | 0 | 0 | 0
Commercial Laundry - Dryer Efficiency Retrofit_Lodging_Existing_Commercial gas dryer retrofitted with a two-stage modulating gas valve kit | Commercial Laundry - Dryer Efficiency Retrofit_Lodging_Existing | Commercial Laundry - Dryer Efficiency Retrofit_Commercial_Existing_Commercial gas dryer with no modulating capabilities_Commercial gas dryer retrofitted with a two-stage modulating gas valve kit | Commercial | Lodging | Existing | Miscellaneous | Natural Gas | Commercial Laundry - Dryer Efficiency Retrofit | NEQ | Commercial gas dryer with no modulating capabilities | 10 | 10 | 10 | 6.2966 | 0 | 0 | 0.042 | 0.07 | Retro5Med | 8.35569166605469E-06 | TBD | A | WCM640 | 0.7 | 0.42 | Washer | 0.0321 | 20265.24766768619 | 20265.2477 | 15983.857315358126 | 15983.8573 | IL TRM v13 - 4.9.3 - Modulating Commercial Gas Clothes Dryer - CI-MSC-MODD-V02-230101 ¦ IL TRM v13 - 4.9.9 - Commercial Clothes Dryer Moisture Sensor - CI-MSC-CDMS-V02-230101 | IL TRM v13 - 4.9.3 - Modulating Commercial Gas Clothes Dryer - CI-MSC-MODD-V02-230101 ¦ IL TRM v13 - 4.9.9 - Commercial Clothes Dryer Moisture Sensor - CI-MSC-CDMS-V02-230101 | IL TRM v13 - 4.9.3 - Modulating Commercial Gas Clothes Dryer - CI-MSC-MODD-V02-230101 ¦ IL TRM v13 - 4.9.9 - Commercial Clothes Dryer Moisture Sensor - CI-MSC-CDMS-V02-230101 | 0 | 0 | 799.6811 | Commercial gas dryer with no modulating capabilities | Commercial gas dryer with no modulating capabilities | Commercial gas dryer with no modulating capabilities | Commercial gas dryer with no modulating capabilities | Commercial gas dryer with no modulating capabilities | Commercial gas dryer with no modulating capabilities | Commercial gas dryer with no modulating capabilities | Commercial gas dryer with no modulating capabilities | Commercial gas dryer with no modulating capabilities | Commercial gas dryer with no modulating capabilities | Commercial gas dryer with no modulating capabilities | Commercial gas dryer with no modulating capabilities | Commercial gas dryer with no modulating capabilities | Commercial gas dryer with no modulating capabilities | Commercial gas dryer with no modulating capabilities | Commercial gas dryer with no modulating capabilities | Commercial gas dryer with no modulating capabilities | Commercial gas dryer with no modulating capabilities | Commercial gas dryer with no modulating capabilities | Commercial gas dryer with no modulating capabilities | Commercial gas dryer with no modulating capabilities | Commercial gas dryer with no modulating capabilities | Commercial gas dryer with no modulating capabilities | Commercial gas dryer with no modulating capabilities | Commercial gas dryer with no modulating capabilities | Commercial gas dryer with no modulating capabilities | Commercial gas dryer with no modulating capabilities | Commercial gas dryer with no modulating capabilities | 0 | 0 | 0 | 0.08007 | 0.097527 | 0.11848 | 0.13647 | 0.15438 | 0.17891 | 0.19448 | 0.19697 | 0.18409 | 0.15713 | 0.12088 | 0.079598 | 0.046016 | 0.022072 | 0.0092943 | 0.003365 | 0.0010494 | 0.00022841 | 2.0992e-05 | 1.3976e-05 | 1.4846e-22 | 1.4832e-22 | 1.4819e-22 | 1.4808e-22 | 1.4799e-22 | 0 | 0 | 0 | 0.08007 | 0.17696 | 0.29416 | 0.42834 | 0.57918 | 0.75306 | 0.94067 | 1.1296 | 1.3043 | 1.4523 | 1.5647 | 1.6364 | 1.6753 | 1.691 | 1.6923 | 1.6883 | 1.6866 | 1.6846 | 1.682 | 1.6797 | 1.6778 | 1.6761 | 1.6747 | 1.6735 | 1.6724 | 0 | 0 | 0 | 7.530243394896693E-09 | 9.245937951755507E-09 | 1.1314322299274468E-08 | 1.3134145456215165E-08 | 1.4981156108237755E-08 | 1.7514772268625033E-08 | 1.9213977174477152E-08 | 1.9628434900435034E-08 | 1.849744426749434E-08 | 1.590012013575589E-08 | 1.2304184268288592E-08 | 8.143170182853403E-09 | 4.728292364237459E-09 | 2.2765852124106283E-09 | 9.631706667891117E-10 | 3.5024387883240446E-10 | 1.0940043021182549E-10 | 2.384432638497413E-11 | 2.194897394584942E-12 | 1.4632649297232946E-12 | 1.5561774043752495E-29 | 1.5561774043752495E-29 | 1.5561774043752495E-29 | 1.5561774043752495E-29 | 1.5561774043752495E-29 | 0 | 0 | 0 | 7.530243394896693E-09 | 1.67761813466522E-08 | 2.8090503645926666E-08 | 4.1224649102141835E-08 | 5.620580521037959E-08 | 7.372057747900463E-08 | 9.293455465348178E-08 | 1.1256298955391681E-07 | 1.3106043382141115E-07 | 1.4696055395716704E-07 | 1.5926473822545563E-07 | 1.6740790840830903E-07 | 1.7213620077254647E-07 | 1.7441278598495712E-07 | 1.7537595665174624E-07 | 1.757262005305786E-07 | 1.7583560096079044E-07 | 1.7585944528717542E-07 | 1.7586164018457E-07 | 1.758631034494997E-07 | 1.758631034494997E-07 | 1.758631034494997E-07 | 1.758631034494997E-07 | 1.758631034494997E-07 | 1.758631034494997E-07 | Commercial gas dryer retrofitted with a two-stage modulating gas valve kit | Commercial gas dryer retrofitted with a two-stage modulating gas valve kit | Commercial gas dryer retrofitted with a two-stage modulating gas valve kit | Commercial gas dryer retrofitted with a two-stage modulating gas valve kit | Commercial gas dryer retrofitted with a two-stage modulating gas valve kit | Commercial gas dryer retrofitted with a two-stage modulating gas valve kit | Commercial gas dryer retrofitted with a two-stage modulating gas valve kit | Commercial gas dryer retrofitted with a two-stage modulating gas valve kit | Commercial gas dryer retrofitted with a two-stage modulating gas valve kit | Commercial gas dryer retrofitted with a two-stage modulating gas valve kit | Commercial gas dryer retrofitted with a two-stage modulating gas valve kit | Commercial gas dryer retrofitted with a two-stage modulating gas valve kit | Commercial gas dryer retrofitted with a two-stage modulating gas valve kit | Commercial gas dryer retrofitted with a two-stage modulating gas valve kit | Commercial gas dryer retrofitted with a two-stage modulating gas valve kit | Commercial gas dryer retrofitted with a two-stage modulating gas valve kit | Commercial gas dryer retrofitted with a two-stage modulating gas valve kit | Commercial gas dryer retrofitted with a two-stage modulating gas valve kit | Commercial gas dryer retrofitted with a two-stage modulating gas valve kit | Commercial gas dryer retrofitted with a two-stage modulating gas valve kit | Commercial gas dryer retrofitted with a two-stage modulating gas valve kit | Commercial gas dryer retrofitted with a two-stage modulating gas valve kit | Commercial gas dryer retrofitted with a two-stage modulating gas valve kit | Commercial gas dryer retrofitted with a two-stage modulating gas valve kit | Commercial gas dryer retrofitted with a two-stage modulating gas valve kit | Commercial gas dryer retrofitted with a two-stage modulating gas valve kit | Commercial gas dryer retrofitted with a two-stage modulating gas valve kit | Commercial gas dryer retrofitted with a two-stage modulating gas valve kit | 799.6811 | 799.6811 | 799.6811 | 799.6811 | 799.6811 | 799.6811 | 799.6811 | 799.6811 | 799.6811 | 799.6811 | 799.6811 | 799.6811 | 799.6811 | 799.6811 | 799.6811 | 799.6811 | 799.6811 | 799.6811 | 799.6811 | 799.6811 | 799.6811 | 799.6811 | 799.6811 | 799.6811 | 799.6811 | 799.6811 | 799.6811 | 799.6811 | 6.2966 | 6.2966 | 6.2966 | 6.2966 | 6.2966 | 6.2966 | 6.2966 | 6.2966 | 6.2966 | 6.2966 | 6.2966 | 6.2966 | 6.2966 | 6.2966 | 6.2966 | 6.2966 | 6.2966 | 6.2966 | 6.2966 | 6.2966 | 6.2966 | 6.2966 | 6.2966 | 6.2966 | 6.2966 | 6.2966 | 6.2966 | 6.2966 | 0 | 0 | 0 | 0 | 0 | 0 | 0 | 0 | 0 | 0 | 0 | 0 | 0 | 0 | 0 | 0 | 0 | 0 | 0 | 0 | 0 | 0 | 0 | 0 | 0 | 0 | 0 | 0 | 0 | 0 | 0 | 0 | 0 | 0 | 0 | 0 | 0 | 0 | 0 | 0 | 0 | 0 | 0 | 0 | 0 | 0 | 0 | 0 | 0 | 0 | 0 | 0 | 0 | 0 | 0 | 0 | 0 | 0 | 0 | 0 | 0 | 0 | 0 | 0 | 0 | 0 | 0 | 0 | 0 | 0 | 0 | 0 | 0 | 0 | 0 | 0 | 0 | 0 | 0 | 0 | 0 | 0 | 0 | 0 | 0 | 0 | 0 | 0 | 0 | 0 | 0 | 0 | 0 | 0 | 0 | 0 | 0 | 0 | 0 | 0 | 0 | 0 | 0 | 0 | 0 | 0 | 0 | 0 | 0 | 0 | 0 | 0 | Commercial gas dryer retrofitted with a two-stage modulating gas valve kit | Commercial gas dryer retrofitted with a two-stage modulating gas valve kit | Commercial gas dryer retrofitted with a two-stage modulating gas valve kit | Commercial gas dryer retrofitted with a two-stage modulating gas valve kit | Commercial gas dryer retrofitted with a two-stage modulating gas valve kit | Commercial gas dryer retrofitted with a two-stage modulating gas valve kit | Commercial gas dryer retrofitted with a two-stage modulating gas valve kit | Commercial gas dryer retrofitted with a two-stage modulating gas valve kit | Commercial gas dryer retrofitted with a two-stage modulating gas valve kit | Commercial gas dryer retrofitted with a two-stage modulating gas valve kit | Commercial gas dryer retrofitted with a two-stage modulating gas valve kit | Commercial gas dryer retrofitted with a two-stage modulating gas valve kit | Commercial gas dryer retrofitted with a two-stage modulating gas valve kit | Commercial gas dryer retrofitted with a two-stage modulating gas valve kit | Commercial gas dryer retrofitted with a two-stage modulating gas valve kit | Commercial gas dryer retrofitted with a two-stage modulating gas valve kit | Commercial gas dryer retrofitted with a two-stage modulating gas valve kit | Commercial gas dryer retrofitted with a two-stage modulating gas valve kit | Commercial gas dryer retrofitted with a two-stage modulating gas valve kit | Commercial gas dryer retrofitted with a two-stage modulating gas valve kit | Commercial gas dryer retrofitted with a two-stage modulating gas valve kit | Commercial gas dryer retrofitted with a two-stage modulating gas valve kit | Commercial gas dryer retrofitted with a two-stage modulating gas valve kit | Commercial gas dryer retrofitted with a two-stage modulating gas valve kit | Commercial gas dryer retrofitted with a two-stage modulating gas valve kit | Commercial gas dryer retrofitted with a two-stage modulating gas valve kit | Commercial gas dryer retrofitted with a two-stage modulating gas valve kit | Commercial gas dryer retrofitted with a two-stage modulating gas valve kit | 799.6811 | 799.6811 | 799.6811 | 799.6811 | 799.6811 | 799.6811 | 799.6811 | 799.6811 | 799.6811 | 799.6811 | 799.6811 | 799.6811 | 799.6811 | 799.6811 | 799.6811 | 799.6811 | 799.6811 | 799.6811 | 799.6811 | 799.6811 | 799.6811 | 799.6811 | 799.6811 | 799.6811 | 799.6811 | 799.6811 | 799.6811 | 799.6811 | 6.2966 | 6.2966 | 6.2966 | 6.2966 | 6.2966 | 6.2966 | 6.2966 | 6.2966 | 6.2966 | 6.2966 | 6.2966 | 6.2966 | 6.2966 | 6.2966 | 6.2966 | 6.2966 | 6.2966 | 6.2966 | 6.2966 | 6.2966 | 6.2966 | 6.2966 | 6.2966 | 6.2966 | 6.2966 | 6.2966 | 6.2966 | 6.2966 | 0 | 0 | 0 | 0 | 0 | 0 | 0 | 0 | 0 | 0 | 0 | 0 | 0 | 0 | 0 | 0 | 0 | 0 | 0 | 0 | 0 | 0 | 0 | 0 | 0 | 0 | 0 | 0 | 0 | 0 | 0 | 0 | 0 | 0 | 0 | 0 | 0 | 0 | 0 | 0 | 0 | 0 | 0 | 0 | 0 | 0 | 0 | 0 | 0 | 0 | 0 | 0 | 0 | 0 | 0 | 0 | 0 | 0 | 0 | 0 | 0 | 0 | 0 | 0 | 0 | 0 | 0 | 0 | 0 | 0 | 0 | 0 | 0 | 0 | 0 | 0 | 0 | 0 | 0 | 0 | 0 | 0 | 0 | 0 | 0 | 0
Gas Furnace - Maintenance_Lodging_Existing_Furnace with a tune-up performed adhering to program requirements | Gas Furnace - Maintenance_Lodging_Existing | Gas Furnace - Maintenance_Commercial_Existing_Furnace or a gas-fired rooftop unit assumed not to have had a tune-up in the past 3 years_Furnace with a tune-up performed adhering to program requirements | Commercial | Lodging | Existing | Space Heating | Natural Gas | Gas Furnace - Maintenance | NEQ | Furnace or a gas-fired rooftop unit assumed not to have had a tune-up in the past 3 years | 3 | 3 | 3 | 0.03015 | 0 | 0 | 0.2 | 0.3 | Retro5Med | 8.35569166605469E-06 | TBD | A | WCM617 | 0.7 | 0.42 | kBtuh heat | 0.0321 | 20935.527227732895 | 20935.5272 | 16512.528517648483 | 16512.5285 | IL TRM v12 - 4.4.31 - Small Business Furnace and Rooftop Unit Tune-Up - CI-HVC-FTUN-V05-230101 | IL TRM v12 - 4.4.2 - Space Heating Boiler Tune-up - CI-HVC-BLRT-V07-210101 ¦ MN TRM v4.1 - Commercial HVAC - Force-Air Heating Maintenance | IL TRM v12 - 4.4.31 - Small Business Furnace and Rooftop Unit Tune-Up - CI-HVC-FTUN-V05-230101 ¦ Typical Savings % from Example lines up with MN TRM's 1.6% from a WI FOE 2010 evaluation. | 0 | 0 | 1.2191 | Furnace or a gas-fired rooftop unit assumed not to have had a tune-up in the past 3 years | Furnace or a gas-fired rooftop unit assumed not to have had a tune-up in the past 3 years | Furnace or a gas-fired rooftop unit assumed not to have had a tune-up in the past 3 years | Furnace or a gas-fired rooftop unit assumed not to have had a tune-up in the past 3 years | Furnace or a gas-fired rooftop unit assumed not to have had a tune-up in the past 3 years | Furnace or a gas-fired rooftop unit assumed not to have had a tune-up in the past 3 years | Furnace or a gas-fired rooftop unit assumed not to have had a tune-up in the past 3 years | Furnace or a gas-fired rooftop unit assumed not to have had a tune-up in the past 3 years | Furnace or a gas-fired rooftop unit assumed not to have had a tune-up in the past 3 years | Furnace or a gas-fired rooftop unit assumed not to have had a tune-up in the past 3 years | Furnace or a gas-fired rooftop unit assumed not to have had a tune-up in the past 3 years | Furnace or a gas-fired rooftop unit assumed not to have had a tune-up in the past 3 years | Furnace or a gas-fired rooftop unit assumed not to have had a tune-up in the past 3 years | Furnace or a gas-fired rooftop unit assumed not to have had a tune-up in the past 3 years | Furnace or a gas-fired rooftop unit assumed not to have had a tune-up in the past 3 years | Furnace or a gas-fired rooftop unit assumed not to have had a tune-up in the past 3 years | Furnace or a gas-fired rooftop unit assumed not to have had a tune-up in the past 3 years | Furnace or a gas-fired rooftop unit assumed not to have had a tune-up in the past 3 years | Furnace or a gas-fired rooftop unit assumed not to have had a tune-up in the past 3 years | Furnace or a gas-fired rooftop unit assumed not to have had a tune-up in the past 3 years | Furnace or a gas-fired rooftop unit assumed not to have had a tune-up in the past 3 years | Furnace or a gas-fired rooftop unit assumed not to have had a tune-up in the past 3 years | Furnace or a gas-fired rooftop unit assumed not to have had a tune-up in the past 3 years | Furnace or a gas-fired rooftop unit assumed not to have had a tune-up in the past 3 years | Furnace or a gas-fired rooftop unit assumed not to have had a tune-up in the past 3 years | Furnace or a gas-fired rooftop unit assumed not to have had a tune-up in the past 3 years | Furnace or a gas-fired rooftop unit assumed not to have had a tune-up in the past 3 years | Furnace or a gas-fired rooftop unit assumed not to have had a tune-up in the past 3 years | 0 | 0 | 0 | 63.4732 | 76.3438 | 91.2537 | 103.1797 | 114.277 | 129.2488 | 136.7129 | 134.3287 | 121.5938 | 100.3835 | 74.6807 | 47.6062 | 26.6802 | 12.425 | 5.0954 | 1.7989 | 0.5468 | 0.11623 | 0.010463 | 0.006834 | 0 | 0 | 0 | 0 | 0 | 0 | 0 | 0 | 63.4732 | 138.5211 | 226.5591 | 323.854 | 428.7406 | 544.0149 | 661.2555 | 770.3336 | 861.5317 | 927.8178 | 966.6632 | 978.6916 | 971.3093 | 951.9006 | 927.7804 | 902.5665 | 878.8537 | 857.2074 | 838.3592 | 821.3517 | 806.6381 | 793.0417 | 780.4776 | 768.8655 | 758.1313 | 0 | 0 | 0 | 127.53023185259438 | 156.58678595716995 | 191.6164020753073 | 222.43645090568785 | 253.71694003918483 | 296.6256004124532 | 325.40289010208585 | 332.42203770630925 | 313.26787626980274 | 269.28027436288096 | 208.38044538577836 | 137.91059956152648 | 80.07712232604767 | 38.555651490319235 | 16.31200639975044 | 5.931638690818346 | 1.8527770615147654 | 0.40382127280314845 | 0.037172207981188816 | 0.024781471987459208 | 0 | 0 | 0 | 0 | 0 | 0 | 0 | 0 | 127.53023185259438 | 284.1170178097644 | 475.73341988507167 | 698.1698707907595 | 951.8868108299444 | 1248.5124112423975 | 1573.9153013444832 | 1906.3373390507925 | 2219.605215320595 | 2488.8854896834764 | 2697.2659350692543 | 2835.1765346307807 | 2915.2536569568288 | 2953.809308447148 | 2970.1213148468983 | 2976.0529535377163 | 2977.905730599231 | 2978.3095518720343 | 2978.3467240800155 | 2978.371505552003 | 2978.371505552003 | 2978.371505552003 | 2978.371505552003 | 2978.371505552003 | 2978.371505552003 | Furnace with a tune-up performed adhering to program requirements | Furnace with a tune-up performed adhering to program requirements | Furnace with a tune-up performed adhering to program requirements | Furnace with a tune-up performed adhering to program requirements | Furnace with a tune-up performed adhering to program requirements | Furnace with a tune-up performed adhering to program requirements | Furnace with a tune-up performed adhering to program requirements | Furnace with a tune-up performed adhering to program requirements | Furnace with a tune-up performed adhering to program requirements | Furnace with a tune-up performed adhering to program requirements | Furnace with a tune-up performed adhering to program requirements | Furnace with a tune-up performed adhering to program requirements | Furnace with a tune-up performed adhering to program requirements | Furnace with a tune-up performed adhering to program requirements | Furnace with a tune-up performed adhering to program requirements | Furnace with a tune-up performed adhering to program requirements | Furnace with a tune-up performed adhering to program requirements | Furnace with a tune-up performed adhering to program requirements | Furnace with a tune-up performed adhering to program requirements | Furnace with a tune-up performed adhering to program requirements | Furnace with a tune-up performed adhering to program requirements | Furnace with a tune-up performed adhering to program requirements | Furnace with a tune-up performed adhering to program requirements | Furnace with a tune-up performed adhering to program requirements | Furnace with a tune-up performed adhering to program requirements | Furnace with a tune-up performed adhering to program requirements | Furnace with a tune-up performed adhering to program requirements | Furnace with a tune-up performed adhering to program requirements | 1.2191 | 1.2191 | 1.2191 | 1.2191 | 1.2191 | 1.2191 | 1.2191 | 1.2191 | 1.2191 | 1.2191 | 1.2191 | 1.2191 | 1.2191 | 1.2191 | 1.2191 | 1.2191 | 1.2191 | 1.2191 | 1.2191 | 1.2191 | 1.2191 | 1.2191 | 1.2191 | 1.2191 | 1.2191 | 1.2191 | 1.2191 | 1.2191 | 0.0302 | 0.0302 | 0.0302 | 0.0302 | 0.0302 | 0.0302 | 0.0302 | 0.0302 | 0.0302 | 0.0302 | 0.0302 | 0.0302 | 0.0302 | 0.0302 | 0.0302 | 0.0302 | 0.0302 | 0.0302 | 0.0302 | 0.0302 | 0.0302 | 0.0302 | 0.0302 | 0.0302 | 0.0302 | 0.0302 | 0.0302 | 0.0302 | 0 | 0 | 0 | 0 | 0 | 0 | 0 | 0 | 0 | 0 | 0 | 0 | 0 | 0 | 0 | 0 | 0 | 0 | 0 | 0 | 0 | 0 | 0 | 0 | 0 | 0 | 0 | 0 | 0 | 0 | 0 | 0 | 0 | 0 | 0 | 0 | 0 | 0 | 0 | 0 | 0 | 0 | 0 | 0 | 0 | 0 | 0 | 0 | 0 | 0 | 0 | 0 | 0 | 0 | 0 | 0 | 0 | 0 | 0 | 0 | 0 | 0 | 0 | 0 | 0 | 0 | 0 | 0 | 0 | 0 | 0 | 0 | 0 | 0 | 0 | 0 | 0 | 0 | 0 | 0 | 0 | 0 | 0 | 0 | 0 | 0 | 0 | 0 | 0 | 0 | 0 | 0 | 0 | 0 | 0 | 0 | 0 | 0 | 0 | 0 | 0 | 0 | 0 | 0 | 0 | 0 | 0 | 0 | 0 | 0 | 0 | 0 | Furnace with a tune-up performed adhering to program requirements | Furnace with a tune-up performed adhering to program requirements | Furnace with a tune-up performed adhering to program requirements | Furnace with a tune-up performed adhering to program requirements | Furnace with a tune-up performed adhering to program requirements | Furnace with a tune-up performed adhering to program requirements | Furnace with a tune-up performed adhering to program requirements | Furnace with a tune-up performed adhering to program requirements | Furnace with a tune-up performed adhering to program requirements | Furnace with a tune-up performed adhering to program requirements | Furnace with a tune-up performed adhering to program requirements | Furnace with a tune-up performed adhering to program requirements | Furnace with a tune-up performed adhering to program requirements | Furnace with a tune-up performed adhering to program requirements | Furnace with a tune-up performed adhering to program requirements | Furnace with a tune-up performed adhering to program requirements | Furnace with a tune-up performed adhering to program requirements | Furnace with a tune-up performed adhering to program requirements | Furnace with a tune-up performed adhering to program requirements | Furnace with a tune-up performed adhering to program requirements | Furnace with a tune-up performed adhering to program requirements | Furnace with a tune-up performed adhering to program requirements | Furnace with a tune-up performed adhering to program requirements | Furnace with a tune-up performed adhering to program requirements | Furnace with a tune-up performed adhering to program requirements | Furnace with a tune-up performed adhering to program requirements | Furnace with a tune-up performed adhering to program requirements | Furnace with a tune-up performed adhering to program requirements | 1.2191 | 1.2191 | 1.2191 | 1.2191 | 1.2191 | 1.2191 | 1.2191 | 1.2191 | 1.2191 | 1.2191 | 1.2191 | 1.2191 | 1.2191 | 1.2191 | 1.2191 | 1.2191 | 1.2191 | 1.2191 | 1.2191 | 1.2191 | 1.2191 | 1.2191 | 1.2191 | 1.2191 | 1.2191 | 1.2191 | 1.2191 | 1.2191 | 0.0302 | 0.0302 | 0.0302 | 0.0302 | 0.0302 | 0.0302 | 0.0302 | 0.0302 | 0.0302 | 0.0302 | 0.0302 | 0.0302 | 0.0302 | 0.0302 | 0.0302 | 0.0302 | 0.0302 | 0.0302 | 0.0302 | 0.0302 | 0.0302 | 0.0302 | 0.0302 | 0.0302 | 0.0302 | 0.0302 | 0.0302 | 0.0302 | 0 | 0 | 0 | 0 | 0 | 0 | 0 | 0 | 0 | 0 | 0 | 0 | 0 | 0 | 0 | 0 | 0 | 0 | 0 | 0 | 0 | 0 | 0 | 0 | 0 | 0 | 0 | 0 | 0 | 0 | 0 | 0 | 0 | 0 | 0 | 0 | 0 | 0 | 0 | 0 | 0 | 0 | 0 | 0 | 0 | 0 | 0 | 0 | 0 | 0 | 0 | 0 | 0 | 0 | 0 | 0 | 0 | 0 | 0 | 0 | 0 | 0 | 0 | 0 | 0 | 0 | 0 | 0 | 0 | 0 | 0 | 0 | 0 | 0 | 0 | 0 | 0 | 0 | 0 | 0 | 0 | 0 | 0 | 0 | 0 | 0
Connected Thermostat - ENERGY STAR (1.0)_Retail_Existing_Thermostat with capability to establish a schedule | Connected Thermostat - ENERGY STAR (1.0)_Retail_Existing | Connected Thermostat - ENERGY STAR (1.0)_Commercial_Existing_Manual or programmable thermostat_Thermostat with capability to establish a schedule | Commercial | Retail | Existing | Space Heating | Natural Gas | Connected Thermostat - ENERGY STAR (1.0) | NEQ | Manual or programmable thermostat | 5 | 5 | 5 | 1.5225 | 0 | 0 | 0.031893 | 0.80418 | Retro5Med | 8.35569166605469E-06 | TBD | A | WCM230 | 0.7 | 0.42 | tonCool | 0.0321 | 21045.079292774353 | 21045.0793 | 16598.935780216387 | 16598.9358 | RTF Wkbk - ComConnectedThermostats_v2_1 | RTF Wkbk - ComConnectedThermostats_v2_1 | AEG BEST | 0 | 0 | 102.1619 | Manual or programmable thermostat | Manual or programmable thermostat | Manual or programmable thermostat | Manual or programmable thermostat | Manual or programmable thermostat | Manual or programmable thermostat | Manual or programmable thermostat | Manual or programmable thermostat | Manual or programmable thermostat | Manual or programmable thermostat | Manual or programmable thermostat | Manual or programmable thermostat | Manual or programmable thermostat | Manual or programmable thermostat | Manual or programmable thermostat | Manual or programmable thermostat | Manual or programmable thermostat | Manual or programmable thermostat | Manual or programmable thermostat | Manual or programmable thermostat | Manual or programmable thermostat | Manual or programmable thermostat | Manual or programmable thermostat | Manual or programmable thermostat | Manual or programmable thermostat | Manual or programmable thermostat | Manual or programmable thermostat | Manual or programmable thermostat | 0 | 0 | 0 | 8440.9342 | 10121.6898 | 12056.3166 | 13575.4254 | 14961.6702 | 16823.8959 | 17677.952 | 17243.3535 | 15491.3519 | 12693.1349 | 9376.2363 | 5938.1975 | 3308.2382 | 1532.199 | 624.92 | 219.3779 | 66.3205 | 14.029 | 1.2573 | 0.81777 | 0 | 0 | 0 | 0 | 0 | 0 | 0 | 0 | 8440.9342 | 18365.1788 | 29932.6816 | 42609.7116 | 56132.6988 | 70812.6434 | 85505.077 | 98885.2873 | 109761.2876 | 117319.2483 | 121365.5284 | 122077.9134 | 120438.3137 | 117384.1862 | 113786.6355 | 110067.4506 | 106594.6591 | 103468.0122 | 100739.5721 | 98284.0677 | 96153.4975 | 94186.7923 | 92370.8311 | 90693.569 | 89143.9453 | 0 | 0 | 0 | 22.813109082518363 | 28.010859676400738 | 34.27709507810132 | 39.790306539276216 | 45.38588337145679 | 53.06155317508061 | 58.2093478528762 | 59.46496056239069 | 56.0385888865338 | 48.169913781003615 | 37.27591303012921 | 24.669990054351253 | 14.324510354139441 | 6.896986466807879 | 2.917955812880256 | 1.061074841047366 | 0.3314320423943017 | 0.07223713634385763 | 0.00664951065479984 | 0.004433007103199893 | 0 | 0 | 0 | 0 | 0 | 0 | 0 | 0 | 22.813109082518363 | 50.8239687589191 | 85.10106383702043 | 124.89137037629663 | 170.27725374775343 | 223.338806922834 | 281.5481547757102 | 341.0131153381009 | 397.0517042246347 | 445.22161800563833 | 482.4975310357675 | 507.1675210901188 | 521.4920314442583 | 528.389017911066 | 531.3069737239464 | 532.3680485649938 | 532.6994806073881 | 532.771717743732 | 532.7783672543868 | 532.7828002614899 | 532.7828002614899 | 532.7828002614899 | 532.7828002614899 | 532.7828002614899 | 532.7828002614899 | Thermostat with capability to establish a schedule | Thermostat with capability to establish a schedule | Thermostat with capability to establish a schedule | Thermostat with capability to establish a schedule | Thermostat with capability to establish a schedule | Thermostat with capability to establish a schedule | Thermostat with capability to establish a schedule | Thermostat with capability to establish a schedule | Thermostat with capability to establish a schedule | Thermostat with capability to establish a schedule | Thermostat with capability to establish a schedule | Thermostat with capability to establish a schedule | Thermostat with capability to establish a schedule | Thermostat with capability to establish a schedule | Thermostat with capability to establish a schedule | Thermostat with capability to establish a schedule | Thermostat with capability to establish a schedule | Thermostat with capability to establish a schedule | Thermostat with capability to establish a schedule | Thermostat with capability to establish a schedule | Thermostat with capability to establish a schedule | Thermostat with capability to establish a schedule | Thermostat with capability to establish a schedule | Thermostat with capability to establish a schedule | Thermostat with capability to establish a schedule | Thermostat with capability to establish a schedule | Thermostat with capability to establish a schedule | Thermostat with capability to establish a schedule | 102.1619 | 102.1619 | 102.1619 | 102.1619 | 102.1619 | 102.1619 | 102.1619 | 102.1619 | 102.1619 | 102.1619 | 102.1619 | 102.1619 | 102.1619 | 102.1619 | 102.1619 | 102.1619 | 102.1619 | 102.1619 | 102.1619 | 102.1619 | 102.1619 | 102.1619 | 102.1619 | 102.1619 | 102.1619 | 102.1619 | 102.1619 | 102.1619 | 1.5225 | 1.5225 | 1.5225 | 1.5225 | 1.5225 | 1.5225 | 1.5225 | 1.5225 | 1.5225 | 1.5225 | 1.5225 | 1.5225 | 1.5225 | 1.5225 | 1.5225 | 1.5225 | 1.5225 | 1.5225 | 1.5225 | 1.5225 | 1.5225 | 1.5225 | 1.5225 | 1.5225 | 1.5225 | 1.5225 | 1.5225 | 1.5225 | 0 | 0 | 0 | 0 | 0 | 0 | 0 | 0 | 0 | 0 | 0 | 0 | 0 | 0 | 0 | 0 | 0 | 0 | 0 | 0 | 0 | 0 | 0 | 0 | 0 | 0 | 0 | 0 | 0 | 0 | 0 | 0 | 0 | 0 | 0 | 0 | 0 | 0 | 0 | 0 | 0 | 0 | 0 | 0 | 0 | 0 | 0 | 0 | 0 | 0 | 0 | 0 | 0 | 0 | 0 | 0 | 0 | 0 | 0 | 0 | 0 | 0 | 0 | 0 | 0 | 0 | 0 | 0 | 0 | 0 | 0 | 0 | 0 | 0 | 0 | 0 | 0 | 0 | 0 | 0 | 0 | 0 | 0 | 0 | 0 | 0 | 0 | 0 | 0 | 0 | 0 | 0 | 0 | 0 | 0 | 0 | 0 | 0 | 0 | 0 | 0 | 0 | 0 | 0 | 0 | 0 | 0 | 0 | 0 | 0 | 0 | 0 | Thermostat with capability to establish a schedule | Thermostat with capability to establish a schedule | Thermostat with capability to establish a schedule | Thermostat with capability to establish a schedule | Thermostat with capability to establish a schedule | Thermostat with capability to establish a schedule | Thermostat with capability to establish a schedule | Thermostat with capability to establish a schedule | Thermostat with capability to establish a schedule | Thermostat with capability to establish a schedule | Thermostat with capability to establish a schedule | Thermostat with capability to establish a schedule | Thermostat with capability to establish a schedule | Thermostat with capability to establish a schedule | Thermostat with capability to establish a schedule | Thermostat with capability to establish a schedule | Thermostat with capability to establish a schedule | Thermostat with capability to establish a schedule | Thermostat with capability to establish a schedule | Thermostat with capability to establish a schedule | Thermostat with capability to establish a schedule | Thermostat with capability to establish a schedule | Thermostat with capability to establish a schedule | Thermostat with capability to establish a schedule | Thermostat with capability to establish a schedule | Thermostat with capability to establish a schedule | Thermostat with capability to establish a schedule | Thermostat with capability to establish a schedule | 102.1619 | 102.1619 | 102.1619 | 102.1619 | 102.1619 | 102.1619 | 102.1619 | 102.1619 | 102.1619 | 102.1619 | 102.1619 | 102.1619 | 102.1619 | 102.1619 | 102.1619 | 102.1619 | 102.1619 | 102.1619 | 102.1619 | 102.1619 | 102.1619 | 102.1619 | 102.1619 | 102.1619 | 102.1619 | 102.1619 | 102.1619 | 102.1619 | 1.5225 | 1.5225 | 1.5225 | 1.5225 | 1.5225 | 1.5225 | 1.5225 | 1.5225 | 1.5225 | 1.5225 | 1.5225 | 1.5225 | 1.5225 | 1.5225 | 1.5225 | 1.5225 | 1.5225 | 1.5225 | 1.5225 | 1.5225 | 1.5225 | 1.5225 | 1.5225 | 1.5225 | 1.5225 | 1.5225 | 1.5225 | 1.5225 | 0 | 0 | 0 | 0 | 0 | 0 | 0 | 0 | 0 | 0 | 0 | 0 | 0 | 0 | 0 | 0 | 0 | 0 | 0 | 0 | 0 | 0 | 0 | 0 | 0 | 0 | 0 | 0 | 0 | 0 | 0 | 0 | 0 | 0 | 0 | 0 | 0 | 0 | 0 | 0 | 0 | 0 | 0 | 0 | 0 | 0 | 0 | 0 | 0 | 0 | 0 | 0 | 0 | 0 | 0 | 0 | 0 | 0 | 0 | 0 | 0 | 0 | 0 | 0 | 0 | 0 | 0 | 0 | 0 | 0 | 0 | 0 | 0 | 0 | 0 | 0 | 0 | 0 | 0 | 0 | 0 | 0 | 0 | 0 | 0 | 0
Gas Boiler - Burner Control Optimization_Restaurant_Existing_Linkageless/parallel positioning controls with oxygen trim for burner combustion control. | Gas Boiler - Burner Control Optimization_Restaurant_Existing | Gas Boiler - Burner Control Optimization_Commercial_Existing_Single point positioning for burner combustion control_Linkageless/parallel positioning controls with oxygen trim for burner combustion control. | Commercial | Restaurant | Existing | Space Heating | Natural Gas | Gas Boiler - Burner Control Optimization | NEQ | Single point positioning for burner combustion control | 20 | 20 | 20 | 213.7103 | 0 | 0 | 0.05 | 0.85 | Retro5Med | 8.35569166605469E-06 | TBD | A | WCM121 | 0.7 | 0.42 | perbldg | 0.0321 | 17918.96057422821 | 17918.9606 | 10709.82492054533 | 10709.8249 | IL TRM v12 - 4.4.21 Linkageless Boiler Controls for Space Heating - CI-HVC-LBC-V06-220101 ¦ IL TRM v12 - 4.4.22 Oxygen Trim Controls for Space Heating Boilers - CI-HVC-O2TC-V02-220101 | IL TRM v12 - 4.4.22 Oxygen Trim Controls for Space Heating Boilers - CI-HVC-O2TC-V02-220101 | IL TRM v12 - 4.4.21 Linkageless Boiler Controls for Space Heating - CI-HVC-LBC-V06-220101 ¦ IL TRM v12 - 4.4.22 Oxygen Trim Controls for Space Heating Boilers - CI-HVC-O2TC-V02-220101 | 0 | 0 | 29888.108 | Single point positioning for burner combustion control | Single point positioning for burner combustion control | Single point positioning for burner combustion control | Single point positioning for burner combustion control | Single point positioning for burner combustion control | Single point positioning for burner combustion control | Single point positioning for burner combustion control | Single point positioning for burner combustion control | Single point positioning for burner combustion control | Single point positioning for burner combustion control | Single point positioning for burner combustion control | Single point positioning for burner combustion control | Single point positioning for burner combustion control | Single point positioning for burner combustion control | Single point positioning for burner combustion control | Single point positioning for burner combustion control | Single point positioning for burner combustion control | Single point positioning for burner combustion control | Single point positioning for burner combustion control | Single point positioning for burner combustion control | Single point positioning for burner combustion control | Single point positioning for burner combustion control | Single point positioning for burner combustion control | Single point positioning for burner combustion control | Single point positioning for burner combustion control | Single point positioning for burner combustion control | Single point positioning for burner combustion control | Single point positioning for burner combustion control | 0 | 0 | 0 | 488.8676 | 587.3113 | 701.3117 | 791.9685 | 875.6905 | 988.533 | 1043.1643 | 1021.8906 | 921.5151 | 757.2333 | 560.2488 | 354.8651 | 197.4854 | 91.2784 | 37.128 | 12.995 | 3.9158 | 0.82511 | 0.073655 | 0.047716 | 0 | 0 | 0 | 0 | 0 | 0 | 0 | 0 | 488.8676 | 1065.64 | 1741.1736 | 2485.7821 | 3285.3867 | 4160.7863 | 5045.5981 | 5860.2257 | 6529.2356 | 6998.905 | 7251.8319 | 7295.3446 | 7189.5703 | 6992.9823 | 6760.3324 | 6519.9341 | 6293.7453 | 6085.4369 | 5901.4179 | 5734.7799 | 5587.4569 | 5451.7285 | 5326.6663 | 5211.4174 | 5105.1991 | 0 | 0 | 0 | 0.000523598562155321 | 0.000642895529857294 | 0.0007867159900404879 | 0.0009132533060848626 | 0.001041681043538873 | 0.0012178503529573857 | 0.001336000749811011 | 0.0013648191369474458 | 0.00128617824339808 | 0.0011055791432745402 | 0.0008555438189071194 | 0.0005662170497726149 | 0.0003287711901905505 | 0.0001582972397213762 | 6.697190911288993E-05 | 2.4353421495596332E-05 | 7.6069132103891534E-06 | 1.657961682778504E-06 | 1.526172607730036E-07 | 1.0174484051533572E-07 | 0 | 0 | 0 | 0 | 0 | 0 | 0 | 0 | 0.000523598562155321 | 0.001166494092012615 | 0.0019532100820531025 | 0.002866463388137965 | 0.003908144431676838 | 0.005125994784634223 | 0.006461995534445234 | 0.007826814671392679 | 0.00911299291479076 | 0.010218572058065301 | 0.01107411587697242 | 0.011640332926745035 | 0.011969104116935586 | 0.012127401356656962 | 0.012194373265769852 | 0.012218726687265449 | 0.012226333600475838 | 0.012227991562158615 | 0.012228144179419389 | 0.012228245924259905 | 0.012228245924259905 | 0.012228245924259905 | 0.012228245924259905 | 0.012228245924259905 | 0.012228245924259905 | Linkageless/parallel positioning controls with oxygen trim for burner combustion control. | Linkageless/parallel positioning controls with oxygen trim for burner combustion control. | Linkageless/parallel positioning controls with oxygen trim for burner combustion control. | Linkageless/parallel positioning controls with oxygen trim for burner combustion control. | Linkageless/parallel positioning controls with oxygen trim for burner combustion control. | Linkageless/parallel positioning controls with oxygen trim for burner combustion control. | Linkageless/parallel positioning controls with oxygen trim for burner combustion control. | Linkageless/parallel positioning controls with oxygen trim for burner combustion control. | Linkageless/parallel positioning controls with oxygen trim for burner combustion control. | Linkageless/parallel positioning controls with oxygen trim for burner combustion control. | Linkageless/parallel positioning controls with oxygen trim for burner combustion control. | Linkageless/parallel positioning controls with oxygen trim for burner combustion control. | Linkageless/parallel positioning controls with oxygen trim for burner combustion control. | Linkageless/parallel positioning controls with oxygen trim for burner combustion control. | Linkageless/parallel positioning controls with oxygen trim for burner combustion control. | Linkageless/parallel positioning controls with oxygen trim for burner combustion control. | Linkageless/parallel positioning controls with oxygen trim for burner combustion control. | Linkageless/parallel positioning controls with oxygen trim for burner combustion control. | Linkageless/parallel positioning controls with oxygen trim for burner combustion control. | Linkageless/parallel positioning controls with oxygen trim for burner combustion control. | Linkageless/parallel positioning controls with oxygen trim for burner combustion control. | Linkageless/parallel positioning controls with oxygen trim for burner combustion control. | Linkageless/parallel positioning controls with oxygen trim for burner combustion control. | Linkageless/parallel positioning controls with oxygen trim for burner combustion control. | Linkageless/parallel positioning controls with oxygen trim for burner combustion control. | Linkageless/parallel positioning controls with oxygen trim for burner combustion control. | Linkageless/parallel positioning controls with oxygen trim for burner combustion control. | Linkageless/parallel positioning controls with oxygen trim for burner combustion control. | 29888.108 | 29888.108 | 29888.108 | 29888.108 | 29888.108 | 29888.108 | 29888.108 | 29888.108 | 29888.108 | 29888.108 | 29888.108 | 29888.108 | 29888.108 | 29888.108 | 29888.108 | 29888.108 | 29888.108 | 29888.108 | 29888.108 | 29888.108 | 29888.108 | 29888.108 | 29888.108 | 29888.108 | 29888.108 | 29888.108 | 29888.108 | 29888.108 | 213.7103 | 213.7103 | 213.7103 | 213.7103 | 213.7103 | 213.7103 | 213.7103 | 213.7103 | 213.7103 | 213.7103 | 213.7103 | 213.7103 | 213.7103 | 213.7103 | 213.7103 | 213.7103 | 213.7103 | 213.7103 | 213.7103 | 213.7103 | 213.7103 | 213.7103 | 213.7103 | 213.7103 | 213.7103 | 213.7103 | 213.7103 | 213.7103 | 0 | 0 | 0 | 0 | 0 | 0 | 0 | 0 | 0 | 0 | 0 | 0 | 0 | 0 | 0 | 0 | 0 | 0 | 0 | 0 | 0 | 0 | 0 | 0 | 0 | 0 | 0 | 0 | 0 | 0 | 0 | 0 | 0 | 0 | 0 | 0 | 0 | 0 | 0 | 0 | 0 | 0 | 0 | 0 | 0 | 0 | 0 | 0 | 0 | 0 | 0 | 0 | 0 | 0 | 0 | 0 | 0 | 0 | 0 | 0 | 0 | 0 | 0 | 0 | 0 | 0 | 0 | 0 | 0 | 0 | 0 | 0 | 0 | 0 | 0 | 0 | 0 | 0 | 0 | 0 | 0 | 0 | 0 | 0 | 0 | 0 | 0 | 0 | 0 | 0 | 0 | 0 | 0 | 0 | 0 | 0 | 0 | 0 | 0 | 0 | 0 | 0 | 0 | 0 | 0 | 0 | 0 | 0 | 0 | 0 | 0 | 0 | Linkageless/parallel positioning controls with oxygen trim for burner combustion control. | Linkageless/parallel positioning controls with oxygen trim for burner combustion control. | Linkageless/parallel positioning controls with oxygen trim for burner combustion control. | Linkageless/parallel positioning controls with oxygen trim for burner combustion control. | Linkageless/parallel positioning controls with oxygen trim for burner combustion control. | Linkageless/parallel positioning controls with oxygen trim for burner combustion control. | Linkageless/parallel positioning controls with oxygen trim for burner combustion control. | Linkageless/parallel positioning controls with oxygen trim for burner combustion control. | Linkageless/parallel positioning controls with oxygen trim for burner combustion control. | Linkageless/parallel positioning controls with oxygen trim for burner combustion control. | Linkageless/parallel positioning controls with oxygen trim for burner combustion control. | Linkageless/parallel positioning controls with oxygen trim for burner combustion control. | Linkageless/parallel positioning controls with oxygen trim for burner combustion control. | Linkageless/parallel positioning controls with oxygen trim for burner combustion control. | Linkageless/parallel positioning controls with oxygen trim for burner combustion control. | Linkageless/parallel positioning controls with oxygen trim for burner combustion control. | Linkageless/parallel positioning controls with oxygen trim for burner combustion control. | Linkageless/parallel positioning controls with oxygen trim for burner combustion control. | Linkageless/parallel positioning controls with oxygen trim for burner combustion control. | Linkageless/parallel positioning controls with oxygen trim for burner combustion control. | Linkageless/parallel positioning controls with oxygen trim for burner combustion control. | Linkageless/parallel positioning controls with oxygen trim for burner combustion control. | Linkageless/parallel positioning controls with oxygen trim for burner combustion control. | Linkageless/parallel positioning controls with oxygen trim for burner combustion control. | Linkageless/parallel positioning controls with oxygen trim for burner combustion control. | Linkageless/parallel positioning controls with oxygen trim for burner combustion control. | Linkageless/parallel positioning controls with oxygen trim for burner combustion control. | Linkageless/parallel positioning controls with oxygen trim for burner combustion control. | 29888.108 | 29888.108 | 29888.108 | 29888.108 | 29888.108 | 29888.108 | 29888.108 | 29888.108 | 29888.108 | 29888.108 | 29888.108 | 29888.108 | 29888.108 | 29888.108 | 29888.108 | 29888.108 | 29888.108 | 29888.108 | 29888.108 | 29888.108 | 29888.108 | 29888.108 | 29888.108 | 29888.108 | 29888.108 | 29888.108 | 29888.108 | 29888.108 | 213.7103 | 213.7103 | 213.7103 | 213.7103 | 213.7103 | 213.7103 | 213.7103 | 213.7103 | 213.7103 | 213.7103 | 213.7103 | 213.7103 | 213.7103 | 213.7103 | 213.7103 | 213.7103 | 213.7103 | 213.7103 | 213.7103 | 213.7103 | 213.7103 | 213.7103 | 213.7103 | 213.7103 | 213.7103 | 213.7103 | 213.7103 | 213.7103 | 0 | 0 | 0 | 0 | 0 | 0 | 0 | 0 | 0 | 0 | 0 | 0 | 0 | 0 | 0 | 0 | 0 | 0 | 0 | 0 | 0 | 0 | 0 | 0 | 0 | 0 | 0 | 0 | 0 | 0 | 0 | 0 | 0 | 0 | 0 | 0 | 0 | 0 | 0 | 0 | 0 | 0 | 0 | 0 | 0 | 0 | 0 | 0 | 0 | 0 | 0 | 0 | 0 | 0 | 0 | 0 | 0 | 0 | 0 | 0 | 0 | 0 | 0 | 0 | 0 | 0 | 0 | 0 | 0 | 0 | 0 | 0 | 0 | 0 | 0 | 0 | 0 | 0 | 0 | 0 | 0 | 0 | 0 | 0 | 0 | 0
Gas Boiler - Burner Control Optimization_Office_Existing_Linkageless/parallel positioning controls with oxygen trim for burner combustion control. | Gas Boiler - Burner Control Optimization_Office_Existing | Gas Boiler - Burner Control Optimization_Commercial_Existing_Single point positioning for burner combustion control_Linkageless/parallel positioning controls with oxygen trim for burner combustion control. | Commercial | Office | Existing | Space Heating | Natural Gas | Gas Boiler - Burner Control Optimization | NEQ | Single point positioning for burner combustion control | 20 | 20 | 20 | 205.5694 | 0 | 0 | 0.05 | 0.85 | Retro5Med | 8.35569166605469E-06 | TBD | A | WCM21 | 0.7 | 0.42 | perbldg | 0.0321 | 18628.114544255277 | 18628.1145 | 11133.672879205547 | 11133.6729 | IL TRM v12 - 4.4.21 Linkageless Boiler Controls for Space Heating - CI-HVC-LBC-V06-220101 ¦ IL TRM v12 - 4.4.22 Oxygen Trim Controls for Space Heating Boilers - CI-HVC-O2TC-V02-220101 | IL TRM v12 - 4.4.22 Oxygen Trim Controls for Space Heating Boilers - CI-HVC-O2TC-V02-220101 | IL TRM v12 - 4.4.21 Linkageless Boiler Controls for Space Heating - CI-HVC-LBC-V06-220101 ¦ IL TRM v12 - 4.4.22 Oxygen Trim Controls for Space Heating Boilers - CI-HVC-O2TC-V02-220101 | 0 | 0 | 29888.108 | Single point positioning for burner combustion control | Single point positioning for burner combustion control | Single point positioning for burner combustion control | Single point positioning for burner combustion control | Single point positioning for burner combustion control | Single point positioning for burner combustion control | Single point positioning for burner combustion control | Single point positioning for burner combustion control | Single point positioning for burner combustion control | Single point positioning for burner combustion control | Single point positioning for burner combustion control | Single point positioning for burner combustion control | Single point positioning for burner combustion control | Single point positioning for burner combustion control | Single point positioning for burner combustion control | Single point positioning for burner combustion control | Single point positioning for burner combustion control | Single point positioning for burner combustion control | Single point positioning for burner combustion control | Single point positioning for burner combustion control | Single point positioning for burner combustion control | Single point positioning for burner combustion control | Single point positioning for burner combustion control | Single point positioning for burner combustion control | Single point positioning for burner combustion control | Single point positioning for burner combustion control | Single point positioning for burner combustion control | Single point positioning for burner combustion control | 0 | 0 | 0 | 11139.0555 | 13407.576 | 16028.9312 | 18103.4573 | 19990.887 | 22493.9176 | 23612.029 | 22963.8843 | 20525.4976 | 16699.9571 | 12229.7929 | 7672.0545 | 4234.7658 | 1945.9485 | 789.3772 | 276.5183 | 83.6436 | 17.7433 | 1.5984 | 1.046 | 0 | 0 | 0 | 0 | 0 | 0 | 0 | 0 | 11139.0555 | 24327.2156 | 39795.6446 | 56822.0198 | 75001.1476 | 94678.0565 | 114207.1408 | 131690.7577 | 145429.8541 | 154353.2331 | 158301.8199 | 157722.6767 | 154169.0842 | 149082.1881 | 143731.3013 | 138736.1923 | 134437.4426 | 130862.1609 | 128070.8113 | 125713.0111 | 124032.2739 | 122482.555 | 121053.5274 | 119735.6936 | 118520.3167 | 0 | 0 | 0 | 0.00696152605322678 | 0.0085476437562809 | 0.010459814554518065 | 0.012142196604465314 | 0.013849712829419826 | 0.016191979072947327 | 0.017762852496491226 | 0.018146008538853987 | 0.017100435329028142 | 0.01469927262238499 | 0.011374917762345343 | 0.007528161894768496 | 0.004371190777607514 | 0.0021046474114406553 | 0.0008904277509941233 | 0.00032379190945240854 | 0.00010113802505639849 | 2.2043497221236544E-05 | 2.029129019510568E-06 | 1.3527526796737113E-06 | 0 | 0 | 0 | 0 | 0 | 0 | 0 | 0 | 0.00696152605322678 | 0.01550916980950768 | 0.025968984364025744 | 0.03811118096849106 | 0.051960893797910884 | 0.06815287287085821 | 0.08591572536734943 | 0.10406173390620342 | 0.12116216923523156 | 0.13586144185761653 | 0.1472363596199619 | 0.15476452151473039 | 0.15913571229233792 | 0.16124035970377856 | 0.16213078745477266 | 0.16245457936422508 | 0.16255571738928148 | 0.16257776088650272 | 0.16257979001552225 | 0.16258114276820193 | 0.16258114276820193 | 0.16258114276820193 | 0.16258114276820193 | 0.16258114276820193 | 0.16258114276820193 | Linkageless/parallel positioning controls with oxygen trim for burner combustion control. | Linkageless/parallel positioning controls with oxygen trim for burner combustion control. | Linkageless/parallel positioning controls with oxygen trim for burner combustion control. | Linkageless/parallel positioning controls with oxygen trim for burner combustion control. | Linkageless/parallel positioning controls with oxygen trim for burner combustion control. | Linkageless/parallel positioning controls with oxygen trim for burner combustion control. | Linkageless/parallel positioning controls with oxygen trim for burner combustion control. | Linkageless/parallel positioning controls with oxygen trim for burner combustion control. | Linkageless/parallel positioning controls with oxygen trim for burner combustion control. | Linkageless/parallel positioning controls with oxygen trim for burner combustion control. | Linkageless/parallel positioning controls with oxygen trim for burner combustion control. | Linkageless/parallel positioning controls with oxygen trim for burner combustion control. | Linkageless/parallel positioning controls with oxygen trim for burner combustion control. | Linkageless/parallel positioning controls with oxygen trim for burner combustion control. | Linkageless/parallel positioning controls with oxygen trim for burner combustion control. | Linkageless/parallel positioning controls with oxygen trim for burner combustion control. | Linkageless/parallel positioning controls with oxygen trim for burner combustion control. | Linkageless/parallel positioning controls with oxygen trim for burner combustion control. | Linkageless/parallel positioning controls with oxygen trim for burner combustion control. | Linkageless/parallel positioning controls with oxygen trim for burner combustion control. | Linkageless/parallel positioning controls with oxygen trim for burner combustion control. | Linkageless/parallel positioning controls with oxygen trim for burner combustion control. | Linkageless/parallel positioning controls with oxygen trim for burner combustion control. | Linkageless/parallel positioning controls with oxygen trim for burner combustion control. | Linkageless/parallel positioning controls with oxygen trim for burner combustion control. | Linkageless/parallel positioning controls with oxygen trim for burner combustion control. | Linkageless/parallel positioning controls with oxygen trim for burner combustion control. | Linkageless/parallel positioning controls with oxygen trim for burner combustion control. | 29888.108 | 29888.108 | 29888.108 | 29888.108 | 29888.108 | 29888.108 | 29888.108 | 29888.108 | 29888.108 | 29888.108 | 29888.108 | 29888.108 | 29888.108 | 29888.108 | 29888.108 | 29888.108 | 29888.108 | 29888.108 | 29888.108 | 29888.108 | 29888.108 | 29888.108 | 29888.108 | 29888.108 | 29888.108 | 29888.108 | 29888.108 | 29888.108 | 205.5694 | 205.5694 | 205.5694 | 205.5694 | 205.5694 | 205.5694 | 205.5694 | 205.5694 | 205.5694 | 205.5694 | 205.5694 | 205.5694 | 205.5694 | 205.5694 | 205.5694 | 205.5694 | 205.5694 | 205.5694 | 205.5694 | 205.5694 | 205.5694 | 205.5694 | 205.5694 | 205.5694 | 205.5694 | 205.5694 | 205.5694 | 205.5694 | 0 | 0 | 0 | 0 | 0 | 0 | 0 | 0 | 0 | 0 | 0 | 0 | 0 | 0 | 0 | 0 | 0 | 0 | 0 | 0 | 0 | 0 | 0 | 0 | 0 | 0 | 0 | 0 | 0 | 0 | 0 | 0 | 0 | 0 | 0 | 0 | 0 | 0 | 0 | 0 | 0 | 0 | 0 | 0 | 0 | 0 | 0 | 0 | 0 | 0 | 0 | 0 | 0 | 0 | 0 | 0 | 0 | 0 | 0 | 0 | 0 | 0 | 0 | 0 | 0 | 0 | 0 | 0 | 0 | 0 | 0 | 0 | 0 | 0 | 0 | 0 | 0 | 0 | 0 | 0 | 0 | 0 | 0 | 0 | 0 | 0 | 0 | 0 | 0 | 0 | 0 | 0 | 0 | 0 | 0 | 0 | 0 | 0 | 0 | 0 | 0 | 0 | 0 | 0 | 0 | 0 | 0 | 0 | 0 | 0 | 0 | 0 | Linkageless/parallel positioning controls with oxygen trim for burner combustion control. | Linkageless/parallel positioning controls with oxygen trim for burner combustion control. | Linkageless/parallel positioning controls with oxygen trim for burner combustion control. | Linkageless/parallel positioning controls with oxygen trim for burner combustion control. | Linkageless/parallel positioning controls with oxygen trim for burner combustion control. | Linkageless/parallel positioning controls with oxygen trim for burner combustion control. | Linkageless/parallel positioning controls with oxygen trim for burner combustion control. | Linkageless/parallel positioning controls with oxygen trim for burner combustion control. | Linkageless/parallel positioning controls with oxygen trim for burner combustion control. | Linkageless/parallel positioning controls with oxygen trim for burner combustion control. | Linkageless/parallel positioning controls with oxygen trim for burner combustion control. | Linkageless/parallel positioning controls with oxygen trim for burner combustion control. | Linkageless/parallel positioning controls with oxygen trim for burner combustion control. | Linkageless/parallel positioning controls with oxygen trim for burner combustion control. | Linkageless/parallel positioning controls with oxygen trim for burner combustion control. | Linkageless/parallel positioning controls with oxygen trim for burner combustion control. | Linkageless/parallel positioning controls with oxygen trim for burner combustion control. | Linkageless/parallel positioning controls with oxygen trim for burner combustion control. | Linkageless/parallel positioning controls with oxygen trim for burner combustion control. | Linkageless/parallel positioning controls with oxygen trim for burner combustion control. | Linkageless/parallel positioning controls with oxygen trim for burner combustion control. | Linkageless/parallel positioning controls with oxygen trim for burner combustion control. | Linkageless/parallel positioning controls with oxygen trim for burner combustion control. | Linkageless/parallel positioning controls with oxygen trim for burner combustion control. | Linkageless/parallel positioning controls with oxygen trim for burner combustion control. | Linkageless/parallel positioning controls with oxygen trim for burner combustion control. | Linkageless/parallel positioning controls with oxygen trim for burner combustion control. | Linkageless/parallel positioning controls with oxygen trim for burner combustion control. | 29888.108 | 29888.108 | 29888.108 | 29888.108 | 29888.108 | 29888.108 | 29888.108 | 29888.108 | 29888.108 | 29888.108 | 29888.108 | 29888.108 | 29888.108 | 29888.108 | 29888.108 | 29888.108 | 29888.108 | 29888.108 | 29888.108 | 29888.108 | 29888.108 | 29888.108 | 29888.108 | 29888.108 | 29888.108 | 29888.108 | 29888.108 | 29888.108 | 205.5694 | 205.5694 | 205.5694 | 205.5694 | 205.5694 | 205.5694 | 205.5694 | 205.5694 | 205.5694 | 205.5694 | 205.5694 | 205.5694 | 205.5694 | 205.5694 | 205.5694 | 205.5694 | 205.5694 | 205.5694 | 205.5694 | 205.5694 | 205.5694 | 205.5694 | 205.5694 | 205.5694 | 205.5694 | 205.5694 | 205.5694 | 205.5694 | 0 | 0 | 0 | 0 | 0 | 0 | 0 | 0 | 0 | 0 | 0 | 0 | 0 | 0 | 0 | 0 | 0 | 0 | 0 | 0 | 0 | 0 | 0 | 0 | 0 | 0 | 0 | 0 | 0 | 0 | 0 | 0 | 0 | 0 | 0 | 0 | 0 | 0 | 0 | 0 | 0 | 0 | 0 | 0 | 0 | 0 | 0 | 0 | 0 | 0 | 0 | 0 | 0 | 0 | 0 | 0 | 0 | 0 | 0 | 0 | 0 | 0 | 0 | 0 | 0 | 0 | 0 | 0 | 0 | 0 | 0 | 0 | 0 | 0 | 0 | 0 | 0 | 0 | 0 | 0 | 0 | 0 | 0 | 0 | 0 | 0
Connected Thermostat - ENERGY STAR (1.0)_Restaurant_Existing_Thermostat with capability to establish a schedule | Connected Thermostat - ENERGY STAR (1.0)_Restaurant_Existing | Connected Thermostat - ENERGY STAR (1.0)_Commercial_Existing_Manual or programmable thermostat_Thermostat with capability to establish a schedule | Commercial | Restaurant | Existing | Space Heating | Natural Gas | Connected Thermostat - ENERGY STAR (1.0) | NEQ | Manual or programmable thermostat | 5 | 5 | 5 | 1.4022 | 0 | 0 | 0.31404 | 0.82536 | Retro5Med | 8.35569166605469E-06 | TBD | A | WCM130 | 0.7 | 0.42 | tonCool | 0.0321 | 22967.534379273868 | 22967.5344 | 18115.238383652624 | 18115.2384 | RTF Wkbk - ComConnectedThermostats_v2_1 | RTF Wkbk - ComConnectedThermostats_v2_1 | AEG BEST | 0 | 0 | 102.1619 | Manual or programmable thermostat | Manual or programmable thermostat | Manual or programmable thermostat | Manual or programmable thermostat | Manual or programmable thermostat | Manual or programmable thermostat | Manual or programmable thermostat | Manual or programmable thermostat | Manual or programmable thermostat | Manual or programmable thermostat | Manual or programmable thermostat | Manual or programmable thermostat | Manual or programmable thermostat | Manual or programmable thermostat | Manual or programmable thermostat | Manual or programmable thermostat | Manual or programmable thermostat | Manual or programmable thermostat | Manual or programmable thermostat | Manual or programmable thermostat | Manual or programmable thermostat | Manual or programmable thermostat | Manual or programmable thermostat | Manual or programmable thermostat | Manual or programmable thermostat | Manual or programmable thermostat | Manual or programmable thermostat | Manual or programmable thermostat | 0 | 0 | 0 | 1580.8628 | 1900.4169 | 2270.583 | 2565.4409 | 2837.9933 | 3204.9476 | 3383.2064 | 3315.3322 | 2990.9011 | 2459.0302 | 1820.6451 | 1154.2578 | 643.0384 | 297.5623 | 121.1824 | 42.4666 | 12.8117 | 2.7026 | 0.2415 | 0.1566 | 0 | 0 | 0 | 0 | 0 | 0 | 0 | 0 | 1580.8628 | 3448.1887 | 5637.2638 | 8052.2483 | 10647.4893 | 13489.7893 | 16363.9611 | 19012.4025 | 21191.5109 | 22728.1581 | 23566.3379 | 23729.3184 | 23410.1841 | 22796.7168 | 22065.1148 | 21306.5754 | 20591.7861 | 19932.2242 | 19349.3006 | 18820.8013 | 18353.4889 | 17922.3248 | 17524.4995 | 17157.4238 | 16818.7115 | 0 | 0 | 0 | 6.619212850211055 | 8.127337735721856 | 9.945482984725558 | 11.545138692228592 | 13.16869267331639 | 15.395784649878982 | 16.889414849877618 | 17.253730285868556 | 16.259570158706822 | 13.976477784744807 | 10.815588600391829 | 7.157985989181725 | 4.156249929202293 | 2.0011573733196215 | 0.846643504096763 | 0.30787036512609567 | 0.09616485092201556 | 0.020959571070307027 | 0.001929352383081999 | 0.0012862349220546657 | 0 | 0 | 0 | 0 | 0 | 0 | 0 | 0 | 6.619212850211055 | 14.746550585932912 | 24.69203357065847 | 36.23717226288706 | 49.40586493620346 | 64.80164958608243 | 81.69106443596004 | 98.94479472182861 | 115.20436488053544 | 129.18084266528024 | 139.99643126567207 | 147.15441725485377 | 151.3106671840561 | 153.3118245573757 | 154.15846806147246 | 154.46633842659855 | 154.56250327752056 | 154.58346284859087 | 154.58539220097396 | 154.586678435896 | 154.586678435896 | 154.586678435896 | 154.586678435896 | 154.586678435896 | 154.586678435896 | Thermostat with capability to establish a schedule | Thermostat with capability to establish a schedule | Thermostat with capability to establish a schedule | Thermostat with capability to establish a schedule | Thermostat with capability to establish a schedule | Thermostat with capability to establish a schedule | Thermostat with capability to establish a schedule | Thermostat with capability to establish a schedule | Thermostat with capability to establish a schedule | Thermostat with capability to establish a schedule | Thermostat with capability to establish a schedule | Thermostat with capability to establish a schedule | Thermostat with capability to establish a schedule | Thermostat with capability to establish a schedule | Thermostat with capability to establish a schedule | Thermostat with capability to establish a schedule | Thermostat with capability to establish a schedule | Thermostat with capability to establish a schedule | Thermostat with capability to establish a schedule | Thermostat with capability to establish a schedule | Thermostat with capability to establish a schedule | Thermostat with capability to establish a schedule | Thermostat with capability to establish a schedule | Thermostat with capability to establish a schedule | Thermostat with capability to establish a schedule | Thermostat with capability to establish a schedule | Thermostat with capability to establish a schedule | Thermostat with capability to establish a schedule | 102.1619 | 102.1619 | 102.1619 | 102.1619 | 102.1619 | 102.1619 | 102.1619 | 102.1619 | 102.1619 | 102.1619 | 102.1619 | 102.1619 | 102.1619 | 102.1619 | 102.1619 | 102.1619 | 102.1619 | 102.1619 | 102.1619 | 102.1619 | 102.1619 | 102.1619 | 102.1619 | 102.1619 | 102.1619 | 102.1619 | 102.1619 | 102.1619 | 1.4022 | 1.4022 | 1.4022 | 1.4022 | 1.4022 | 1.4022 | 1.4022 | 1.4022 | 1.4022 | 1.4022 | 1.4022 | 1.4022 | 1.4022 | 1.4022 | 1.4022 | 1.4022 | 1.4022 | 1.4022 | 1.4022 | 1.4022 | 1.4022 | 1.4022 | 1.4022 | 1.4022 | 1.4022 | 1.4022 | 1.4022 | 1.4022 | 0 | 0 | 0 | 0 | 0 | 0 | 0 | 0 | 0 | 0 | 0 | 0 | 0 | 0 | 0 | 0 | 0 | 0 | 0 | 0 | 0 | 0 | 0 | 0 | 0 | 0 | 0 | 0 | 0 | 0 | 0 | 0 | 0 | 0 | 0 | 0 | 0 | 0 | 0 | 0 | 0 | 0 | 0 | 0 | 0 | 0 | 0 | 0 | 0 | 0 | 0 | 0 | 0 | 0 | 0 | 0 | 0 | 0 | 0 | 0 | 0 | 0 | 0 | 0 | 0 | 0 | 0 | 0 | 0 | 0 | 0 | 0 | 0 | 0 | 0 | 0 | 0 | 0 | 0 | 0 | 0 | 0 | 0 | 0 | 0 | 0 | 0 | 0 | 0 | 0 | 0 | 0 | 0 | 0 | 0 | 0 | 0 | 0 | 0 | 0 | 0 | 0 | 0 | 0 | 0 | 0 | 0 | 0 | 0 | 0 | 0 | 0 | Thermostat with capability to establish a schedule | Thermostat with capability to establish a schedule | Thermostat with capability to establish a schedule | Thermostat with capability to establish a schedule | Thermostat with capability to establish a schedule | Thermostat with capability to establish a schedule | Thermostat with capability to establish a schedule | Thermostat with capability to establish a schedule | Thermostat with capability to establish a schedule | Thermostat with capability to establish a schedule | Thermostat with capability to establish a schedule | Thermostat with capability to establish a schedule | Thermostat with capability to establish a schedule | Thermostat with capability to establish a schedule | Thermostat with capability to establish a schedule | Thermostat with capability to establish a schedule | Thermostat with capability to establish a schedule | Thermostat with capability to establish a schedule | Thermostat with capability to establish a schedule | Thermostat with capability to establish a schedule | Thermostat with capability to establish a schedule | Thermostat with capability to establish a schedule | Thermostat with capability to establish a schedule | Thermostat with capability to establish a schedule | Thermostat with capability to establish a schedule | Thermostat with capability to establish a schedule | Thermostat with capability to establish a schedule | Thermostat with capability to establish a schedule | 102.1619 | 102.1619 | 102.1619 | 102.1619 | 102.1619 | 102.1619 | 102.1619 | 102.1619 | 102.1619 | 102.1619 | 102.1619 | 102.1619 | 102.1619 | 102.1619 | 102.1619 | 102.1619 | 102.1619 | 102.1619 | 102.1619 | 102.1619 | 102.1619 | 102.1619 | 102.1619 | 102.1619 | 102.1619 | 102.1619 | 102.1619 | 102.1619 | 1.4022 | 1.4022 | 1.4022 | 1.4022 | 1.4022 | 1.4022 | 1.4022 | 1.4022 | 1.4022 | 1.4022 | 1.4022 | 1.4022 | 1.4022 | 1.4022 | 1.4022 | 1.4022 | 1.4022 | 1.4022 | 1.4022 | 1.4022 | 1.4022 | 1.4022 | 1.4022 | 1.4022 | 1.4022 | 1.4022 | 1.4022 | 1.4022 | 0 | 0 | 0 | 0 | 0 | 0 | 0 | 0 | 0 | 0 | 0 | 0 | 0 | 0 | 0 | 0 | 0 | 0 | 0 | 0 | 0 | 0 | 0 | 0 | 0 | 0 | 0 | 0 | 0 | 0 | 0 | 0 | 0 | 0 | 0 | 0 | 0 | 0 | 0 | 0 | 0 | 0 | 0 | 0 | 0 | 0 | 0 | 0 | 0 | 0 | 0 | 0 | 0 | 0 | 0 | 0 | 0 | 0 | 0 | 0 | 0 | 0 | 0 | 0 | 0 | 0 | 0 | 0 | 0 | 0 | 0 | 0 | 0 | 0 | 0 | 0 | 0 | 0 | 0 | 0 | 0 | 0 | 0 | 0 | 0 | 0
Gas Boiler - Burner Control Optimization_Miscellaneous_Existing_Linkageless/parallel positioning controls with oxygen trim for burner combustion control. | Gas Boiler - Burner Control Optimization_Miscellaneous_Existing | Gas Boiler - Burner Control Optimization_Commercial_Existing_Single point positioning for burner combustion control_Linkageless/parallel positioning controls with oxygen trim for burner combustion control. | Commercial | Miscellaneous | Existing | Space Heating | Natural Gas | Gas Boiler - Burner Control Optimization | NEQ | Single point positioning for burner combustion control | 20 | 20 | 20 | 184.3843 | 0 | 0 | 0.05 | 0.85 | Retro5Med | 8.35569166605469E-06 | TBD | A | WCM821 | 0.7 | 0.42 | perbldg | 0.0321 | 20768.575404395247 | 20768.5754 | 12412.985982575452 | 12412.986 | IL TRM v12 - 4.4.21 Linkageless Boiler Controls for Space Heating - CI-HVC-LBC-V06-220101 ¦ IL TRM v12 - 4.4.22 Oxygen Trim Controls for Space Heating Boilers - CI-HVC-O2TC-V02-220101 | IL TRM v12 - 4.4.22 Oxygen Trim Controls for Space Heating Boilers - CI-HVC-O2TC-V02-220101 | IL TRM v12 - 4.4.21 Linkageless Boiler Controls for Space Heating - CI-HVC-LBC-V06-220101 ¦ IL TRM v12 - 4.4.22 Oxygen Trim Controls for Space Heating Boilers - CI-HVC-O2TC-V02-220101 | 0 | 0 | 29888.108 | Single point positioning for burner combustion control | Single point positioning for burner combustion control | Single point positioning for burner combustion control | Single point positioning for burner combustion control | Single point positioning for burner combustion control | Single point positioning for burner combustion control | Single point positioning for burner combustion control | Single point positioning for burner combustion control | Single point positioning for burner combustion control | Single point positioning for burner combustion control | Single point positioning for burner combustion control | Single point positioning for burner combustion control | Single point positioning for burner combustion control | Single point positioning for burner combustion control | Single point positioning for burner combustion control | Single point positioning for burner combustion control | Single point positioning for burner combustion control | Single point positioning for burner combustion control | Single point positioning for burner combustion control | Single point positioning for burner combustion control | Single point positioning for burner combustion control | Single point positioning for burner combustion control | Single point positioning for burner combustion control | Single point positioning for burner combustion control | Single point positioning for burner combustion control | Single point positioning for burner combustion control | Single point positioning for burner combustion control | Single point positioning for burner combustion control | 0 | 0 | 0 | 9886.1755 | 11877.0878 | 14174.0286 | 15990.9425 | 17658.8724 | 19895.3512 | 20948.2172 | 20482.0518 | 18453.1487 | 15173.3812 | 11256.1724 | 7165.2684 | 4015.4645 | 1872.1058 | 769.114 | 272.1946 | 82.9675 | 17.6917 | 1.5979 | 1.0469 | 2.0851e-17 | 2.0561e-17 | 2.0292e-17 | 2.0043e-17 | 1.9812e-17 | 0 | 0 | 0 | 9886.1755 | 21550.2397 | 35190.4065 | 50191.3881 | 66251.9724 | 83740.5566 | 101322.7621 | 117458.2179 | 130746.5854 | 140243.5001 | 145699.3257 | 147304.1302 | 146185.2945 | 143424.9827 | 140041.7402 | 136566.8867 | 133350.8074 | 130482.2133 | 128027.811 | 125826.6616 | 123960.56 | 122233.7197 | 120634.915 | 119153.8481 | 117781.0699 | 0 | 0 | 0 | 0.008492051365995075 | 0.010426884749345904 | 0.012759455584394213 | 0.014811717498828614 | 0.016894639458714493 | 0.019751864311540007 | 0.02166810188649358 | 0.02213549664563949 | 0.020860049087609595 | 0.017930979098210665 | 0.013875748676833922 | 0.009183264849273745 | 0.005332218299578301 | 0.0025673643664636267 | 0.0010861926165807653 | 0.0003949791333020965 | 0.00012337371106097247 | 2.6889867143733913E-05 | 2.4752428892983746E-06 | 1.6501619261989173E-06 | 3.336006684570783E-23 | 3.336006684570783E-23 | 3.336006684570783E-23 | 3.336006684570783E-23 | 3.336006684570783E-23 | 0 | 0 | 0 | 0.008492051365995075 | 0.01891893611534098 | 0.031678391699735194 | 0.04649010919856381 | 0.0633847486572783 | 0.08313661296881832 | 0.10480471485531188 | 0.1269402115009514 | 0.14780026058856097 | 0.16573123968677164 | 0.17960698836360556 | 0.18879025321287932 | 0.19412247151245762 | 0.19668983587892128 | 0.19777602849550205 | 0.19817100762880413 | 0.1982943813398651 | 0.19832127120700885 | 0.19832374644989814 | 0.19832539661182433 | 0.19832539661182433 | 0.19832539661182433 | 0.19832539661182433 | 0.19832539661182433 | 0.19832539661182433 | Linkageless/parallel positioning controls with oxygen trim for burner combustion control. | Linkageless/parallel positioning controls with oxygen trim for burner combustion control. | Linkageless/parallel positioning controls with oxygen trim for burner combustion control. | Linkageless/parallel positioning controls with oxygen trim for burner combustion control. | Linkageless/parallel positioning controls with oxygen trim for burner combustion control. | Linkageless/parallel positioning controls with oxygen trim for burner combustion control. | Linkageless/parallel positioning controls with oxygen trim for burner combustion control. | Linkageless/parallel positioning controls with oxygen trim for burner combustion control. | Linkageless/parallel positioning controls with oxygen trim for burner combustion control. | Linkageless/parallel positioning controls with oxygen trim for burner combustion control. | Linkageless/parallel positioning controls with oxygen trim for burner combustion control. | Linkageless/parallel positioning controls with oxygen trim for burner combustion control. | Linkageless/parallel positioning controls with oxygen trim for burner combustion control. | Linkageless/parallel positioning controls with oxygen trim for burner combustion control. | Linkageless/parallel positioning controls with oxygen trim for burner combustion control. | Linkageless/parallel positioning controls with oxygen trim for burner combustion control. | Linkageless/parallel positioning controls with oxygen trim for burner combustion control. | Linkageless/parallel positioning controls with oxygen trim for burner combustion control. | Linkageless/parallel positioning controls with oxygen trim for burner combustion control. | Linkageless/parallel positioning controls with oxygen trim for burner combustion control. | Linkageless/parallel positioning controls with oxygen trim for burner combustion control. | Linkageless/parallel positioning controls with oxygen trim for burner combustion control. | Linkageless/parallel positioning controls with oxygen trim for burner combustion control. | Linkageless/parallel positioning controls with oxygen trim for burner combustion control. | Linkageless/parallel positioning controls with oxygen trim for burner combustion control. | Linkageless/parallel positioning controls with oxygen trim for burner combustion control. | Linkageless/parallel positioning controls with oxygen trim for burner combustion control. | Linkageless/parallel positioning controls with oxygen trim for burner combustion control. | 29888.108 | 29888.108 | 29888.108 | 29888.108 | 29888.108 | 29888.108 | 29888.108 | 29888.108 | 29888.108 | 29888.108 | 29888.108 | 29888.108 | 29888.108 | 29888.108 | 29888.108 | 29888.108 | 29888.108 | 29888.108 | 29888.108 | 29888.108 | 29888.108 | 29888.108 | 29888.108 | 29888.108 | 29888.108 | 29888.108 | 29888.108 | 29888.108 | 184.3843 | 184.3843 | 184.3843 | 184.3843 | 184.3843 | 184.3843 | 184.3843 | 184.3843 | 184.3843 | 184.3843 | 184.3843 | 184.3843 | 184.3843 | 184.3843 | 184.3843 | 184.3843 | 184.3843 | 184.3843 | 184.3843 | 184.3843 | 184.3843 | 184.3843 | 184.3843 | 184.3843 | 184.3843 | 184.3843 | 184.3843 | 184.3843 | 0 | 0 | 0 | 0 | 0 | 0 | 0 | 0 | 0 | 0 | 0 | 0 | 0 | 0 | 0 | 0 | 0 | 0 | 0 | 0 | 0 | 0 | 0 | 0 | 0 | 0 | 0 | 0 | 0 | 0 | 0 | 0 | 0 | 0 | 0 | 0 | 0 | 0 | 0 | 0 | 0 | 0 | 0 | 0 | 0 | 0 | 0 | 0 | 0 | 0 | 0 | 0 | 0 | 0 | 0 | 0 | 0 | 0 | 0 | 0 | 0 | 0 | 0 | 0 | 0 | 0 | 0 | 0 | 0 | 0 | 0 | 0 | 0 | 0 | 0 | 0 | 0 | 0 | 0 | 0 | 0 | 0 | 0 | 0 | 0 | 0 | 0 | 0 | 0 | 0 | 0 | 0 | 0 | 0 | 0 | 0 | 0 | 0 | 0 | 0 | 0 | 0 | 0 | 0 | 0 | 0 | 0 | 0 | 0 | 0 | 0 | 0 | Linkageless/parallel positioning controls with oxygen trim for burner combustion control. | Linkageless/parallel positioning controls with oxygen trim for burner combustion control. | Linkageless/parallel positioning controls with oxygen trim for burner combustion control. | Linkageless/parallel positioning controls with oxygen trim for burner combustion control. | Linkageless/parallel positioning controls with oxygen trim for burner combustion control. | Linkageless/parallel positioning controls with oxygen trim for burner combustion control. | Linkageless/parallel positioning controls with oxygen trim for burner combustion control. | Linkageless/parallel positioning controls with oxygen trim for burner combustion control. | Linkageless/parallel positioning controls with oxygen trim for burner combustion control. | Linkageless/parallel positioning controls with oxygen trim for burner combustion control. | Linkageless/parallel positioning controls with oxygen trim for burner combustion control. | Linkageless/parallel positioning controls with oxygen trim for burner combustion control. | Linkageless/parallel positioning controls with oxygen trim for burner combustion control. | Linkageless/parallel positioning controls with oxygen trim for burner combustion control. | Linkageless/parallel positioning controls with oxygen trim for burner combustion control. | Linkageless/parallel positioning controls with oxygen trim for burner combustion control. | Linkageless/parallel positioning controls with oxygen trim for burner combustion control. | Linkageless/parallel positioning controls with oxygen trim for burner combustion control. | Linkageless/parallel positioning controls with oxygen trim for burner combustion control. | Linkageless/parallel positioning controls with oxygen trim for burner combustion control. | Linkageless/parallel positioning controls with oxygen trim for burner combustion control. | Linkageless/parallel positioning controls with oxygen trim for burner combustion control. | Linkageless/parallel positioning controls with oxygen trim for burner combustion control. | Linkageless/parallel positioning controls with oxygen trim for burner combustion control. | Linkageless/parallel positioning controls with oxygen trim for burner combustion control. | Linkageless/parallel positioning controls with oxygen trim for burner combustion control. | Linkageless/parallel positioning controls with oxygen trim for burner combustion control. | Linkageless/parallel positioning controls with oxygen trim for burner combustion control. | 29888.108 | 29888.108 | 29888.108 | 29888.108 | 29888.108 | 29888.108 | 29888.108 | 29888.108 | 29888.108 | 29888.108 | 29888.108 | 29888.108 | 29888.108 | 29888.108 | 29888.108 | 29888.108 | 29888.108 | 29888.108 | 29888.108 | 29888.108 | 29888.108 | 29888.108 | 29888.108 | 29888.108 | 29888.108 | 29888.108 | 29888.108 | 29888.108 | 184.3843 | 184.3843 | 184.3843 | 184.3843 | 184.3843 | 184.3843 | 184.3843 | 184.3843 | 184.3843 | 184.3843 | 184.3843 | 184.3843 | 184.3843 | 184.3843 | 184.3843 | 184.3843 | 184.3843 | 184.3843 | 184.3843 | 184.3843 | 184.3843 | 184.3843 | 184.3843 | 184.3843 | 184.3843 | 184.3843 | 184.3843 | 184.3843 | 0 | 0 | 0 | 0 | 0 | 0 | 0 | 0 | 0 | 0 | 0 | 0 | 0 | 0 | 0 | 0 | 0 | 0 | 0 | 0 | 0 | 0 | 0 | 0 | 0 | 0 | 0 | 0 | 0 | 0 | 0 | 0 | 0 | 0 | 0 | 0 | 0 | 0 | 0 | 0 | 0 | 0 | 0 | 0 | 0 | 0 | 0 | 0 | 0 | 0 | 0 | 0 | 0 | 0 | 0 | 0 | 0 | 0 | 0 | 0 | 0 | 0 | 0 | 0 | 0 | 0 | 0 | 0 | 0 | 0 | 0 | 0 | 0 | 0 | 0 | 0 | 0 | 0 | 0 | 0 | 0 | 0 | 0 | 0 | 0 | 0
Gas-Fired Combination Heat Pump Conversion_Education_Existing_Gas-fired heat pump, COP 1.3 | Gas-Fired Combination Heat Pump Conversion_Education_Existing | Gas-Fired Combination Heat Pump Conversion_Commercial_Existing_Federal standard gas-fired central heating and DHW system_Gas-fired heat pump, COP 1.3 | Commercial | Education | Existing | Water Heating | Natural Gas | Gas-Fired Combination Heat Pump Conversion | NEQ | Federal standard gas-fired central heating and DHW system | 20 | 20 | 20 | 0.1672 | 0 | 0 | 0 | 0.1 | Retro1Slow | 0.012666666666666666 | TBD | A | WCM415 | 0.7 | 0.42 | kBtuh heat | 0.0321 | 23278.625920944432 | 23278.6259 | 18360.60636018153 | 18360.6064 | AEO 2021 - gas_eng-driven_RTHP-heat 2017 typical | EIA - Technology Forecast Updates. Appendix A. U.S. Energy Information Administration. March 3, 2023.¦ Technical Support Documents for Baseline Costs | AEG Analysis, Comparison of Baseline TE vs COP | 0 | 0 | 195.1704 | Federal standard gas-fired central heating and DHW system | Federal standard gas-fired central heating and DHW system | Federal standard gas-fired central heating and DHW system | Federal standard gas-fired central heating and DHW system | Federal standard gas-fired central heating and DHW system | Federal standard gas-fired central heating and DHW system | Federal standard gas-fired central heating and DHW system | Federal standard gas-fired central heating and DHW system | Federal standard gas-fired central heating and DHW system | Federal standard gas-fired central heating and DHW system | Federal standard gas-fired central heating and DHW system | Federal standard gas-fired central heating and DHW system | Federal standard gas-fired central heating and DHW system | Federal standard gas-fired central heating and DHW system | Federal standard gas-fired central heating and DHW system | Federal standard gas-fired central heating and DHW system | Federal standard gas-fired central heating and DHW system | Federal standard gas-fired central heating and DHW system | Federal standard gas-fired central heating and DHW system | Federal standard gas-fired central heating and DHW system | Federal standard gas-fired central heating and DHW system | Federal standard gas-fired central heating and DHW system | Federal standard gas-fired central heating and DHW system | Federal standard gas-fired central heating and DHW system | Federal standard gas-fired central heating and DHW system | Federal standard gas-fired central heating and DHW system | Federal standard gas-fired central heating and DHW system | Federal standard gas-fired central heating and DHW system | 0 | 0 | 0 | 263.4541 | 518.7141 | 904.9069 | 1441.9932 | 2136.9199 | 2977.5282 | 3927.2485 | 4933.0485 | 5907.2814 | 6757.743 | 7372.9683 | 7649.7934 | 7501.0101 | 6926.6085 | 6004.7511 | 4910.6904 | 3723.7808 | 2562.0084 | 1346.5661 | 895.0859 | 0 | 0 | 0 | 0 | 0 | 0 | 0 | 0 | 263.4541 | 778.2094 | 1669.518 | 3077.5279 | 5141.5791 | 7979.6739 | 11664.5773 | 16235.4306 | 21626.3532 | 27737.2853 | 34346.4463 | 41148.2172 | 47681.1754 | 53634.3407 | 58887.9789 | 63144.4034 | 66339.301 | 68489.747 | 69552.408 | 70244.1268 | 70191.2265 | 70148.9063 | 70115.0501 | 70087.9652 | 70066.2973 | 0 | 0 | 0 | 103.23699579033443 | 206.36398307483182 | 366.40859700962636 | 596.0138034292307 | 904.6657069990921 | 1295.6745992778056 | 1762.4732754381414 | 2284.801925389029 | 2825.906200600406 | 3332.4147086204466 | 3738.7527370156536 | 3977.328986880601 | 3993.933809874999 | 3764.9561790121943 | 3310.238538242213 | 2737.5306956749396 | 2093.4058261043656 | 1449.2809565337914 | 764.8982826150566 | 509.93218841003784 | 0 | 0 | 0 | 0 | 0 | 0 | 0 | 0 | 103.23699579033443 | 309.60097886516627 | 676.0095758747926 | 1272.0233793040231 | 2176.6890863031153 | 3472.363685580921 | 5234.836961019062 | 7519.638886408091 | 10345.545087008497 | 13677.959795628944 | 17416.712532644597 | 21394.041519525195 | 25387.975329400197 | 29152.93150841239 | 32463.170046654603 | 35200.70074232954 | 37294.10656843391 | 38743.3875249677 | 39508.28580758275 | 40018.217995992796 | 40018.217995992796 | 40018.217995992796 | 40018.217995992796 | 40018.217995992796 | 40018.217995992796 | Gas-fired heat pump, COP 1.3 | Gas-fired heat pump, COP 1.3 | Gas-fired heat pump, COP 1.3 | Gas-fired heat pump, COP 1.3 | Gas-fired heat pump, COP 1.3 | Gas-fired heat pump, COP 1.3 | Gas-fired heat pump, COP 1.3 | Gas-fired heat pump, COP 1.3 | Gas-fired heat pump, COP 1.3 | Gas-fired heat pump, COP 1.3 | Gas-fired heat pump, COP 1.3 | Gas-fired heat pump, COP 1.3 | Gas-fired heat pump, COP 1.3 | Gas-fired heat pump, COP 1.3 | Gas-fired heat pump, COP 1.3 | Gas-fired heat pump, COP 1.3 | Gas-fired heat pump, COP 1.3 | Gas-fired heat pump, COP 1.3 | Gas-fired heat pump, COP 1.3 | Gas-fired heat pump, COP 1.3 | Gas-fired heat pump, COP 1.3 | Gas-fired heat pump, COP 1.3 | Gas-fired heat pump, COP 1.3 | Gas-fired heat pump, COP 1.3 | Gas-fired heat pump, COP 1.3 | Gas-fired heat pump, COP 1.3 | Gas-fired heat pump, COP 1.3 | Gas-fired heat pump, COP 1.3 | 195.1704 | 195.1704 | 195.1704 | 195.1704 | 195.1704 | 195.1704 | 195.1704 | 195.1704 | 195.1704 | 195.1704 | 195.1704 | 195.1704 | 195.1704 | 195.1704 | 195.1704 | 195.1704 | 195.1704 | 195.1704 | 195.1704 | 195.1704 | 195.1704 | 195.1704 | 195.1704 | 195.1704 | 195.1704 | 195.1704 | 195.1704 | 195.1704 | 0.1672 | 0.1672 | 0.1672 | 0.1672 | 0.1672 | 0.1672 | 0.1672 | 0.1672 | 0.1672 | 0.1672 | 0.1672 | 0.1672 | 0.1672 | 0.1672 | 0.1672 | 0.1672 | 0.1672 | 0.1672 | 0.1672 | 0.1672 | 0.1672 | 0.1672 | 0.1672 | 0.1672 | 0.1672 | 0.1672 | 0.1672 | 0.1672 | 0 | 0 | 0 | 0 | 0 | 0 | 0 | 0 | 0 | 0 | 0 | 0 | 0 | 0 | 0 | 0 | 0 | 0 | 0 | 0 | 0 | 0 | 0 | 0 | 0 | 0 | 0 | 0 | 0 | 0 | 0 | 0 | 0 | 0 | 0 | 0 | 0 | 0 | 0 | 0 | 0 | 0 | 0 | 0 | 0 | 0 | 0 | 0 | 0 | 0 | 0 | 0 | 0 | 0 | 0 | 0 | 0 | 0 | 0 | 0 | 0 | 0 | 0 | 0 | 0 | 0 | 0 | 0 | 0 | 0 | 0 | 0 | 0 | 0 | 0 | 0 | 0 | 0 | 0 | 0 | 0 | 0 | 0 | 0 | 0 | 0 | 0 | 0 | 0 | 0 | 0 | 0 | 0 | 0 | 0 | 0 | 0 | 0 | 0 | 0 | 0 | 0 | 0 | 0 | 0 | 0 | 0 | 0 | 0 | 0 | 0 | 0 | Gas-fired heat pump, COP 1.3 | Gas-fired heat pump, COP 1.3 | Gas-fired heat pump, COP 1.3 | Gas-fired heat pump, COP 1.3 | Gas-fired heat pump, COP 1.3 | Gas-fired heat pump, COP 1.3 | Gas-fired heat pump, COP 1.3 | Gas-fired heat pump, COP 1.3 | Gas-fired heat pump, COP 1.3 | Gas-fired heat pump, COP 1.3 | Gas-fired heat pump, COP 1.3 | Gas-fired heat pump, COP 1.3 | Gas-fired heat pump, COP 1.3 | Gas-fired heat pump, COP 1.3 | Gas-fired heat pump, COP 1.3 | Gas-fired heat pump, COP 1.3 | Gas-fired heat pump, COP 1.3 | Gas-fired heat pump, COP 1.3 | Gas-fired heat pump, COP 1.3 | Gas-fired heat pump, COP 1.3 | Gas-fired heat pump, COP 1.3 | Gas-fired heat pump, COP 1.3 | Gas-fired heat pump, COP 1.3 | Gas-fired heat pump, COP 1.3 | Gas-fired heat pump, COP 1.3 | Gas-fired heat pump, COP 1.3 | Gas-fired heat pump, COP 1.3 | Gas-fired heat pump, COP 1.3 | 195.1704 | 195.1704 | 195.1704 | 195.1704 | 195.1704 | 195.1704 | 195.1704 | 195.1704 | 195.1704 | 195.1704 | 195.1704 | 195.1704 | 195.1704 | 195.1704 | 195.1704 | 195.1704 | 195.1704 | 195.1704 | 195.1704 | 195.1704 | 195.1704 | 195.1704 | 195.1704 | 195.1704 | 195.1704 | 195.1704 | 195.1704 | 195.1704 | 0.1672 | 0.1672 | 0.1672 | 0.1672 | 0.1672 | 0.1672 | 0.1672 | 0.1672 | 0.1672 | 0.1672 | 0.1672 | 0.1672 | 0.1672 | 0.1672 | 0.1672 | 0.1672 | 0.1672 | 0.1672 | 0.1672 | 0.1672 | 0.1672 | 0.1672 | 0.1672 | 0.1672 | 0.1672 | 0.1672 | 0.1672 | 0.1672 | 0 | 0 | 0 | 0 | 0 | 0 | 0 | 0 | 0 | 0 | 0 | 0 | 0 | 0 | 0 | 0 | 0 | 0 | 0 | 0 | 0 | 0 | 0 | 0 | 0 | 0 | 0 | 0 | 0 | 0 | 0 | 0 | 0 | 0 | 0 | 0 | 0 | 0 | 0 | 0 | 0 | 0 | 0 | 0 | 0 | 0 | 0 | 0 | 0 | 0 | 0 | 0 | 0 | 0 | 0 | 0 | 0 | 0 | 0 | 0 | 0 | 0 | 0 | 0 | 0 | 0 | 0 | 0 | 0 | 0 | 0 | 0 | 0 | 0 | 0 | 0 | 0 | 0 | 0 | 0 | 0 | 0 | 0 | 0 | 0 | 0
Gas-Fired Combination Heat Pump Conversion_Education_Existing_Gas-fired heat pump, COP 1.3 | Gas-Fired Combination Heat Pump Conversion_Education_Existing | Gas-Fired Combination Heat Pump Conversion_Commercial_Existing_Federal standard gas-fired central heating and DHW system_Gas-fired heat pump, COP 1.3 | Commercial | Education | Existing | Space Heating | Natural Gas | Gas-Fired Combination Heat Pump Conversion | NEQ | Federal standard gas-fired central heating and DHW system | 20 | 20 | 20 | 0.62959 | 0 | 0 | 0 | 0.1 | Retro1Slow | 0.012666666666666666 | TBD | A | WCM414 | 0.7 | 0.42 | kBtuh heat | 0.0321 | 23278.625920944432 | 23278.6259 | 18360.60636018153 | 18360.6064 | AEO 2021 - gas_eng-driven_RTHP-heat 2017 typical | EIA - Technology Forecast Updates. Appendix A. U.S. Energy Information Administration. March 3, 2023.¦ Technical Support Documents for Baseline Costs | AEG Analysis, Comparison of Baseline TE vs COP | 0 | 0 | 195.1704 | Federal standard gas-fired central heating and DHW system | Federal standard gas-fired central heating and DHW system | Federal standard gas-fired central heating and DHW system | Federal standard gas-fired central heating and DHW system | Federal standard gas-fired central heating and DHW system | Federal standard gas-fired central heating and DHW system | Federal standard gas-fired central heating and DHW system | Federal standard gas-fired central heating and DHW system | Federal standard gas-fired central heating and DHW system | Federal standard gas-fired central heating and DHW system | Federal standard gas-fired central heating and DHW system | Federal standard gas-fired central heating and DHW system | Federal standard gas-fired central heating and DHW system | Federal standard gas-fired central heating and DHW system | Federal standard gas-fired central heating and DHW system | Federal standard gas-fired central heating and DHW system | Federal standard gas-fired central heating and DHW system | Federal standard gas-fired central heating and DHW system | Federal standard gas-fired central heating and DHW system | Federal standard gas-fired central heating and DHW system | Federal standard gas-fired central heating and DHW system | Federal standard gas-fired central heating and DHW system | Federal standard gas-fired central heating and DHW system | Federal standard gas-fired central heating and DHW system | Federal standard gas-fired central heating and DHW system | Federal standard gas-fired central heating and DHW system | Federal standard gas-fired central heating and DHW system | Federal standard gas-fired central heating and DHW system | 0 | 0 | 0 | 1005.2933 | 1975.6002 | 3440.9239 | 5477.7454 | 8116.1891 | 11311.6376 | 14931.754 | 18745.4835 | 22429.6198 | 25589.9787 | 27803.0172 | 28690.0343 | 27995.8848 | 25692.7198 | 22030.7703 | 17796.4325 | 13319.0966 | 9041.9879 | 4690.2032 | 3078.0571 | 0 | 0 | 0 | 0 | 0 | 0 | 0 | 0 | 1005.2933 | 2963.9269 | 6348.3704 | 11690.7028 | 19528.1198 | 30314.8025 | 44349.7774 | 61694.305 | 82114.064 | 105034.5563 | 129518.3694 | 154323.6146 | 177959.5925 | 198944.706 | 216053.5057 | 228836.4824 | 237280.2255 | 241717.9643 | 242256.9018 | 241558.3128 | 238406.5333 | 235465.4245 | 232718.1546 | 230149.2461 | 227744.4665 | 0 | 0 | 0 | 106.02369920341972 | 211.9344204124355 | 376.29916075621435 | 612.102160975351 | 929.085586656532 | 1330.6490849301038 | 1810.0481806795722 | 2346.476185424999 | 2902.1866308278163 | 3422.367456385291 | 3839.673874183218 | 4084.6900755857896 | 4101.743116939876 | 3866.5846325898037 | 3399.5926788003185 | 2811.4255826257013 | 2149.9136808314192 | 1488.4017790371365 | 785.5453833807109 | 523.6969222538072 | 0 | 0 | 0 | 0 | 0 | 0 | 0 | 0 | 106.02369920341972 | 317.9581196158552 | 694.2572803720695 | 1306.3594413474204 | 2235.4450280039528 | 3566.0941129340563 | 5376.142293613629 | 7722.618479038628 | 10624.805109866444 | 14047.172566251735 | 17886.846440434954 | 21971.536516020744 | 26073.27963296062 | 29939.864265550426 | 33339.45694435075 | 36150.88252697645 | 38300.79620780787 | 39789.197986845 | 40574.74337022572 | 41098.44029247952 | 41098.44029247952 | 41098.44029247952 | 41098.44029247952 | 41098.44029247952 | 41098.44029247952 | Gas-fired heat pump, COP 1.3 | Gas-fired heat pump, COP 1.3 | Gas-fired heat pump, COP 1.3 | Gas-fired heat pump, COP 1.3 | Gas-fired heat pump, COP 1.3 | Gas-fired heat pump, COP 1.3 | Gas-fired heat pump, COP 1.3 | Gas-fired heat pump, COP 1.3 | Gas-fired heat pump, COP 1.3 | Gas-fired heat pump, COP 1.3 | Gas-fired heat pump, COP 1.3 | Gas-fired heat pump, COP 1.3 | Gas-fired heat pump, COP 1.3 | Gas-fired heat pump, COP 1.3 | Gas-fired heat pump, COP 1.3 | Gas-fired heat pump, COP 1.3 | Gas-fired heat pump, COP 1.3 | Gas-fired heat pump, COP 1.3 | Gas-fired heat pump, COP 1.3 | Gas-fired heat pump, COP 1.3 | Gas-fired heat pump, COP 1.3 | Gas-fired heat pump, COP 1.3 | Gas-fired heat pump, COP 1.3 | Gas-fired heat pump, COP 1.3 | Gas-fired heat pump, COP 1.3 | Gas-fired heat pump, COP 1.3 | Gas-fired heat pump, COP 1.3 | Gas-fired heat pump, COP 1.3 | 195.1704 | 195.1704 | 195.1704 | 195.1704 | 195.1704 | 195.1704 | 195.1704 | 195.1704 | 195.1704 | 195.1704 | 195.1704 | 195.1704 | 195.1704 | 195.1704 | 195.1704 | 195.1704 | 195.1704 | 195.1704 | 195.1704 | 195.1704 | 195.1704 | 195.1704 | 195.1704 | 195.1704 | 195.1704 | 195.1704 | 195.1704 | 195.1704 | 0.6296 | 0.6296 | 0.6296 | 0.6296 | 0.6296 | 0.6296 | 0.6296 | 0.6296 | 0.6296 | 0.6296 | 0.6296 | 0.6296 | 0.6296 | 0.6296 | 0.6296 | 0.6296 | 0.6296 | 0.6296 | 0.6296 | 0.6296 | 0.6296 | 0.6296 | 0.6296 | 0.6296 | 0.6296 | 0.6296 | 0.6296 | 0.6296 | 0 | 0 | 0 | 0 | 0 | 0 | 0 | 0 | 0 | 0 | 0 | 0 | 0 | 0 | 0 | 0 | 0 | 0 | 0 | 0 | 0 | 0 | 0 | 0 | 0 | 0 | 0 | 0 | 0 | 0 | 0 | 0 | 0 | 0 | 0 | 0 | 0 | 0 | 0 | 0 | 0 | 0 | 0 | 0 | 0 | 0 | 0 | 0 | 0 | 0 | 0 | 0 | 0 | 0 | 0 | 0 | 0 | 0 | 0 | 0 | 0 | 0 | 0 | 0 | 0 | 0 | 0 | 0 | 0 | 0 | 0 | 0 | 0 | 0 | 0 | 0 | 0 | 0 | 0 | 0 | 0 | 0 | 0 | 0 | 0 | 0 | 0 | 0 | 0 | 0 | 0 | 0 | 0 | 0 | 0 | 0 | 0 | 0 | 0 | 0 | 0 | 0 | 0 | 0 | 0 | 0 | 0 | 0 | 0 | 0 | 0 | 0 | Gas-fired heat pump, COP 1.3 | Gas-fired heat pump, COP 1.3 | Gas-fired heat pump, COP 1.3 | Gas-fired heat pump, COP 1.3 | Gas-fired heat pump, COP 1.3 | Gas-fired heat pump, COP 1.3 | Gas-fired heat pump, COP 1.3 | Gas-fired heat pump, COP 1.3 | Gas-fired heat pump, COP 1.3 | Gas-fired heat pump, COP 1.3 | Gas-fired heat pump, COP 1.3 | Gas-fired heat pump, COP 1.3 | Gas-fired heat pump, COP 1.3 | Gas-fired heat pump, COP 1.3 | Gas-fired heat pump, COP 1.3 | Gas-fired heat pump, COP 1.3 | Gas-fired heat pump, COP 1.3 | Gas-fired heat pump, COP 1.3 | Gas-fired heat pump, COP 1.3 | Gas-fired heat pump, COP 1.3 | Gas-fired heat pump, COP 1.3 | Gas-fired heat pump, COP 1.3 | Gas-fired heat pump, COP 1.3 | Gas-fired heat pump, COP 1.3 | Gas-fired heat pump, COP 1.3 | Gas-fired heat pump, COP 1.3 | Gas-fired heat pump, COP 1.3 | Gas-fired heat pump, COP 1.3 | 195.1704 | 195.1704 | 195.1704 | 195.1704 | 195.1704 | 195.1704 | 195.1704 | 195.1704 | 195.1704 | 195.1704 | 195.1704 | 195.1704 | 195.1704 | 195.1704 | 195.1704 | 195.1704 | 195.1704 | 195.1704 | 195.1704 | 195.1704 | 195.1704 | 195.1704 | 195.1704 | 195.1704 | 195.1704 | 195.1704 | 195.1704 | 195.1704 | 0.6296 | 0.6296 | 0.6296 | 0.6296 | 0.6296 | 0.6296 | 0.6296 | 0.6296 | 0.6296 | 0.6296 | 0.6296 | 0.6296 | 0.6296 | 0.6296 | 0.6296 | 0.6296 | 0.6296 | 0.6296 | 0.6296 | 0.6296 | 0.6296 | 0.6296 | 0.6296 | 0.6296 | 0.6296 | 0.6296 | 0.6296 | 0.6296 | 0 | 0 | 0 | 0 | 0 | 0 | 0 | 0 | 0 | 0 | 0 | 0 | 0 | 0 | 0 | 0 | 0 | 0 | 0 | 0 | 0 | 0 | 0 | 0 | 0 | 0 | 0 | 0 | 0 | 0 | 0 | 0 | 0 | 0 | 0 | 0 | 0 | 0 | 0 | 0 | 0 | 0 | 0 | 0 | 0 | 0 | 0 | 0 | 0 | 0 | 0 | 0 | 0 | 0 | 0 | 0 | 0 | 0 | 0 | 0 | 0 | 0 | 0 | 0 | 0 | 0 | 0 | 0 | 0 | 0 | 0 | 0 | 0 | 0 | 0 | 0 | 0 | 0 | 0 | 0 | 0 | 0 | 0 | 0 | 0 | 0
Circulation Pump - Controls_Warehouse_Existing_Circulation pump controls based on demand. | Circulation Pump - Controls_Warehouse_Existing | Circulation Pump - Controls_Commercial_Existing_No circulation pump controls._Circulation pump controls based on demand. | Commercial | Warehouse | Existing | Water Heating | Natural Gas | Circulation Pump - Controls | NEQ | No circulation pump controls. | 10 | 10 | 10 | 13.2187 | 0 | 0 | 0 | 0 | Retro3Slow | 0.004128203794943829 | TBD | A | WCM736 | 0.7 | 0.42 | perbldg | 0.0321 | 25392.311379892555 | 25392.3114 | 20027.738553154704 | 20027.7386 | RTF WkBk - ComResCirculatorPumps_v4_1 | RTF WkBk - ComResCirculatorPumps_v4_1 | RTF WkBk - ComResCirculatorPumps_v4_1 | 0 | 0 | 2125.1551 | No circulation pump controls. | No circulation pump controls. | No circulation pump controls. | No circulation pump controls. | No circulation pump controls. | No circulation pump controls. | No circulation pump controls. | No circulation pump controls. | No circulation pump controls. | No circulation pump controls. | No circulation pump controls. | No circulation pump controls. | No circulation pump controls. | No circulation pump controls. | No circulation pump controls. | No circulation pump controls. | No circulation pump controls. | No circulation pump controls. | No circulation pump controls. | No circulation pump controls. | No circulation pump controls. | No circulation pump controls. | No circulation pump controls. | No circulation pump controls. | No circulation pump controls. | No circulation pump controls. | No circulation pump controls. | No circulation pump controls. | 0 | 0 | 0 | 0 | 0 | 0 | 0 | 0 | 0 | 0 | 0 | 0 | 0 | 0 | 0 | 0 | 0 | 0 | 0 | 0 | 0 | 0 | 0 | 0 | 0 | 0 | 0 | 0 | 0 | 0 | 0 | 0 | 0 | 0 | 0 | 0 | 0 | 0 | 0 | 0 | 0 | 0 | 0 | 0 | 0 | 0 | 0 | 0 | 0 | 0 | 0 | 0 | 0 | 0 | 0 | 0 | 0 | 0 | 0 | 0 | 0 | 0 | 0 | 0 | 0 | 0 | 0 | 0 | 0 | 0 | 0 | 0 | 0 | 0 | 0 | 0 | 0 | 0 | 0 | 0 | 0 | 0 | 0 | 0 | 0 | 0 | 0 | 0 | 0 | 0 | 0 | 0 | 0 | 0 | 0 | 0 | 0 | 0 | 0 | 0 | 0 | 0 | 0 | 0 | 0 | 0 | 0 | 0 | 0 | 0 | 0 | 0 | Circulation pump controls based on demand. | Circulation pump controls based on demand. | Circulation pump controls based on demand. | Circulation pump controls based on demand. | Circulation pump controls based on demand. | Circulation pump controls based on demand. | Circulation pump controls based on demand. | Circulation pump controls based on demand. | Circulation pump controls based on demand. | Circulation pump controls based on demand. | Circulation pump controls based on demand. | Circulation pump controls based on demand. | Circulation pump controls based on demand. | Circulation pump controls based on demand. | Circulation pump controls based on demand. | Circulation pump controls based on demand. | Circulation pump controls based on demand. | Circulation pump controls based on demand. | Circulation pump controls based on demand. | Circulation pump controls based on demand. | Circulation pump controls based on demand. | Circulation pump controls based on demand. | Circulation pump controls based on demand. | Circulation pump controls based on demand. | Circulation pump controls based on demand. | Circulation pump controls based on demand. | Circulation pump controls based on demand. | Circulation pump controls based on demand. | 2125.1551 | 2125.1551 | 2125.1551 | 2125.1551 | 2125.1551 | 2125.1551 | 2125.1551 | 2125.1551 | 2125.1551 | 2125.1551 | 2125.1551 | 2125.1551 | 2125.1551 | 2125.1551 | 2125.1551 | 2125.1551 | 2125.1551 | 2125.1551 | 2125.1551 | 2125.1551 | 2125.1551 | 2125.1551 | 2125.1551 | 2125.1551 | 2125.1551 | 2125.1551 | 2125.1551 | 2125.1551 | 13.2187 | 13.2187 | 13.2187 | 13.2187 | 13.2187 | 13.2187 | 13.2187 | 13.2187 | 13.2187 | 13.2187 | 13.2187 | 13.2187 | 13.2187 | 13.2187 | 13.2187 | 13.2187 | 13.2187 | 13.2187 | 13.2187 | 13.2187 | 13.2187 | 13.2187 | 13.2187 | 13.2187 | 13.2187 | 13.2187 | 13.2187 | 13.2187 | 0 | 0 | 0 | 0 | 0 | 0 | 0 | 0 | 0 | 0 | 0 | 0 | 0 | 0 | 0 | 0 | 0 | 0 | 0 | 0 | 0 | 0 | 0 | 0 | 0 | 0 | 0 | 0 | 0 | 0 | 0 | 0 | 0 | 0 | 0 | 0 | 0 | 0 | 0 | 0 | 0 | 0 | 0 | 0 | 0 | 0 | 0 | 0 | 0 | 0 | 0 | 0 | 0 | 0 | 0 | 0 | 0 | 0 | 0 | 0 | 0 | 0 | 0 | 0 | 0 | 0 | 0 | 0 | 0 | 0 | 0 | 0 | 0 | 0 | 0 | 0 | 0 | 0 | 0 | 0 | 0 | 0 | 0 | 0 | 0 | 0 | 0 | 0 | 0 | 0 | 0 | 0 | 0 | 0 | 0 | 0 | 0 | 0 | 0 | 0 | 0 | 0 | 0 | 0 | 0 | 0 | 0 | 0 | 0 | 0 | 0 | 0 | Circulation pump controls based on demand. | Circulation pump controls based on demand. | Circulation pump controls based on demand. | Circulation pump controls based on demand. | Circulation pump controls based on demand. | Circulation pump controls based on demand. | Circulation pump controls based on demand. | Circulation pump controls based on demand. | Circulation pump controls based on demand. | Circulation pump controls based on demand. | Circulation pump controls based on demand. | Circulation pump controls based on demand. | Circulation pump controls based on demand. | Circulation pump controls based on demand. | Circulation pump controls based on demand. | Circulation pump controls based on demand. | Circulation pump controls based on demand. | Circulation pump controls based on demand. | Circulation pump controls based on demand. | Circulation pump controls based on demand. | Circulation pump controls based on demand. | Circulation pump controls based on demand. | Circulation pump controls based on demand. | Circulation pump controls based on demand. | Circulation pump controls based on demand. | Circulation pump controls based on demand. | Circulation pump controls based on demand. | Circulation pump controls based on demand. | 2125.1551 | 2125.1551 | 2125.1551 | 2125.1551 | 2125.1551 | 2125.1551 | 2125.1551 | 2125.1551 | 2125.1551 | 2125.1551 | 2125.1551 | 2125.1551 | 2125.1551 | 2125.1551 | 2125.1551 | 2125.1551 | 2125.1551 | 2125.1551 | 2125.1551 | 2125.1551 | 2125.1551 | 2125.1551 | 2125.1551 | 2125.1551 | 2125.1551 | 2125.1551 | 2125.1551 | 2125.1551 | 13.2187 | 13.2187 | 13.2187 | 13.2187 | 13.2187 | 13.2187 | 13.2187 | 13.2187 | 13.2187 | 13.2187 | 13.2187 | 13.2187 | 13.2187 | 13.2187 | 13.2187 | 13.2187 | 13.2187 | 13.2187 | 13.2187 | 13.2187 | 13.2187 | 13.2187 | 13.2187 | 13.2187 | 13.2187 | 13.2187 | 13.2187 | 13.2187 | 0 | 0 | 0 | 0 | 0 | 0 | 0 | 0 | 0 | 0 | 0 | 0 | 0 | 0 | 0 | 0 | 0 | 0 | 0 | 0 | 0 | 0 | 0 | 0 | 0 | 0 | 0 | 0 | 0 | 0 | 0 | 0 | 0 | 0 | 0 | 0 | 0 | 0 | 0 | 0 | 0 | 0 | 0 | 0 | 0 | 0 | 0 | 0 | 0 | 0 | 0 | 0 | 0 | 0 | 0 | 0 | 0 | 0 | 0 | 0 | 0 | 0 | 0 | 0 | 0 | 0 | 0 | 0 | 0 | 0 | 0 | 0 | 0 | 0 | 0 | 0 | 0 | 0 | 0 | 0 | 0 | 0 | 0 | 0 | 0 | 0
Commercial Laundry - Dryer Efficiency Retrofit_Office_Existing_Commercial gas dryer retrofitted with a two-stage modulating gas valve kit | Commercial Laundry - Dryer Efficiency Retrofit_Office_Existing | Commercial Laundry - Dryer Efficiency Retrofit_Commercial_Existing_Commercial gas dryer with no modulating capabilities_Commercial gas dryer retrofitted with a two-stage modulating gas valve kit | Commercial | Office | Existing | Miscellaneous | Natural Gas | Commercial Laundry - Dryer Efficiency Retrofit | NEQ | Commercial gas dryer with no modulating capabilities | 10 | 10 | 10 | 4.7979 | 0 | 0 | 0 | 0 | Retro5Med | 8.35569166605469E-06 | TBD | A | WCM40 | 0.7 | 0.42 | Washer | 0.0321 | 26595.163230304628 | 26595.1632 | 20976.46677319802 | 20976.4668 | IL TRM v13 - 4.9.3 - Modulating Commercial Gas Clothes Dryer - CI-MSC-MODD-V02-230101 ¦ IL TRM v13 - 4.9.9 - Commercial Clothes Dryer Moisture Sensor - CI-MSC-CDMS-V02-230101 | IL TRM v13 - 4.9.3 - Modulating Commercial Gas Clothes Dryer - CI-MSC-MODD-V02-230101 ¦ IL TRM v13 - 4.9.9 - Commercial Clothes Dryer Moisture Sensor - CI-MSC-CDMS-V02-230101 | IL TRM v13 - 4.9.3 - Modulating Commercial Gas Clothes Dryer - CI-MSC-MODD-V02-230101 ¦ IL TRM v13 - 4.9.9 - Commercial Clothes Dryer Moisture Sensor - CI-MSC-CDMS-V02-230101 | 0 | 0 | 799.6811 | Commercial gas dryer with no modulating capabilities | Commercial gas dryer with no modulating capabilities | Commercial gas dryer with no modulating capabilities | Commercial gas dryer with no modulating capabilities | Commercial gas dryer with no modulating capabilities | Commercial gas dryer with no modulating capabilities | Commercial gas dryer with no modulating capabilities | Commercial gas dryer with no modulating capabilities | Commercial gas dryer with no modulating capabilities | Commercial gas dryer with no modulating capabilities | Commercial gas dryer with no modulating capabilities | Commercial gas dryer with no modulating capabilities | Commercial gas dryer with no modulating capabilities | Commercial gas dryer with no modulating capabilities | Commercial gas dryer with no modulating capabilities | Commercial gas dryer with no modulating capabilities | Commercial gas dryer with no modulating capabilities | Commercial gas dryer with no modulating capabilities | Commercial gas dryer with no modulating capabilities | Commercial gas dryer with no modulating capabilities | Commercial gas dryer with no modulating capabilities | Commercial gas dryer with no modulating capabilities | Commercial gas dryer with no modulating capabilities | Commercial gas dryer with no modulating capabilities | Commercial gas dryer with no modulating capabilities | Commercial gas dryer with no modulating capabilities | Commercial gas dryer with no modulating capabilities | Commercial gas dryer with no modulating capabilities | 0 | 0 | 0 | 0 | 0 | 0 | 0 | 0 | 0 | 0 | 0 | 0 | 0 | 0 | 0 | 0 | 0 | 0 | 0 | 0 | 0 | 0 | 0 | 0 | 0 | 0 | 0 | 0 | 0 | 0 | 0 | 0 | 0 | 0 | 0 | 0 | 0 | 0 | 0 | 0 | 0 | 0 | 0 | 0 | 0 | 0 | 0 | 0 | 0 | 0 | 0 | 0 | 0 | 0 | 0 | 0 | 0 | 0 | 0 | 0 | 0 | 0 | 0 | 0 | 0 | 0 | 0 | 0 | 0 | 0 | 0 | 0 | 0 | 0 | 0 | 0 | 0 | 0 | 0 | 0 | 0 | 0 | 0 | 0 | 0 | 0 | 0 | 0 | 0 | 0 | 0 | 0 | 0 | 0 | 0 | 0 | 0 | 0 | 0 | 0 | 0 | 0 | 0 | 0 | 0 | 0 | 0 | 0 | 0 | 0 | 0 | 0 | Commercial gas dryer retrofitted with a two-stage modulating gas valve kit | Commercial gas dryer retrofitted with a two-stage modulating gas valve kit | Commercial gas dryer retrofitted with a two-stage modulating gas valve kit | Commercial gas dryer retrofitted with a two-stage modulating gas valve kit | Commercial gas dryer retrofitted with a two-stage modulating gas valve kit | Commercial gas dryer retrofitted with a two-stage modulating gas valve kit | Commercial gas dryer retrofitted with a two-stage modulating gas valve kit | Commercial gas dryer retrofitted with a two-stage modulating gas valve kit | Commercial gas dryer retrofitted with a two-stage modulating gas valve kit | Commercial gas dryer retrofitted with a two-stage modulating gas valve kit | Commercial gas dryer retrofitted with a two-stage modulating gas valve kit | Commercial gas dryer retrofitted with a two-stage modulating gas valve kit | Commercial gas dryer retrofitted with a two-stage modulating gas valve kit | Commercial gas dryer retrofitted with a two-stage modulating gas valve kit | Commercial gas dryer retrofitted with a two-stage modulating gas valve kit | Commercial gas dryer retrofitted with a two-stage modulating gas valve kit | Commercial gas dryer retrofitted with a two-stage modulating gas valve kit | Commercial gas dryer retrofitted with a two-stage modulating gas valve kit | Commercial gas dryer retrofitted with a two-stage modulating gas valve kit | Commercial gas dryer retrofitted with a two-stage modulating gas valve kit | Commercial gas dryer retrofitted with a two-stage modulating gas valve kit | Commercial gas dryer retrofitted with a two-stage modulating gas valve kit | Commercial gas dryer retrofitted with a two-stage modulating gas valve kit | Commercial gas dryer retrofitted with a two-stage modulating gas valve kit | Commercial gas dryer retrofitted with a two-stage modulating gas valve kit | Commercial gas dryer retrofitted with a two-stage modulating gas valve kit | Commercial gas dryer retrofitted with a two-stage modulating gas valve kit | Commercial gas dryer retrofitted with a two-stage modulating gas valve kit | 799.6811 | 799.6811 | 799.6811 | 799.6811 | 799.6811 | 799.6811 | 799.6811 | 799.6811 | 799.6811 | 799.6811 | 799.6811 | 799.6811 | 799.6811 | 799.6811 | 799.6811 | 799.6811 | 799.6811 | 799.6811 | 799.6811 | 799.6811 | 799.6811 | 799.6811 | 799.6811 | 799.6811 | 799.6811 | 799.6811 | 799.6811 | 799.6811 | 4.7979 | 4.7979 | 4.7979 | 4.7979 | 4.7979 | 4.7979 | 4.7979 | 4.7979 | 4.7979 | 4.7979 | 4.7979 | 4.7979 | 4.7979 | 4.7979 | 4.7979 | 4.7979 | 4.7979 | 4.7979 | 4.7979 | 4.7979 | 4.7979 | 4.7979 | 4.7979 | 4.7979 | 4.7979 | 4.7979 | 4.7979 | 4.7979 | 0 | 0 | 0 | 0 | 0 | 0 | 0 | 0 | 0 | 0 | 0 | 0 | 0 | 0 | 0 | 0 | 0 | 0 | 0 | 0 | 0 | 0 | 0 | 0 | 0 | 0 | 0 | 0 | 0 | 0 | 0 | 0 | 0 | 0 | 0 | 0 | 0 | 0 | 0 | 0 | 0 | 0 | 0 | 0 | 0 | 0 | 0 | 0 | 0 | 0 | 0 | 0 | 0 | 0 | 0 | 0 | 0 | 0 | 0 | 0 | 0 | 0 | 0 | 0 | 0 | 0 | 0 | 0 | 0 | 0 | 0 | 0 | 0 | 0 | 0 | 0 | 0 | 0 | 0 | 0 | 0 | 0 | 0 | 0 | 0 | 0 | 0 | 0 | 0 | 0 | 0 | 0 | 0 | 0 | 0 | 0 | 0 | 0 | 0 | 0 | 0 | 0 | 0 | 0 | 0 | 0 | 0 | 0 | 0 | 0 | 0 | 0 | Commercial gas dryer retrofitted with a two-stage modulating gas valve kit | Commercial gas dryer retrofitted with a two-stage modulating gas valve kit | Commercial gas dryer retrofitted with a two-stage modulating gas valve kit | Commercial gas dryer retrofitted with a two-stage modulating gas valve kit | Commercial gas dryer retrofitted with a two-stage modulating gas valve kit | Commercial gas dryer retrofitted with a two-stage modulating gas valve kit | Commercial gas dryer retrofitted with a two-stage modulating gas valve kit | Commercial gas dryer retrofitted with a two-stage modulating gas valve kit | Commercial gas dryer retrofitted with a two-stage modulating gas valve kit | Commercial gas dryer retrofitted with a two-stage modulating gas valve kit | Commercial gas dryer retrofitted with a two-stage modulating gas valve kit | Commercial gas dryer retrofitted with a two-stage modulating gas valve kit | Commercial gas dryer retrofitted with a two-stage modulating gas valve kit | Commercial gas dryer retrofitted with a two-stage modulating gas valve kit | Commercial gas dryer retrofitted with a two-stage modulating gas valve kit | Commercial gas dryer retrofitted with a two-stage modulating gas valve kit | Commercial gas dryer retrofitted with a two-stage modulating gas valve kit | Commercial gas dryer retrofitted with a two-stage modulating gas valve kit | Commercial gas dryer retrofitted with a two-stage modulating gas valve kit | Commercial gas dryer retrofitted with a two-stage modulating gas valve kit | Commercial gas dryer retrofitted with a two-stage modulating gas valve kit | Commercial gas dryer retrofitted with a two-stage modulating gas valve kit | Commercial gas dryer retrofitted with a two-stage modulating gas valve kit | Commercial gas dryer retrofitted with a two-stage modulating gas valve kit | Commercial gas dryer retrofitted with a two-stage modulating gas valve kit | Commercial gas dryer retrofitted with a two-stage modulating gas valve kit | Commercial gas dryer retrofitted with a two-stage modulating gas valve kit | Commercial gas dryer retrofitted with a two-stage modulating gas valve kit | 799.6811 | 799.6811 | 799.6811 | 799.6811 | 799.6811 | 799.6811 | 799.6811 | 799.6811 | 799.6811 | 799.6811 | 799.6811 | 799.6811 | 799.6811 | 799.6811 | 799.6811 | 799.6811 | 799.6811 | 799.6811 | 799.6811 | 799.6811 | 799.6811 | 799.6811 | 799.6811 | 799.6811 | 799.6811 | 799.6811 | 799.6811 | 799.6811 | 4.7979 | 4.7979 | 4.7979 | 4.7979 | 4.7979 | 4.7979 | 4.7979 | 4.7979 | 4.7979 | 4.7979 | 4.7979 | 4.7979 | 4.7979 | 4.7979 | 4.7979 | 4.7979 | 4.7979 | 4.7979 | 4.7979 | 4.7979 | 4.7979 | 4.7979 | 4.7979 | 4.7979 | 4.7979 | 4.7979 | 4.7979 | 4.7979 | 0 | 0 | 0 | 0 | 0 | 0 | 0 | 0 | 0 | 0 | 0 | 0 | 0 | 0 | 0 | 0 | 0 | 0 | 0 | 0 | 0 | 0 | 0 | 0 | 0 | 0 | 0 | 0 | 0 | 0 | 0 | 0 | 0 | 0 | 0 | 0 | 0 | 0 | 0 | 0 | 0 | 0 | 0 | 0 | 0 | 0 | 0 | 0 | 0 | 0 | 0 | 0 | 0 | 0 | 0 | 0 | 0 | 0 | 0 | 0 | 0 | 0 | 0 | 0 | 0 | 0 | 0 | 0 | 0 | 0 | 0 | 0 | 0 | 0 | 0 | 0 | 0 | 0 | 0 | 0 | 0 | 0 | 0 | 0 | 0 | 0
Windows - High Efficiency Glazing_Miscellaneous_Existing_U-0.29 Window | Windows - High Efficiency Glazing_Miscellaneous_Existing | Windows - High Efficiency Glazing_Commercial_Existing_Double Pane Window_U-0.29 Window | Commercial | Miscellaneous | Existing | Space Heating | Natural Gas | Windows - High Efficiency Glazing | NEQ | Double Pane Window | 45 | 45 | 45 | -0.012678 | 0 | 0 | 0.42485 | 0.94953 | Retro1Slow | 0.012666666666666666 | TBD | A | WCM805 | 0.7 | 0.42 | sqft window | 0.0321 | 9999 | 9999 | 9999 | 9999 | RTF Wkbk - ComWeatherizationSchool_v4_1 | RTF Wkbk - ComWeatherizationSchool_v4_1 | AEG BEST | 0 | 0 | 34.6186 | Double Pane Window | Double Pane Window | Double Pane Window | Double Pane Window | Double Pane Window | Double Pane Window | Double Pane Window | Double Pane Window | Double Pane Window | Double Pane Window | Double Pane Window | Double Pane Window | Double Pane Window | Double Pane Window | Double Pane Window | Double Pane Window | Double Pane Window | Double Pane Window | Double Pane Window | Double Pane Window | Double Pane Window | Double Pane Window | Double Pane Window | Double Pane Window | Double Pane Window | Double Pane Window | Double Pane Window | Double Pane Window | 0 | 0 | 0 | -371.3882 | -727.2019 | -1260.7408 | -1995.7628 | -2937.1927 | -4060.4946 | -5310.7709 | -6602.0187 | -7823.1853 | -8846.1043 | -9539.8824 | -9790.0899 | -9517.64 | -8714.6722 | -7462.583 | -6023.1788 | -4506.0886 | -3059.0032 | -1587.2366 | -1041.8884 | -2.5166e-14 | -2.4855e-14 | -2.4568e-14 | -2.4304e-14 | -2.406e-14 | 0 | 0 | 0 | -371.3882 | -1090.9967 | -2326.0176 | -4259.3928 | -7067.0915 | -10881.9869 | -15773.8675 | -21728.2714 | -28640.4114 | -36309.0039 | -44440.8604 | -52660.8664 | -60500.1534 | -67479.7339 | -73184.787 | -77449.4016 | -80276.145 | -81775.8264 | -81983.4475 | -81764.8307 | -80684.5095 | -79688.1152 | -78769.0741 | -77921.3348 | -77139.326 | 0 | 0 | 0 | 10415.732067876424 | 20820.365216095077 | 36967.50127802621 | 60132.70763789557 | 91273.05132198302 | 130722.51250548576 | 177818.51625204852 | 230517.020578086 | 285109.82530121447 | 336212.2122822438 | 377208.25251329737 | 401278.5606167871 | 402953.8455862899 | 379851.9562456918 | 333974.8258958718 | 276193.49086490064 | 211206.78713198274 | 146220.083399065 | 77171.71068283985 | 51447.80712189323 | 1.2593003563009775E-12 | 1.2593003563009775E-12 | 1.2593003563009775E-12 | 1.2593003563009775E-12 | 1.2593003563009775E-12 | 0 | 0 | 0 | 10415.732067876424 | 31236.097283971503 | 68203.59856199771 | 128336.30619989328 | 219609.3575218763 | 350331.8700273621 | 528150.3862794107 | 758667.4068574966 | 1043777.232158711 | 1379989.4444409548 | 1757197.6969542522 | 2158476.2575710393 | 2561430.103157329 | 2941282.059403021 | 3275256.8852988924 | 3551450.3761637933 | 3762657.1632957757 | 3908877.246694841 | 3986048.957377681 | 4037496.7644995744 | 4037496.7644995744 | 4037496.7644995744 | 4037496.7644995744 | 4037496.7644995744 | 4037496.7644995744 | U-0.29 Window | U-0.29 Window | U-0.29 Window | U-0.29 Window | U-0.29 Window | U-0.29 Window | U-0.29 Window | U-0.29 Window | U-0.29 Window | U-0.29 Window | U-0.29 Window | U-0.29 Window | U-0.29 Window | U-0.29 Window | U-0.29 Window | U-0.29 Window | U-0.29 Window | U-0.29 Window | U-0.29 Window | U-0.29 Window | U-0.29 Window | U-0.29 Window | U-0.29 Window | U-0.29 Window | U-0.29 Window | U-0.29 Window | U-0.29 Window | U-0.29 Window | 34.6186 | 34.6186 | 34.6186 | 34.6186 | 34.6186 | 34.6186 | 34.6186 | 34.6186 | 34.6186 | 34.6186 | 34.6186 | 34.6186 | 34.6186 | 34.6186 | 34.6186 | 34.6186 | 34.6186 | 34.6186 | 34.6186 | 34.6186 | 34.6186 | 34.6186 | 34.6186 | 34.6186 | 34.6186 | 34.6186 | 34.6186 | 34.6186 | -0.0127 | -0.0127 | -0.0127 | -0.0127 | -0.0127 | -0.0127 | -0.0127 | -0.0127 | -0.0127 | -0.0127 | -0.0127 | -0.0127 | -0.0127 | -0.0127 | -0.0127 | -0.0127 | -0.0127 | -0.0127 | -0.0127 | -0.0127 | -0.0127 | -0.0127 | -0.0127 | -0.0127 | -0.0127 | -0.0127 | -0.0127 | -0.0127 | 0 | 0 | 0 | 0 | 0 | 0 | 0 | 0 | 0 | 0 | 0 | 0 | 0 | 0 | 0 | 0 | 0 | 0 | 0 | 0 | 0 | 0 | 0 | 0 | 0 | 0 | 0 | 0 | 0 | 0 | 0 | 0 | 0 | 0 | 0 | 0 | 0 | 0 | 0 | 0 | 0 | 0 | 0 | 0 | 0 | 0 | 0 | 0 | 0 | 0 | 0 | 0 | 0 | 0 | 0 | 0 | 0 | 0 | 0 | 0 | 0 | 0 | 0 | 0 | 0 | 0 | 0 | 0 | 0 | 0 | 0 | 0 | 0 | 0 | 0 | 0 | 0 | 0 | 0 | 0 | 0 | 0 | 0 | 0 | 0 | 0 | 0 | 0 | 0 | 0 | 0 | 0 | 0 | 0 | 0 | 0 | 0 | 0 | 0 | 0 | 0 | 0 | 0 | 0 | 0 | 0 | 0 | 0 | 0 | 0 | 0 | 0 | U-0.29 Window | U-0.29 Window | U-0.29 Window | U-0.29 Window | U-0.29 Window | U-0.29 Window | U-0.29 Window | U-0.29 Window | U-0.29 Window | U-0.29 Window | U-0.29 Window | U-0.29 Window | U-0.29 Window | U-0.29 Window | U-0.29 Window | U-0.29 Window | U-0.29 Window | U-0.29 Window | U-0.29 Window | U-0.29 Window | U-0.29 Window | U-0.29 Window | U-0.29 Window | U-0.29 Window | U-0.29 Window | U-0.29 Window | U-0.29 Window | U-0.29 Window | 34.6186 | 34.6186 | 34.6186 | 34.6186 | 34.6186 | 34.6186 | 34.6186 | 34.6186 | 34.6186 | 34.6186 | 34.6186 | 34.6186 | 34.6186 | 34.6186 | 34.6186 | 34.6186 | 34.6186 | 34.6186 | 34.6186 | 34.6186 | 34.6186 | 34.6186 | 34.6186 | 34.6186 | 34.6186 | 34.6186 | 34.6186 | 34.6186 | -0.0127 | -0.0127 | -0.0127 | -0.0127 | -0.0127 | -0.0127 | -0.0127 | -0.0127 | -0.0127 | -0.0127 | -0.0127 | -0.0127 | -0.0127 | -0.0127 | -0.0127 | -0.0127 | -0.0127 | -0.0127 | -0.0127 | -0.0127 | -0.0127 | -0.0127 | -0.0127 | -0.0127 | -0.0127 | -0.0127 | -0.0127 | -0.0127 | 0 | 0 | 0 | 0 | 0 | 0 | 0 | 0 | 0 | 0 | 0 | 0 | 0 | 0 | 0 | 0 | 0 | 0 | 0 | 0 | 0 | 0 | 0 | 0 | 0 | 0 | 0 | 0 | 0 | 0 | 0 | 0 | 0 | 0 | 0 | 0 | 0 | 0 | 0 | 0 | 0 | 0 | 0 | 0 | 0 | 0 | 0 | 0 | 0 | 0 | 0 | 0 | 0 | 0 | 0 | 0 | 0 | 0 | 0 | 0 | 0 | 0 | 0 | 0 | 0 | 0 | 0 | 0 | 0 | 0 | 0 | 0 | 0 | 0 | 0 | 0 | 0 | 0 | 0 | 0 | 0 | 0 | 0 | 0 | 0 | 0
HVAC - Shut Off Damper_Lodging_Existing_boiler or furnace with electrically or thermally activated shut off damper installed on either the exhaust flue or combustion air intake | HVAC - Shut Off Damper_Lodging_Existing | HVAC - Shut Off Damper_Commercial_Existing_boiler or furnace that incorporates no shut off damper on the combustion air intake or flue exhaust_boiler or furnace with electrically or thermally activated shut off damper installed on either the exhaust flue or combustion air intake | Commercial | Lodging | Existing | Space Heating | Natural Gas | HVAC - Shut Off Damper | NEQ | boiler or furnace that incorporates no shut off damper on the combustion air intake or flue exhaust | 15 | 15 | 15 | 9.1535 | 0 | 0 | 0 | 0.25 | Retro12Med | 3.879925052500492E-06 | TBD | A | WCM623 | 0.7 | 0.42 | BoilerCtrl | 0.0321 | 29740.957149445054 | 29740.9571 | 23457.656343224244 | 23457.6563 | IL TRM v12 - 4.4.23 - Shut Off Damper for Space Heating Boilers or Furnaces - CI-HVC-SODP-V03-240101 | IL TRM v12 - 4.4.23 - Shut Off Damper for Space Heating Boilers or Furnaces - CI-HVC-SODP-V03-240101 | IL TRM v12 - 4.4.23 - Shut Off Damper for Space Heating Boilers or Furnaces - CI-HVC-SODP-V03-240101 | 0 | 0 | 2242.39 | boiler or furnace that incorporates no shut off damper on the combustion air intake or flue exhaust | boiler or furnace that incorporates no shut off damper on the combustion air intake or flue exhaust | boiler or furnace that incorporates no shut off damper on the combustion air intake or flue exhaust | boiler or furnace that incorporates no shut off damper on the combustion air intake or flue exhaust | boiler or furnace that incorporates no shut off damper on the combustion air intake or flue exhaust | boiler or furnace that incorporates no shut off damper on the combustion air intake or flue exhaust | boiler or furnace that incorporates no shut off damper on the combustion air intake or flue exhaust | boiler or furnace that incorporates no shut off damper on the combustion air intake or flue exhaust | boiler or furnace that incorporates no shut off damper on the combustion air intake or flue exhaust | boiler or furnace that incorporates no shut off damper on the combustion air intake or flue exhaust | boiler or furnace that incorporates no shut off damper on the combustion air intake or flue exhaust | boiler or furnace that incorporates no shut off damper on the combustion air intake or flue exhaust | boiler or furnace that incorporates no shut off damper on the combustion air intake or flue exhaust | boiler or furnace that incorporates no shut off damper on the combustion air intake or flue exhaust | boiler or furnace that incorporates no shut off damper on the combustion air intake or flue exhaust | boiler or furnace that incorporates no shut off damper on the combustion air intake or flue exhaust | boiler or furnace that incorporates no shut off damper on the combustion air intake or flue exhaust | boiler or furnace that incorporates no shut off damper on the combustion air intake or flue exhaust | boiler or furnace that incorporates no shut off damper on the combustion air intake or flue exhaust | boiler or furnace that incorporates no shut off damper on the combustion air intake or flue exhaust | boiler or furnace that incorporates no shut off damper on the combustion air intake or flue exhaust | boiler or furnace that incorporates no shut off damper on the combustion air intake or flue exhaust | boiler or furnace that incorporates no shut off damper on the combustion air intake or flue exhaust | boiler or furnace that incorporates no shut off damper on the combustion air intake or flue exhaust | boiler or furnace that incorporates no shut off damper on the combustion air intake or flue exhaust | boiler or furnace that incorporates no shut off damper on the combustion air intake or flue exhaust | boiler or furnace that incorporates no shut off damper on the combustion air intake or flue exhaust | boiler or furnace that incorporates no shut off damper on the combustion air intake or flue exhaust | 0 | 0 | 0 | 412.4488 | 403.9644 | 394.5691 | 384.2976 | 373.1278 | 324.8395 | 250.5427 | 192.7571 | 148.1032 | 113.7801 | 87.4992 | 67.4167 | 52.0517 | 40.2732 | 31.2203 | 24.2416 | 0.16085 | 0.056009 | 0.012378 | 0.0080827 | 0 | 0 | 0 | 0 | 0 | 0 | 0 | 0 | 412.4488 | 807.9288 | 1183.7073 | 1537.1905 | 1865.639 | 2129.5031 | 2303.6013 | 2408.1254 | 2460.9302 | 2477.0388 | 2468.6135 | 2444.9493 | 2411.7015 | 2372.7346 | 2330.4409 | 2286.1313 | 2224.1614 | 2168.5241 | 2120.2635 | 2076.7271 | 2039.0326 | 2004.1947 | 1971.9895 | 1942.2104 | 1914.6673 | 0 | 0 | 0 | 0.00682601226884425 | 0.006826012268844249 | 0.006826012268844249 | 0.006826012268844249 | 0.006826012268844252 | 0.006143411041959825 | 0.004914728833567861 | 0.003931783066854287 | 0.003145426453483432 | 0.0025163411627867455 | 0.0020130729302293964 | 0.0016104583441835165 | 0.0012883666753468136 | 0.0010306933402774504 | 0.0008245546722219603 | 0.0006596437377775684 | 4.499276099225048E-06 | 1.606884321152298E-06 | 3.6321619413674664E-07 | 2.421441294244978E-07 | 0 | 0 | 0 | 0 | 0 | 0 | 0 | 0 | 0.00682601226884425 | 0.0136520245376885 | 0.020478036806532752 | 0.027304049075377 | 0.03413006134422125 | 0.04027347238618107 | 0.04518820121974893 | 0.04911998428660322 | 0.05226541074008666 | 0.0547817519028734 | 0.056794824833102796 | 0.05840528317728631 | 0.059693649852633125 | 0.060724343192910576 | 0.06154889786513253 | 0.062208541602910096 | 0.06221304087900932 | 0.06221464776333047 | 0.0622150109795246 | 0.06221525312365403 | 0.06221525312365403 | 0.06221525312365403 | 0.06221525312365403 | 0.06221525312365403 | 0.06221525312365403 | boiler or furnace with electrically or thermally activated shut off damper installed on either the exhaust flue or combustion air intake | boiler or furnace with electrically or thermally activated shut off damper installed on either the exhaust flue or combustion air intake | boiler or furnace with electrically or thermally activated shut off damper installed on either the exhaust flue or combustion air intake | boiler or furnace with electrically or thermally activated shut off damper installed on either the exhaust flue or combustion air intake | boiler or furnace with electrically or thermally activated shut off damper installed on either the exhaust flue or combustion air intake | boiler or furnace with electrically or thermally activated shut off damper installed on either the exhaust flue or combustion air intake | boiler or furnace with electrically or thermally activated shut off damper installed on either the exhaust flue or combustion air intake | boiler or furnace with electrically or thermally activated shut off damper installed on either the exhaust flue or combustion air intake | boiler or furnace with electrically or thermally activated shut off damper installed on either the exhaust flue or combustion air intake | boiler or furnace with electrically or thermally activated shut off damper installed on either the exhaust flue or combustion air intake | boiler or furnace with electrically or thermally activated shut off damper installed on either the exhaust flue or combustion air intake | boiler or furnace with electrically or thermally activated shut off damper installed on either the exhaust flue or combustion air intake | boiler or furnace with electrically or thermally activated shut off damper installed on either the exhaust flue or combustion air intake | boiler or furnace with electrically or thermally activated shut off damper installed on either the exhaust flue or combustion air intake | boiler or furnace with electrically or thermally activated shut off damper installed on either the exhaust flue or combustion air intake | boiler or furnace with electrically or thermally activated shut off damper installed on either the exhaust flue or combustion air intake | boiler or furnace with electrically or thermally activated shut off damper installed on either the exhaust flue or combustion air intake | boiler or furnace with electrically or thermally activated shut off damper installed on either the exhaust flue or combustion air intake | boiler or furnace with electrically or thermally activated shut off damper installed on either the exhaust flue or combustion air intake | boiler or furnace with electrically or thermally activated shut off damper installed on either the exhaust flue or combustion air intake | boiler or furnace with electrically or thermally activated shut off damper installed on either the exhaust flue or combustion air intake | boiler or furnace with electrically or thermally activated shut off damper installed on either the exhaust flue or combustion air intake | boiler or furnace with electrically or thermally activated shut off damper installed on either the exhaust flue or combustion air intake | boiler or furnace with electrically or thermally activated shut off damper installed on either the exhaust flue or combustion air intake | boiler or furnace with electrically or thermally activated shut off damper installed on either the exhaust flue or combustion air intake | boiler or furnace with electrically or thermally activated shut off damper installed on either the exhaust flue or combustion air intake | boiler or furnace with electrically or thermally activated shut off damper installed on either the exhaust flue or combustion air intake | boiler or furnace with electrically or thermally activated shut off damper installed on either the exhaust flue or combustion air intake | 2242.39 | 2242.39 | 2242.39 | 2242.39 | 2242.39 | 2242.39 | 2242.39 | 2242.39 | 2242.39 | 2242.39 | 2242.39 | 2242.39 | 2242.39 | 2242.39 | 2242.39 | 2242.39 | 2242.39 | 2242.39 | 2242.39 | 2242.39 | 2242.39 | 2242.39 | 2242.39 | 2242.39 | 2242.39 | 2242.39 | 2242.39 | 2242.39 | 9.1535 | 9.1535 | 9.1535 | 9.1535 | 9.1535 | 9.1535 | 9.1535 | 9.1535 | 9.1535 | 9.1535 | 9.1535 | 9.1535 | 9.1535 | 9.1535 | 9.1535 | 9.1535 | 9.1535 | 9.1535 | 9.1535 | 9.1535 | 9.1535 | 9.1535 | 9.1535 | 9.1535 | 9.1535 | 9.1535 | 9.1535 | 9.1535 | 0 | 0 | 0 | 0 | 0 | 0 | 0 | 0 | 0 | 0 | 0 | 0 | 0 | 0 | 0 | 0 | 0 | 0 | 0 | 0 | 0 | 0 | 0 | 0 | 0 | 0 | 0 | 0 | 0 | 0 | 0 | 0 | 0 | 0 | 0 | 0 | 0 | 0 | 0 | 0 | 0 | 0 | 0 | 0 | 0 | 0 | 0 | 0 | 0 | 0 | 0 | 0 | 0 | 0 | 0 | 0 | 0 | 0 | 0 | 0 | 0 | 0 | 0 | 0 | 0 | 0 | 0 | 0 | 0 | 0 | 0 | 0 | 0 | 0 | 0 | 0 | 0 | 0 | 0 | 0 | 0 | 0 | 0 | 0 | 0 | 0 | 0 | 0 | 0 | 0 | 0 | 0 | 0 | 0 | 0 | 0 | 0 | 0 | 0 | 0 | 0 | 0 | 0 | 0 | 0 | 0 | 0 | 0 | 0 | 0 | 0 | 0 | boiler or furnace with electrically or thermally activated shut off damper installed on either the exhaust flue or combustion air intake | boiler or furnace with electrically or thermally activated shut off damper installed on either the exhaust flue or combustion air intake | boiler or furnace with electrically or thermally activated shut off damper installed on either the exhaust flue or combustion air intake | boiler or furnace with electrically or thermally activated shut off damper installed on either the exhaust flue or combustion air intake | boiler or furnace with electrically or thermally activated shut off damper installed on either the exhaust flue or combustion air intake | boiler or furnace with electrically or thermally activated shut off damper installed on either the exhaust flue or combustion air intake | boiler or furnace with electrically or thermally activated shut off damper installed on either the exhaust flue or combustion air intake | boiler or furnace with electrically or thermally activated shut off damper installed on either the exhaust flue or combustion air intake | boiler or furnace with electrically or thermally activated shut off damper installed on either the exhaust flue or combustion air intake | boiler or furnace with electrically or thermally activated shut off damper installed on either the exhaust flue or combustion air intake | boiler or furnace with electrically or thermally activated shut off damper installed on either the exhaust flue or combustion air intake | boiler or furnace with electrically or thermally activated shut off damper installed on either the exhaust flue or combustion air intake | boiler or furnace with electrically or thermally activated shut off damper installed on either the exhaust flue or combustion air intake | boiler or furnace with electrically or thermally activated shut off damper installed on either the exhaust flue or combustion air intake | boiler or furnace with electrically or thermally activated shut off damper installed on either the exhaust flue or combustion air intake | boiler or furnace with electrically or thermally activated shut off damper installed on either the exhaust flue or combustion air intake | boiler or furnace with electrically or thermally activated shut off damper installed on either the exhaust flue or combustion air intake | boiler or furnace with electrically or thermally activated shut off damper installed on either the exhaust flue or combustion air intake | boiler or furnace with electrically or thermally activated shut off damper installed on either the exhaust flue or combustion air intake | boiler or furnace with electrically or thermally activated shut off damper installed on either the exhaust flue or combustion air intake | boiler or furnace with electrically or thermally activated shut off damper installed on either the exhaust flue or combustion air intake | boiler or furnace with electrically or thermally activated shut off damper installed on either the exhaust flue or combustion air intake | boiler or furnace with electrically or thermally activated shut off damper installed on either the exhaust flue or combustion air intake | boiler or furnace with electrically or thermally activated shut off damper installed on either the exhaust flue or combustion air intake | boiler or furnace with electrically or thermally activated shut off damper installed on either the exhaust flue or combustion air intake | boiler or furnace with electrically or thermally activated shut off damper installed on either the exhaust flue or combustion air intake | boiler or furnace with electrically or thermally activated shut off damper installed on either the exhaust flue or combustion air intake | boiler or furnace with electrically or thermally activated shut off damper installed on either the exhaust flue or combustion air intake | 2242.39 | 2242.39 | 2242.39 | 2242.39 | 2242.39 | 2242.39 | 2242.39 | 2242.39 | 2242.39 | 2242.39 | 2242.39 | 2242.39 | 2242.39 | 2242.39 | 2242.39 | 2242.39 | 2242.39 | 2242.39 | 2242.39 | 2242.39 | 2242.39 | 2242.39 | 2242.39 | 2242.39 | 2242.39 | 2242.39 | 2242.39 | 2242.39 | 9.1535 | 9.1535 | 9.1535 | 9.1535 | 9.1535 | 9.1535 | 9.1535 | 9.1535 | 9.1535 | 9.1535 | 9.1535 | 9.1535 | 9.1535 | 9.1535 | 9.1535 | 9.1535 | 9.1535 | 9.1535 | 9.1535 | 9.1535 | 9.1535 | 9.1535 | 9.1535 | 9.1535 | 9.1535 | 9.1535 | 9.1535 | 9.1535 | 0 | 0 | 0 | 0 | 0 | 0 | 0 | 0 | 0 | 0 | 0 | 0 | 0 | 0 | 0 | 0 | 0 | 0 | 0 | 0 | 0 | 0 | 0 | 0 | 0 | 0 | 0 | 0 | 0 | 0 | 0 | 0 | 0 | 0 | 0 | 0 | 0 | 0 | 0 | 0 | 0 | 0 | 0 | 0 | 0 | 0 | 0 | 0 | 0 | 0 | 0 | 0 | 0 | 0 | 0 | 0 | 0 | 0 | 0 | 0 | 0 | 0 | 0 | 0 | 0 | 0 | 0 | 0 | 0 | 0 | 0 | 0 | 0 | 0 | 0 | 0 | 0 | 0 | 0 | 0 | 0 | 0 | 0 | 0 | 0 | 0
Water Heater - Pipe Insulation_Grocery_Existing_Insulated DHW pipe | Water Heater - Pipe Insulation_Grocery_Existing | Water Heater - Pipe Insulation_Commercial_Existing_Bare DHW pipe_Insulated DHW pipe | Commercial | Grocery | Existing | Water Heating | Natural Gas | Water Heater - Pipe Insulation | NEQ | Bare DHW pipe | 15 | 15 | 15 | 0.020068 | 0 | 0 | 0.02 | 0.1 | Retro3Slow | 0.004128203794943829 | TBD | A | WCM334 | 0.7 | 0.42 | PipeFeet | 0.0321 | 30662.258514779045 | 30662.2585 | 24184.31657503699 | 24184.3166 | IL TRM v13 - 4.4.24 - Small Pipe Insulation - CI-HVC-SPIN-V04-240101 | IL TRM v13 - 4.4.24 - Small Pipe Insulation - CI-HVC-SPIN-V04-240101 | IL TRM v13 - 4.4.24 - Small Pipe Insulation - CI-HVC-SPIN-V04-240101 | 0 | 0 | 5.4747 | Bare DHW pipe | Bare DHW pipe | Bare DHW pipe | Bare DHW pipe | Bare DHW pipe | Bare DHW pipe | Bare DHW pipe | Bare DHW pipe | Bare DHW pipe | Bare DHW pipe | Bare DHW pipe | Bare DHW pipe | Bare DHW pipe | Bare DHW pipe | Bare DHW pipe | Bare DHW pipe | Bare DHW pipe | Bare DHW pipe | Bare DHW pipe | Bare DHW pipe | Bare DHW pipe | Bare DHW pipe | Bare DHW pipe | Bare DHW pipe | Bare DHW pipe | Bare DHW pipe | Bare DHW pipe | Bare DHW pipe | 0 | 0 | 0 | 1.5686 | 2.4329 | 4.7943 | 8.2549 | 12.6155 | 17.3289 | 21.6127 | 24.7328 | 26.1295 | 25.6834 | 23.5995 | 20.3584 | 16.5188 | 12.675 | 9.2579 | 6.4334 | 4.2648 | 2.7024 | 1.3753 | 0.91498 | 0 | 0 | 0 | 0 | 0 | 0 | 0 | 0 | 1.5686 | 3.9807 | 8.7165 | 16.8309 | 29.151 | 45.9304 | 66.6223 | 90.0816 | 114.5001 | 138.2287 | 159.685 | 177.7915 | 191.6917 | 201.7861 | 209.2811 | 214.1944 | 217.253 | 219.0285 | 219.7685 | 220.2235 | 220.058 | 219.9256 | 219.8197 | 219.735 | 219.6672 | 0 | 0 | 0 | 1.1162009562119575 | 1.7545642987301113 | 3.5091285974602235 | 6.140975045555395 | 9.55262784864172 | 13.373678988098403 | 17.02104598485252 | 19.857886982327944 | 21.385416750199315 | 21.385416750199315 | 19.95972230018605 | 17.46475701266277 | 14.382741069251685 | 11.18657638719577 | 8.242740495828482 | 5.769918347079917 | 3.8466122313866107 | 2.4478441472460286 | 1.2494207233721213 | 0.8329471489147475 | 0 | 0 | 0 | 0 | 0 | 0 | 0 | 0 | 1.1162009562119575 | 2.870765254942069 | 6.379893852402293 | 12.520868897957689 | 22.07349674659941 | 35.447175734697815 | 52.468221719550336 | 72.32610870187828 | 93.7115254520776 | 115.0969422022769 | 135.05666450246295 | 152.52142151512572 | 166.9041625843774 | 178.09073897157316 | 186.33347946740165 | 192.10339781448155 | 195.95001004586817 | 198.3978541931142 | 199.6472749164863 | 200.48022206540108 | 200.48022206540108 | 200.48022206540108 | 200.48022206540108 | 200.48022206540108 | 200.48022206540108 | Insulated DHW pipe | Insulated DHW pipe | Insulated DHW pipe | Insulated DHW pipe | Insulated DHW pipe | Insulated DHW pipe | Insulated DHW pipe | Insulated DHW pipe | Insulated DHW pipe | Insulated DHW pipe | Insulated DHW pipe | Insulated DHW pipe | Insulated DHW pipe | Insulated DHW pipe | Insulated DHW pipe | Insulated DHW pipe | Insulated DHW pipe | Insulated DHW pipe | Insulated DHW pipe | Insulated DHW pipe | Insulated DHW pipe | Insulated DHW pipe | Insulated DHW pipe | Insulated DHW pipe | Insulated DHW pipe | Insulated DHW pipe | Insulated DHW pipe | Insulated DHW pipe | 5.4747 | 5.4747 | 5.4747 | 5.4747 | 5.4747 | 5.4747 | 5.4747 | 5.4747 | 5.4747 | 5.4747 | 5.4747 | 5.4747 | 5.4747 | 5.4747 | 5.4747 | 5.4747 | 5.4747 | 5.4747 | 5.4747 | 5.4747 | 5.4747 | 5.4747 | 5.4747 | 5.4747 | 5.4747 | 5.4747 | 5.4747 | 5.4747 | 0.0201 | 0.0201 | 0.0201 | 0.0201 | 0.0201 | 0.0201 | 0.0201 | 0.0201 | 0.0201 | 0.0201 | 0.0201 | 0.0201 | 0.0201 | 0.0201 | 0.0201 | 0.0201 | 0.0201 | 0.0201 | 0.0201 | 0.0201 | 0.0201 | 0.0201 | 0.0201 | 0.0201 | 0.0201 | 0.0201 | 0.0201 | 0.0201 | 0 | 0 | 0 | 0 | 0 | 0 | 0 | 0 | 0 | 0 | 0 | 0 | 0 | 0 | 0 | 0 | 0 | 0 | 0 | 0 | 0 | 0 | 0 | 0 | 0 | 0 | 0 | 0 | 0 | 0 | 0 | 0 | 0 | 0 | 0 | 0 | 0 | 0 | 0 | 0 | 0 | 0 | 0 | 0 | 0 | 0 | 0 | 0 | 0 | 0 | 0 | 0 | 0 | 0 | 0 | 0 | 0 | 0 | 0 | 0 | 0 | 0 | 0 | 0 | 0 | 0 | 0 | 0 | 0 | 0 | 0 | 0 | 0 | 0 | 0 | 0 | 0 | 0 | 0 | 0 | 0 | 0 | 0 | 0 | 0 | 0 | 0 | 0 | 0 | 0 | 0 | 0 | 0 | 0 | 0 | 0 | 0 | 0 | 0 | 0 | 0 | 0 | 0 | 0 | 0 | 0 | 0 | 0 | 0 | 0 | 0 | 0 | Insulated DHW pipe | Insulated DHW pipe | Insulated DHW pipe | Insulated DHW pipe | Insulated DHW pipe | Insulated DHW pipe | Insulated DHW pipe | Insulated DHW pipe | Insulated DHW pipe | Insulated DHW pipe | Insulated DHW pipe | Insulated DHW pipe | Insulated DHW pipe | Insulated DHW pipe | Insulated DHW pipe | Insulated DHW pipe | Insulated DHW pipe | Insulated DHW pipe | Insulated DHW pipe | Insulated DHW pipe | Insulated DHW pipe | Insulated DHW pipe | Insulated DHW pipe | Insulated DHW pipe | Insulated DHW pipe | Insulated DHW pipe | Insulated DHW pipe | Insulated DHW pipe | 5.4747 | 5.4747 | 5.4747 | 5.4747 | 5.4747 | 5.4747 | 5.4747 | 5.4747 | 5.4747 | 5.4747 | 5.4747 | 5.4747 | 5.4747 | 5.4747 | 5.4747 | 5.4747 | 5.4747 | 5.4747 | 5.4747 | 5.4747 | 5.4747 | 5.4747 | 5.4747 | 5.4747 | 5.4747 | 5.4747 | 5.4747 | 5.4747 | 0.0201 | 0.0201 | 0.0201 | 0.0201 | 0.0201 | 0.0201 | 0.0201 | 0.0201 | 0.0201 | 0.0201 | 0.0201 | 0.0201 | 0.0201 | 0.0201 | 0.0201 | 0.0201 | 0.0201 | 0.0201 | 0.0201 | 0.0201 | 0.0201 | 0.0201 | 0.0201 | 0.0201 | 0.0201 | 0.0201 | 0.0201 | 0.0201 | 0 | 0 | 0 | 0 | 0 | 0 | 0 | 0 | 0 | 0 | 0 | 0 | 0 | 0 | 0 | 0 | 0 | 0 | 0 | 0 | 0 | 0 | 0 | 0 | 0 | 0 | 0 | 0 | 0 | 0 | 0 | 0 | 0 | 0 | 0 | 0 | 0 | 0 | 0 | 0 | 0 | 0 | 0 | 0 | 0 | 0 | 0 | 0 | 0 | 0 | 0 | 0 | 0 | 0 | 0 | 0 | 0 | 0 | 0 | 0 | 0 | 0 | 0 | 0 | 0 | 0 | 0 | 0 | 0 | 0 | 0 | 0 | 0 | 0 | 0 | 0 | 0 | 0 | 0 | 0 | 0 | 0 | 0 | 0 | 0 | 0
Gas Furnace - Maintenance_Grocery_Existing_Furnace with a tune-up performed adhering to program requirements | Gas Furnace - Maintenance_Grocery_Existing | Gas Furnace - Maintenance_Commercial_Existing_Furnace or a gas-fired rooftop unit assumed not to have had a tune-up in the past 3 years_Furnace with a tune-up performed adhering to program requirements | Commercial | Grocery | Existing | Space Heating | Natural Gas | Gas Furnace - Maintenance | NEQ | Furnace or a gas-fired rooftop unit assumed not to have had a tune-up in the past 3 years | 3 | 3 | 3 | 0.019305 | 0 | 0 | 0.2 | 0.3 | Retro5Med | 8.35569166605469E-06 | TBD | A | WCM317 | 0.7 | 0.42 | kBtuh heat | 0.0321 | 32901.454234328776 | 32901.4542 | 25950.442776371998 | 25950.4428 | IL TRM v12 - 4.4.31 - Small Business Furnace and Rooftop Unit Tune-Up - CI-HVC-FTUN-V05-230101 | IL TRM v12 - 4.4.2 - Space Heating Boiler Tune-up - CI-HVC-BLRT-V07-210101 ¦ MN TRM v4.1 - Commercial HVAC - Force-Air Heating Maintenance | IL TRM v12 - 4.4.31 - Small Business Furnace and Rooftop Unit Tune-Up - CI-HVC-FTUN-V05-230101 ¦ Typical Savings % from Example lines up with MN TRM's 1.6% from a WI FOE 2010 evaluation. | 0 | 0 | 1.2191 | Furnace or a gas-fired rooftop unit assumed not to have had a tune-up in the past 3 years | Furnace or a gas-fired rooftop unit assumed not to have had a tune-up in the past 3 years | Furnace or a gas-fired rooftop unit assumed not to have had a tune-up in the past 3 years | Furnace or a gas-fired rooftop unit assumed not to have had a tune-up in the past 3 years | Furnace or a gas-fired rooftop unit assumed not to have had a tune-up in the past 3 years | Furnace or a gas-fired rooftop unit assumed not to have had a tune-up in the past 3 years | Furnace or a gas-fired rooftop unit assumed not to have had a tune-up in the past 3 years | Furnace or a gas-fired rooftop unit assumed not to have had a tune-up in the past 3 years | Furnace or a gas-fired rooftop unit assumed not to have had a tune-up in the past 3 years | Furnace or a gas-fired rooftop unit assumed not to have had a tune-up in the past 3 years | Furnace or a gas-fired rooftop unit assumed not to have had a tune-up in the past 3 years | Furnace or a gas-fired rooftop unit assumed not to have had a tune-up in the past 3 years | Furnace or a gas-fired rooftop unit assumed not to have had a tune-up in the past 3 years | Furnace or a gas-fired rooftop unit assumed not to have had a tune-up in the past 3 years | Furnace or a gas-fired rooftop unit assumed not to have had a tune-up in the past 3 years | Furnace or a gas-fired rooftop unit assumed not to have had a tune-up in the past 3 years | Furnace or a gas-fired rooftop unit assumed not to have had a tune-up in the past 3 years | Furnace or a gas-fired rooftop unit assumed not to have had a tune-up in the past 3 years | Furnace or a gas-fired rooftop unit assumed not to have had a tune-up in the past 3 years | Furnace or a gas-fired rooftop unit assumed not to have had a tune-up in the past 3 years | Furnace or a gas-fired rooftop unit assumed not to have had a tune-up in the past 3 years | Furnace or a gas-fired rooftop unit assumed not to have had a tune-up in the past 3 years | Furnace or a gas-fired rooftop unit assumed not to have had a tune-up in the past 3 years | Furnace or a gas-fired rooftop unit assumed not to have had a tune-up in the past 3 years | Furnace or a gas-fired rooftop unit assumed not to have had a tune-up in the past 3 years | Furnace or a gas-fired rooftop unit assumed not to have had a tune-up in the past 3 years | Furnace or a gas-fired rooftop unit assumed not to have had a tune-up in the past 3 years | Furnace or a gas-fired rooftop unit assumed not to have had a tune-up in the past 3 years | 0 | 0 | 0 | 52.8201 | 63.5923 | 76.1495 | 86.3355 | 95.9527 | 109.0405 | 116.0064 | 114.7079 | 104.5139 | 86.8081 | 64.9144 | 41.5326 | 23.3264 | 10.8704 | 4.4539 | 1.5686 | 0.47513 | 0.1006 | 0.0090149 | 0.0058606 | 0 | 0 | 0 | 0 | 0 | 0 | 0 | 0 | 52.8201 | 115.3842 | 189.0593 | 270.9844 | 359.992 | 458.9571 | 561.1022 | 657.8141 | 740.5149 | 802.3442 | 840.2483 | 853.8311 | 849.2114 | 832.7952 | 810.9688 | 786.9839 | 763.6579 | 741.984 | 722.2979 | 704.3557 | 688.317 | 673.49 | 659.7818 | 647.0998 | 635.3593 | 0 | 0 | 0 | 152.00788950415952 | 186.6414458110683 | 228.39451046803202 | 265.13003983283636 | 302.4143846251879 | 353.5587667065305 | 387.859457670748 | 396.2258332190137 | 373.39529638951365 | 320.964884924812 | 248.37617917640878 | 164.38062469635852 | 95.44681433982106 | 45.95587357102497 | 19.442869587741324 | 7.070134395542304 | 2.208391898542983 | 0.48132916034090356 | 0.0443068972850396 | 0.029537931523359734 | 0 | 0 | 0 | 0 | 0 | 0 | 0 | 0 | 152.00788950415952 | 338.64933531522786 | 567.0438457832599 | 832.1738856160962 | 1134.5882702412841 | 1488.1470369478147 | 1876.0064946185626 | 2272.2323278375766 | 2645.6276242270897 | 2966.592509151902 | 3214.9686883283107 | 3379.3493130246693 | 3474.79612736449 | 3520.752000935515 | 3540.194870523256 | 3547.2650049187987 | 3549.4733968173414 | 3549.954725977682 | 3549.9990328749673 | 3550.0285708064903 | 3550.0285708064903 | 3550.0285708064903 | 3550.0285708064903 | 3550.0285708064903 | 3550.0285708064903 | Furnace with a tune-up performed adhering to program requirements | Furnace with a tune-up performed adhering to program requirements | Furnace with a tune-up performed adhering to program requirements | Furnace with a tune-up performed adhering to program requirements | Furnace with a tune-up performed adhering to program requirements | Furnace with a tune-up performed adhering to program requirements | Furnace with a tune-up performed adhering to program requirements | Furnace with a tune-up performed adhering to program requirements | Furnace with a tune-up performed adhering to program requirements | Furnace with a tune-up performed adhering to program requirements | Furnace with a tune-up performed adhering to program requirements | Furnace with a tune-up performed adhering to program requirements | Furnace with a tune-up performed adhering to program requirements | Furnace with a tune-up performed adhering to program requirements | Furnace with a tune-up performed adhering to program requirements | Furnace with a tune-up performed adhering to program requirements | Furnace with a tune-up performed adhering to program requirements | Furnace with a tune-up performed adhering to program requirements | Furnace with a tune-up performed adhering to program requirements | Furnace with a tune-up performed adhering to program requirements | Furnace with a tune-up performed adhering to program requirements | Furnace with a tune-up performed adhering to program requirements | Furnace with a tune-up performed adhering to program requirements | Furnace with a tune-up performed adhering to program requirements | Furnace with a tune-up performed adhering to program requirements | Furnace with a tune-up performed adhering to program requirements | Furnace with a tune-up performed adhering to program requirements | Furnace with a tune-up performed adhering to program requirements | 1.2191 | 1.2191 | 1.2191 | 1.2191 | 1.2191 | 1.2191 | 1.2191 | 1.2191 | 1.2191 | 1.2191 | 1.2191 | 1.2191 | 1.2191 | 1.2191 | 1.2191 | 1.2191 | 1.2191 | 1.2191 | 1.2191 | 1.2191 | 1.2191 | 1.2191 | 1.2191 | 1.2191 | 1.2191 | 1.2191 | 1.2191 | 1.2191 | 0.0193 | 0.0193 | 0.0193 | 0.0193 | 0.0193 | 0.0193 | 0.0193 | 0.0193 | 0.0193 | 0.0193 | 0.0193 | 0.0193 | 0.0193 | 0.0193 | 0.0193 | 0.0193 | 0.0193 | 0.0193 | 0.0193 | 0.0193 | 0.0193 | 0.0193 | 0.0193 | 0.0193 | 0.0193 | 0.0193 | 0.0193 | 0.0193 | 0 | 0 | 0 | 0 | 0 | 0 | 0 | 0 | 0 | 0 | 0 | 0 | 0 | 0 | 0 | 0 | 0 | 0 | 0 | 0 | 0 | 0 | 0 | 0 | 0 | 0 | 0 | 0 | 0 | 0 | 0 | 0 | 0 | 0 | 0 | 0 | 0 | 0 | 0 | 0 | 0 | 0 | 0 | 0 | 0 | 0 | 0 | 0 | 0 | 0 | 0 | 0 | 0 | 0 | 0 | 0 | 0 | 0 | 0 | 0 | 0 | 0 | 0 | 0 | 0 | 0 | 0 | 0 | 0 | 0 | 0 | 0 | 0 | 0 | 0 | 0 | 0 | 0 | 0 | 0 | 0 | 0 | 0 | 0 | 0 | 0 | 0 | 0 | 0 | 0 | 0 | 0 | 0 | 0 | 0 | 0 | 0 | 0 | 0 | 0 | 0 | 0 | 0 | 0 | 0 | 0 | 0 | 0 | 0 | 0 | 0 | 0 | Furnace with a tune-up performed adhering to program requirements | Furnace with a tune-up performed adhering to program requirements | Furnace with a tune-up performed adhering to program requirements | Furnace with a tune-up performed adhering to program requirements | Furnace with a tune-up performed adhering to program requirements | Furnace with a tune-up performed adhering to program requirements | Furnace with a tune-up performed adhering to program requirements | Furnace with a tune-up performed adhering to program requirements | Furnace with a tune-up performed adhering to program requirements | Furnace with a tune-up performed adhering to program requirements | Furnace with a tune-up performed adhering to program requirements | Furnace with a tune-up performed adhering to program requirements | Furnace with a tune-up performed adhering to program requirements | Furnace with a tune-up performed adhering to program requirements | Furnace with a tune-up performed adhering to program requirements | Furnace with a tune-up performed adhering to program requirements | Furnace with a tune-up performed adhering to program requirements | Furnace with a tune-up performed adhering to program requirements | Furnace with a tune-up performed adhering to program requirements | Furnace with a tune-up performed adhering to program requirements | Furnace with a tune-up performed adhering to program requirements | Furnace with a tune-up performed adhering to program requirements | Furnace with a tune-up performed adhering to program requirements | Furnace with a tune-up performed adhering to program requirements | Furnace with a tune-up performed adhering to program requirements | Furnace with a tune-up performed adhering to program requirements | Furnace with a tune-up performed adhering to program requirements | Furnace with a tune-up performed adhering to program requirements | 1.2191 | 1.2191 | 1.2191 | 1.2191 | 1.2191 | 1.2191 | 1.2191 | 1.2191 | 1.2191 | 1.2191 | 1.2191 | 1.2191 | 1.2191 | 1.2191 | 1.2191 | 1.2191 | 1.2191 | 1.2191 | 1.2191 | 1.2191 | 1.2191 | 1.2191 | 1.2191 | 1.2191 | 1.2191 | 1.2191 | 1.2191 | 1.2191 | 0.0193 | 0.0193 | 0.0193 | 0.0193 | 0.0193 | 0.0193 | 0.0193 | 0.0193 | 0.0193 | 0.0193 | 0.0193 | 0.0193 | 0.0193 | 0.0193 | 0.0193 | 0.0193 | 0.0193 | 0.0193 | 0.0193 | 0.0193 | 0.0193 | 0.0193 | 0.0193 | 0.0193 | 0.0193 | 0.0193 | 0.0193 | 0.0193 | 0 | 0 | 0 | 0 | 0 | 0 | 0 | 0 | 0 | 0 | 0 | 0 | 0 | 0 | 0 | 0 | 0 | 0 | 0 | 0 | 0 | 0 | 0 | 0 | 0 | 0 | 0 | 0 | 0 | 0 | 0 | 0 | 0 | 0 | 0 | 0 | 0 | 0 | 0 | 0 | 0 | 0 | 0 | 0 | 0 | 0 | 0 | 0 | 0 | 0 | 0 | 0 | 0 | 0 | 0 | 0 | 0 | 0 | 0 | 0 | 0 | 0 | 0 | 0 | 0 | 0 | 0 | 0 | 0 | 0 | 0 | 0 | 0 | 0 | 0 | 0 | 0 | 0 | 0 | 0 | 0 | 0 | 0 | 0 | 0 | 0
Windows - High Efficiency Glazing_Warehouse_Existing_U-0.29 Window | Windows - High Efficiency Glazing_Warehouse_Existing | Windows - High Efficiency Glazing_Commercial_Existing_Double Pane Window_U-0.29 Window | Commercial | Warehouse | Existing | Space Heating | Natural Gas | Windows - High Efficiency Glazing | NEQ | Double Pane Window | 45 | 45 | 45 | 0 | 0 | 0 | 0.44358 | 0.9138 | Retro1Slow | 0.012666666666666666 | TBD | A | WCM705 | 0.7 | 0.42 | sqft window | 0.0321 | 0 | 0 | 0 | 0 | RTF Wkbk - ComWeatherizationSchool_v4_1 | RTF Wkbk - ComWeatherizationSchool_v4_1 | AEG BEST | 0 | 0 | 34.6186 | Double Pane Window | Double Pane Window | Double Pane Window | Double Pane Window | Double Pane Window | Double Pane Window | Double Pane Window | Double Pane Window | Double Pane Window | Double Pane Window | Double Pane Window | Double Pane Window | Double Pane Window | Double Pane Window | Double Pane Window | Double Pane Window | Double Pane Window | Double Pane Window | Double Pane Window | Double Pane Window | Double Pane Window | Double Pane Window | Double Pane Window | Double Pane Window | Double Pane Window | Double Pane Window | Double Pane Window | Double Pane Window | 0 | 0 | 0 | 0 | 0 | 0 | 0 | 0 | 0 | 0 | 0 | 0 | 0 | 0 | 0 | 0 | 0 | 0 | 0 | 0 | 0 | 0 | 0 | 0 | 0 | 0 | 0 | 0 | 0 | 0 | 0 | 0 | 0 | 0 | 0 | 0 | 0 | 0 | 0 | 0 | 0 | 0 | 0 | 0 | 0 | 0 | 0 | 0 | 0 | 0 | 0 | 0 | 0 | 0 | 0 | 0 | 0 | 0 | 0 | 4.6746038269382115 | 9.3442264339325 | 16.591097180732017 | 26.987693559745505 | 40.96354939101837 | 58.66855572348735 | 79.80534744513385 | 103.4565539461321 | 127.95792669832674 | 150.8927921682199 | 169.29190663319739 | 180.09471469727768 | 180.8465863351631 | 170.478406775886 | 149.8886481583781 | 123.95625587897051 | 94.79007802509507 | 65.62390017121965 | 34.63483620147705 | 23.089890800984694 | 1.074062600475207E-15 | 1.074062600475207E-15 | 1.074062600475207E-15 | 1.074062600475207E-15 | 1.074062600475207E-15 | 0 | 0 | 0 | 4.6746038269382115 | 14.018830260870711 | 30.609927441602725 | 57.59762100134824 | 98.5611703923666 | 157.22972611585394 | 237.0350735609878 | 340.4916275071199 | 468.44955420544665 | 619.3423463736666 | 788.6342530068639 | 968.7289677041416 | 1149.5755540393047 | 1320.0539608151907 | 1469.942608973569 | 1593.8988648525392 | 1688.6889428776342 | 1754.312843048854 | 1788.947679250331 | 1812.0375700513157 | 1812.0375700513157 | 1812.0375700513157 | 1812.0375700513157 | 1812.0375700513157 | 1812.0375700513157 | U-0.29 Window | U-0.29 Window | U-0.29 Window | U-0.29 Window | U-0.29 Window | U-0.29 Window | U-0.29 Window | U-0.29 Window | U-0.29 Window | U-0.29 Window | U-0.29 Window | U-0.29 Window | U-0.29 Window | U-0.29 Window | U-0.29 Window | U-0.29 Window | U-0.29 Window | U-0.29 Window | U-0.29 Window | U-0.29 Window | U-0.29 Window | U-0.29 Window | U-0.29 Window | U-0.29 Window | U-0.29 Window | U-0.29 Window | U-0.29 Window | U-0.29 Window | 34.6186 | 34.6186 | 34.6186 | 34.6186 | 34.6186 | 34.6186 | 34.6186 | 34.6186 | 34.6186 | 34.6186 | 34.6186 | 34.6186 | 34.6186 | 34.6186 | 34.6186 | 34.6186 | 34.6186 | 34.6186 | 34.6186 | 34.6186 | 34.6186 | 34.6186 | 34.6186 | 34.6186 | 34.6186 | 34.6186 | 34.6186 | 34.6186 | 0 | 0 | 0 | 0 | 0 | 0 | 0 | 0 | 0 | 0 | 0 | 0 | 0 | 0 | 0 | 0 | 0 | 0 | 0 | 0 | 0 | 0 | 0 | 0 | 0 | 0 | 0 | 0 | 0 | 0 | 0 | 0 | 0 | 0 | 0 | 0 | 0 | 0 | 0 | 0 | 0 | 0 | 0 | 0 | 0 | 0 | 0 | 0 | 0 | 0 | 0 | 0 | 0 | 0 | 0 | 0 | 0 | 0 | 0 | 0 | 0 | 0 | 0 | 0 | 0 | 0 | 0 | 0 | 0 | 0 | 0 | 0 | 0 | 0 | 0 | 0 | 0 | 0 | 0 | 0 | 0 | 0 | 0 | 0 | 0 | 0 | 0 | 0 | 0 | 0 | 0 | 0 | 0 | 0 | 0 | 0 | 0 | 0 | 0 | 0 | 0 | 0 | 0 | 0 | 0 | 0 | 0 | 0 | 0 | 0 | 0 | 0 | 0 | 0 | 0 | 0 | 0 | 0 | 0 | 0 | 0 | 0 | 0 | 0 | 0 | 0 | 0 | 0 | 0 | 0 | 0 | 0 | 0 | 0 | 0 | 0 | 0 | 0 | 0 | 0 | U-0.29 Window | U-0.29 Window | U-0.29 Window | U-0.29 Window | U-0.29 Window | U-0.29 Window | U-0.29 Window | U-0.29 Window | U-0.29 Window | U-0.29 Window | U-0.29 Window | U-0.29 Window | U-0.29 Window | U-0.29 Window | U-0.29 Window | U-0.29 Window | U-0.29 Window | U-0.29 Window | U-0.29 Window | U-0.29 Window | U-0.29 Window | U-0.29 Window | U-0.29 Window | U-0.29 Window | U-0.29 Window | U-0.29 Window | U-0.29 Window | U-0.29 Window | 34.6186 | 34.6186 | 34.6186 | 34.6186 | 34.6186 | 34.6186 | 34.6186 | 34.6186 | 34.6186 | 34.6186 | 34.6186 | 34.6186 | 34.6186 | 34.6186 | 34.6186 | 34.6186 | 34.6186 | 34.6186 | 34.6186 | 34.6186 | 34.6186 | 34.6186 | 34.6186 | 34.6186 | 34.6186 | 34.6186 | 34.6186 | 34.6186 | 0 | 0 | 0 | 0 | 0 | 0 | 0 | 0 | 0 | 0 | 0 | 0 | 0 | 0 | 0 | 0 | 0 | 0 | 0 | 0 | 0 | 0 | 0 | 0 | 0 | 0 | 0 | 0 | 0 | 0 | 0 | 0 | 0 | 0 | 0 | 0 | 0 | 0 | 0 | 0 | 0 | 0 | 0 | 0 | 0 | 0 | 0 | 0 | 0 | 0 | 0 | 0 | 0 | 0 | 0 | 0 | 0 | 0 | 0 | 0 | 0 | 0 | 0 | 0 | 0 | 0 | 0 | 0 | 0 | 0 | 0 | 0 | 0 | 0 | 0 | 0 | 0 | 0 | 0 | 0 | 0 | 0 | 0 | 0 | 0 | 0 | 0 | 0 | 0 | 0 | 0 | 0 | 0 | 0 | 0 | 0 | 0 | 0 | 0 | 0 | 0 | 0 | 0 | 0 | 0 | 0 | 0 | 0 | 0 | 0 | 0 | 0 | 0 | 0
HVAC - Shut Off Damper_Restaurant_Existing_boiler or furnace with electrically or thermally activated shut off damper installed on either the exhaust flue or combustion air intake | HVAC - Shut Off Damper_Restaurant_Existing | HVAC - Shut Off Damper_Commercial_Existing_boiler or furnace that incorporates no shut off damper on the combustion air intake or flue exhaust_boiler or furnace with electrically or thermally activated shut off damper installed on either the exhaust flue or combustion air intake | Commercial | Restaurant | Existing | Space Heating | Natural Gas | HVAC - Shut Off Damper | NEQ | boiler or furnace that incorporates no shut off damper on the combustion air intake or flue exhaust | 15 | 15 | 15 | 8.5492 | 0 | 0 | 0 | 0.25 | Retro12Med | 3.879925052500492E-06 | TBD | A | WCM123 | 0.7 | 0.42 | BoilerCtrl | 0.0321 | 31528.421005462842 | 31528.421 | 24867.486990224203 | 24867.487 | IL TRM v12 - 4.4.23 - Shut Off Damper for Space Heating Boilers or Furnaces - CI-HVC-SODP-V03-240101 | IL TRM v12 - 4.4.23 - Shut Off Damper for Space Heating Boilers or Furnaces - CI-HVC-SODP-V03-240101 | IL TRM v12 - 4.4.23 - Shut Off Damper for Space Heating Boilers or Furnaces - CI-HVC-SODP-V03-240101 | 0 | 0 | 2242.39 | boiler or furnace that incorporates no shut off damper on the combustion air intake or flue exhaust | boiler or furnace that incorporates no shut off damper on the combustion air intake or flue exhaust | boiler or furnace that incorporates no shut off damper on the combustion air intake or flue exhaust | boiler or furnace that incorporates no shut off damper on the combustion air intake or flue exhaust | boiler or furnace that incorporates no shut off damper on the combustion air intake or flue exhaust | boiler or furnace that incorporates no shut off damper on the combustion air intake or flue exhaust | boiler or furnace that incorporates no shut off damper on the combustion air intake or flue exhaust | boiler or furnace that incorporates no shut off damper on the combustion air intake or flue exhaust | boiler or furnace that incorporates no shut off damper on the combustion air intake or flue exhaust | boiler or furnace that incorporates no shut off damper on the combustion air intake or flue exhaust | boiler or furnace that incorporates no shut off damper on the combustion air intake or flue exhaust | boiler or furnace that incorporates no shut off damper on the combustion air intake or flue exhaust | boiler or furnace that incorporates no shut off damper on the combustion air intake or flue exhaust | boiler or furnace that incorporates no shut off damper on the combustion air intake or flue exhaust | boiler or furnace that incorporates no shut off damper on the combustion air intake or flue exhaust | boiler or furnace that incorporates no shut off damper on the combustion air intake or flue exhaust | boiler or furnace that incorporates no shut off damper on the combustion air intake or flue exhaust | boiler or furnace that incorporates no shut off damper on the combustion air intake or flue exhaust | boiler or furnace that incorporates no shut off damper on the combustion air intake or flue exhaust | boiler or furnace that incorporates no shut off damper on the combustion air intake or flue exhaust | boiler or furnace that incorporates no shut off damper on the combustion air intake or flue exhaust | boiler or furnace that incorporates no shut off damper on the combustion air intake or flue exhaust | boiler or furnace that incorporates no shut off damper on the combustion air intake or flue exhaust | boiler or furnace that incorporates no shut off damper on the combustion air intake or flue exhaust | boiler or furnace that incorporates no shut off damper on the combustion air intake or flue exhaust | boiler or furnace that incorporates no shut off damper on the combustion air intake or flue exhaust | boiler or furnace that incorporates no shut off damper on the combustion air intake or flue exhaust | boiler or furnace that incorporates no shut off damper on the combustion air intake or flue exhaust | 0 | 0 | 0 | 426.8846 | 417.3489 | 406.7868 | 395.1577 | 382.4046 | 331.6036 | 254.5718 | 194.8102 | 148.7971 | 113.5918 | 86.784 | 66.4198 | 50.9376 | 39.1436 | 30.1331 | 23.2255 | 0.15297 | 0.052867 | 0.011598 | 0.0075199 | 0 | 0 | 0 | 0 | 0 | 0 | 0 | 0 | 426.8846 | 834.6977 | 1220.3603 | 1580.6308 | 1912.0228 | 2173.8459 | 2340.6464 | 2433.7751 | 2472.4596 | 2472.9397 | 2448.4367 | 2408.7956 | 2360.0804 | 2306.1828 | 2249.2826 | 2190.3138 | 2115.2372 | 2046.8928 | 1986.691 | 1932.1239 | 1883.8839 | 1839.3863 | 1798.3387 | 1760.4719 | 1725.5378 | 0 | 0 | 0 | 0.011893245757448776 | 0.01189324575744878 | 0.011893245757448783 | 0.011893245757448783 | 0.011893245757448781 | 0.010703921181703904 | 0.00856313694536312 | 0.006850509556290497 | 0.0054804076450324 | 0.004384326116025919 | 0.003507460892820735 | 0.002805968714256589 | 0.002244774971405272 | 0.0017958199771242168 | 0.0014366559816993733 | 0.001149324785359499 | 7.839276325789435E-06 | 2.7997415449256605E-06 | 6.328467177931047E-07 | 4.218978118620698E-07 | 0 | 0 | 0 | 0 | 0 | 0 | 0 | 0 | 0.011893245757448776 | 0.023786491514897555 | 0.035679737272346336 | 0.047572983029795124 | 0.059466228787243905 | 0.07017014996894781 | 0.07873328691431093 | 0.08558379647060142 | 0.09106420411563383 | 0.09544853023165975 | 0.09895599112448049 | 0.10176195983873708 | 0.10400673481014235 | 0.10580255478726656 | 0.10723921076896595 | 0.10838853555432544 | 0.10839637483065123 | 0.10839917457219615 | 0.10839980741891395 | 0.10840022931672581 | 0.10840022931672581 | 0.10840022931672581 | 0.10840022931672581 | 0.10840022931672581 | 0.10840022931672581 | boiler or furnace with electrically or thermally activated shut off damper installed on either the exhaust flue or combustion air intake | boiler or furnace with electrically or thermally activated shut off damper installed on either the exhaust flue or combustion air intake | boiler or furnace with electrically or thermally activated shut off damper installed on either the exhaust flue or combustion air intake | boiler or furnace with electrically or thermally activated shut off damper installed on either the exhaust flue or combustion air intake | boiler or furnace with electrically or thermally activated shut off damper installed on either the exhaust flue or combustion air intake | boiler or furnace with electrically or thermally activated shut off damper installed on either the exhaust flue or combustion air intake | boiler or furnace with electrically or thermally activated shut off damper installed on either the exhaust flue or combustion air intake | boiler or furnace with electrically or thermally activated shut off damper installed on either the exhaust flue or combustion air intake | boiler or furnace with electrically or thermally activated shut off damper installed on either the exhaust flue or combustion air intake | boiler or furnace with electrically or thermally activated shut off damper installed on either the exhaust flue or combustion air intake | boiler or furnace with electrically or thermally activated shut off damper installed on either the exhaust flue or combustion air intake | boiler or furnace with electrically or thermally activated shut off damper installed on either the exhaust flue or combustion air intake | boiler or furnace with electrically or thermally activated shut off damper installed on either the exhaust flue or combustion air intake | boiler or furnace with electrically or thermally activated shut off damper installed on either the exhaust flue or combustion air intake | boiler or furnace with electrically or thermally activated shut off damper installed on either the exhaust flue or combustion air intake | boiler or furnace with electrically or thermally activated shut off damper installed on either the exhaust flue or combustion air intake | boiler or furnace with electrically or thermally activated shut off damper installed on either the exhaust flue or combustion air intake | boiler or furnace with electrically or thermally activated shut off damper installed on either the exhaust flue or combustion air intake | boiler or furnace with electrically or thermally activated shut off damper installed on either the exhaust flue or combustion air intake | boiler or furnace with electrically or thermally activated shut off damper installed on either the exhaust flue or combustion air intake | boiler or furnace with electrically or thermally activated shut off damper installed on either the exhaust flue or combustion air intake | boiler or furnace with electrically or thermally activated shut off damper installed on either the exhaust flue or combustion air intake | boiler or furnace with electrically or thermally activated shut off damper installed on either the exhaust flue or combustion air intake | boiler or furnace with electrically or thermally activated shut off damper installed on either the exhaust flue or combustion air intake | boiler or furnace with electrically or thermally activated shut off damper installed on either the exhaust flue or combustion air intake | boiler or furnace with electrically or thermally activated shut off damper installed on either the exhaust flue or combustion air intake | boiler or furnace with electrically or thermally activated shut off damper installed on either the exhaust flue or combustion air intake | boiler or furnace with electrically or thermally activated shut off damper installed on either the exhaust flue or combustion air intake | 2242.39 | 2242.39 | 2242.39 | 2242.39 | 2242.39 | 2242.39 | 2242.39 | 2242.39 | 2242.39 | 2242.39 | 2242.39 | 2242.39 | 2242.39 | 2242.39 | 2242.39 | 2242.39 | 2242.39 | 2242.39 | 2242.39 | 2242.39 | 2242.39 | 2242.39 | 2242.39 | 2242.39 | 2242.39 | 2242.39 | 2242.39 | 2242.39 | 8.5492 | 8.5492 | 8.5492 | 8.5492 | 8.5492 | 8.5492 | 8.5492 | 8.5492 | 8.5492 | 8.5492 | 8.5492 | 8.5492 | 8.5492 | 8.5492 | 8.5492 | 8.5492 | 8.5492 | 8.5492 | 8.5492 | 8.5492 | 8.5492 | 8.5492 | 8.5492 | 8.5492 | 8.5492 | 8.5492 | 8.5492 | 8.5492 | 0 | 0 | 0 | 0 | 0 | 0 | 0 | 0 | 0 | 0 | 0 | 0 | 0 | 0 | 0 | 0 | 0 | 0 | 0 | 0 | 0 | 0 | 0 | 0 | 0 | 0 | 0 | 0 | 0 | 0 | 0 | 0 | 0 | 0 | 0 | 0 | 0 | 0 | 0 | 0 | 0 | 0 | 0 | 0 | 0 | 0 | 0 | 0 | 0 | 0 | 0 | 0 | 0 | 0 | 0 | 0 | 0 | 0 | 0 | 0 | 0 | 0 | 0 | 0 | 0 | 0 | 0 | 0 | 0 | 0 | 0 | 0 | 0 | 0 | 0 | 0 | 0 | 0 | 0 | 0 | 0 | 0 | 0 | 0 | 0 | 0 | 0 | 0 | 0 | 0 | 0 | 0 | 0 | 0 | 0 | 0 | 0 | 0 | 0 | 0 | 0 | 0 | 0 | 0 | 0 | 0 | 0 | 0 | 0 | 0 | 0 | 0 | boiler or furnace with electrically or thermally activated shut off damper installed on either the exhaust flue or combustion air intake | boiler or furnace with electrically or thermally activated shut off damper installed on either the exhaust flue or combustion air intake | boiler or furnace with electrically or thermally activated shut off damper installed on either the exhaust flue or combustion air intake | boiler or furnace with electrically or thermally activated shut off damper installed on either the exhaust flue or combustion air intake | boiler or furnace with electrically or thermally activated shut off damper installed on either the exhaust flue or combustion air intake | boiler or furnace with electrically or thermally activated shut off damper installed on either the exhaust flue or combustion air intake | boiler or furnace with electrically or thermally activated shut off damper installed on either the exhaust flue or combustion air intake | boiler or furnace with electrically or thermally activated shut off damper installed on either the exhaust flue or combustion air intake | boiler or furnace with electrically or thermally activated shut off damper installed on either the exhaust flue or combustion air intake | boiler or furnace with electrically or thermally activated shut off damper installed on either the exhaust flue or combustion air intake | boiler or furnace with electrically or thermally activated shut off damper installed on either the exhaust flue or combustion air intake | boiler or furnace with electrically or thermally activated shut off damper installed on either the exhaust flue or combustion air intake | boiler or furnace with electrically or thermally activated shut off damper installed on either the exhaust flue or combustion air intake | boiler or furnace with electrically or thermally activated shut off damper installed on either the exhaust flue or combustion air intake | boiler or furnace with electrically or thermally activated shut off damper installed on either the exhaust flue or combustion air intake | boiler or furnace with electrically or thermally activated shut off damper installed on either the exhaust flue or combustion air intake | boiler or furnace with electrically or thermally activated shut off damper installed on either the exhaust flue or combustion air intake | boiler or furnace with electrically or thermally activated shut off damper installed on either the exhaust flue or combustion air intake | boiler or furnace with electrically or thermally activated shut off damper installed on either the exhaust flue or combustion air intake | boiler or furnace with electrically or thermally activated shut off damper installed on either the exhaust flue or combustion air intake | boiler or furnace with electrically or thermally activated shut off damper installed on either the exhaust flue or combustion air intake | boiler or furnace with electrically or thermally activated shut off damper installed on either the exhaust flue or combustion air intake | boiler or furnace with electrically or thermally activated shut off damper installed on either the exhaust flue or combustion air intake | boiler or furnace with electrically or thermally activated shut off damper installed on either the exhaust flue or combustion air intake | boiler or furnace with electrically or thermally activated shut off damper installed on either the exhaust flue or combustion air intake | boiler or furnace with electrically or thermally activated shut off damper installed on either the exhaust flue or combustion air intake | boiler or furnace with electrically or thermally activated shut off damper installed on either the exhaust flue or combustion air intake | boiler or furnace with electrically or thermally activated shut off damper installed on either the exhaust flue or combustion air intake | 2242.39 | 2242.39 | 2242.39 | 2242.39 | 2242.39 | 2242.39 | 2242.39 | 2242.39 | 2242.39 | 2242.39 | 2242.39 | 2242.39 | 2242.39 | 2242.39 | 2242.39 | 2242.39 | 2242.39 | 2242.39 | 2242.39 | 2242.39 | 2242.39 | 2242.39 | 2242.39 | 2242.39 | 2242.39 | 2242.39 | 2242.39 | 2242.39 | 8.5492 | 8.5492 | 8.5492 | 8.5492 | 8.5492 | 8.5492 | 8.5492 | 8.5492 | 8.5492 | 8.5492 | 8.5492 | 8.5492 | 8.5492 | 8.5492 | 8.5492 | 8.5492 | 8.5492 | 8.5492 | 8.5492 | 8.5492 | 8.5492 | 8.5492 | 8.5492 | 8.5492 | 8.5492 | 8.5492 | 8.5492 | 8.5492 | 0 | 0 | 0 | 0 | 0 | 0 | 0 | 0 | 0 | 0 | 0 | 0 | 0 | 0 | 0 | 0 | 0 | 0 | 0 | 0 | 0 | 0 | 0 | 0 | 0 | 0 | 0 | 0 | 0 | 0 | 0 | 0 | 0 | 0 | 0 | 0 | 0 | 0 | 0 | 0 | 0 | 0 | 0 | 0 | 0 | 0 | 0 | 0 | 0 | 0 | 0 | 0 | 0 | 0 | 0 | 0 | 0 | 0 | 0 | 0 | 0 | 0 | 0 | 0 | 0 | 0 | 0 | 0 | 0 | 0 | 0 | 0 | 0 | 0 | 0 | 0 | 0 | 0 | 0 | 0 | 0 | 0 | 0 | 0 | 0 | 0
Gas Furnace - Maintenance_Education_Existing_Furnace with a tune-up performed adhering to program requirements | Gas Furnace - Maintenance_Education_Existing | Gas Furnace - Maintenance_Commercial_Existing_Furnace or a gas-fired rooftop unit assumed not to have had a tune-up in the past 3 years_Furnace with a tune-up performed adhering to program requirements | Commercial | Education | Existing | Space Heating | Natural Gas | Gas Furnace - Maintenance | NEQ | Furnace or a gas-fired rooftop unit assumed not to have had a tune-up in the past 3 years | 3 | 3 | 3 | 0.018053 | 0 | 0 | 0.2 | 0.3 | Retro5Med | 8.35569166605469E-06 | TBD | A | WCM417 | 0.7 | 0.42 | kBtuh heat | 0.0321 | 34557.880605297076 | 34557.8806 | 27256.91991403713 | 27256.9199 | IL TRM v12 - 4.4.31 - Small Business Furnace and Rooftop Unit Tune-Up - CI-HVC-FTUN-V05-230101 | IL TRM v12 - 4.4.2 - Space Heating Boiler Tune-up - CI-HVC-BLRT-V07-210101 ¦ MN TRM v4.1 - Commercial HVAC - Force-Air Heating Maintenance | IL TRM v12 - 4.4.31 - Small Business Furnace and Rooftop Unit Tune-Up - CI-HVC-FTUN-V05-230101 ¦ Typical Savings % from Example lines up with MN TRM's 1.6% from a WI FOE 2010 evaluation. | 0 | 0 | 1.2191 | Furnace or a gas-fired rooftop unit assumed not to have had a tune-up in the past 3 years | Furnace or a gas-fired rooftop unit assumed not to have had a tune-up in the past 3 years | Furnace or a gas-fired rooftop unit assumed not to have had a tune-up in the past 3 years | Furnace or a gas-fired rooftop unit assumed not to have had a tune-up in the past 3 years | Furnace or a gas-fired rooftop unit assumed not to have had a tune-up in the past 3 years | Furnace or a gas-fired rooftop unit assumed not to have had a tune-up in the past 3 years | Furnace or a gas-fired rooftop unit assumed not to have had a tune-up in the past 3 years | Furnace or a gas-fired rooftop unit assumed not to have had a tune-up in the past 3 years | Furnace or a gas-fired rooftop unit assumed not to have had a tune-up in the past 3 years | Furnace or a gas-fired rooftop unit assumed not to have had a tune-up in the past 3 years | Furnace or a gas-fired rooftop unit assumed not to have had a tune-up in the past 3 years | Furnace or a gas-fired rooftop unit assumed not to have had a tune-up in the past 3 years | Furnace or a gas-fired rooftop unit assumed not to have had a tune-up in the past 3 years | Furnace or a gas-fired rooftop unit assumed not to have had a tune-up in the past 3 years | Furnace or a gas-fired rooftop unit assumed not to have had a tune-up in the past 3 years | Furnace or a gas-fired rooftop unit assumed not to have had a tune-up in the past 3 years | Furnace or a gas-fired rooftop unit assumed not to have had a tune-up in the past 3 years | Furnace or a gas-fired rooftop unit assumed not to have had a tune-up in the past 3 years | Furnace or a gas-fired rooftop unit assumed not to have had a tune-up in the past 3 years | Furnace or a gas-fired rooftop unit assumed not to have had a tune-up in the past 3 years | Furnace or a gas-fired rooftop unit assumed not to have had a tune-up in the past 3 years | Furnace or a gas-fired rooftop unit assumed not to have had a tune-up in the past 3 years | Furnace or a gas-fired rooftop unit assumed not to have had a tune-up in the past 3 years | Furnace or a gas-fired rooftop unit assumed not to have had a tune-up in the past 3 years | Furnace or a gas-fired rooftop unit assumed not to have had a tune-up in the past 3 years | Furnace or a gas-fired rooftop unit assumed not to have had a tune-up in the past 3 years | Furnace or a gas-fired rooftop unit assumed not to have had a tune-up in the past 3 years | Furnace or a gas-fired rooftop unit assumed not to have had a tune-up in the past 3 years | 0 | 0 | 0 | 199.8705 | 241.3157 | 289.6625 | 328.9524 | 365.9439 | 415.7051 | 441.5428 | 435.4558 | 395.3155 | 326.9258 | 243.289 | 154.9072 | 86.6283 | 40.2411 | 16.4626 | 5.8026 | 1.762 | 0.37445 | 0.033722 | 0.022038 | 0 | 0 | 0 | 0 | 0 | 0 | 0 | 0 | 199.8705 | 437.8523 | 719.1563 | 1032.4957 | 1372.9362 | 1749.724 | 2135.6633 | 2497.2039 | 2800.9396 | 3021.6875 | 3149.1209 | 3184.5933 | 3153.7529 | 3082.9364 | 2997.5377 | 2911.2922 | 2831.9948 | 2761.6703 | 2701.8719 | 2648.6159 | 2605.2241 | 2564.2458 | 2525.4874 | 2488.7706 | 2453.9314 | 0 | 0 | 0 | 734.2037433388198 | 901.4851046458753 | 1103.153955302286 | 1280.5879244281748 | 1460.67269242129 | 1707.7019545034068 | 1873.3755638613457 | 1913.7854680166613 | 1803.5131284865804 | 1550.2722967919526 | 1199.6661561604196 | 793.964513145468 | 461.01165279414295 | 221.96857356755024 | 93.9097811247328 | 34.149011318084646 | 10.666614765577773 | 2.324837693972145 | 0.21400395695589558 | 0.14266930463726374 | 0 | 0 | 0 | 0 | 0 | 0 | 0 | 0 | 734.2037433388198 | 1635.688847984695 | 2738.8428032869815 | 4019.4307277151565 | 5480.103420136446 | 7187.805374639854 | 9061.180938501198 | 10974.96640651786 | 12778.47953500444 | 14328.751831796393 | 15528.417987956813 | 16322.382501102282 | 16783.394153896425 | 17005.362727463977 | 17099.272508588707 | 17133.42151990679 | 17144.08813467237 | 17146.41297236634 | 17146.626976323296 | 17146.769645627934 | 17146.769645627934 | 17146.769645627934 | 17146.769645627934 | 17146.769645627934 | 17146.769645627934 | Furnace with a tune-up performed adhering to program requirements | Furnace with a tune-up performed adhering to program requirements | Furnace with a tune-up performed adhering to program requirements | Furnace with a tune-up performed adhering to program requirements | Furnace with a tune-up performed adhering to program requirements | Furnace with a tune-up performed adhering to program requirements | Furnace with a tune-up performed adhering to program requirements | Furnace with a tune-up performed adhering to program requirements | Furnace with a tune-up performed adhering to program requirements | Furnace with a tune-up performed adhering to program requirements | Furnace with a tune-up performed adhering to program requirements | Furnace with a tune-up performed adhering to program requirements | Furnace with a tune-up performed adhering to program requirements | Furnace with a tune-up performed adhering to program requirements | Furnace with a tune-up performed adhering to program requirements | Furnace with a tune-up performed adhering to program requirements | Furnace with a tune-up performed adhering to program requirements | Furnace with a tune-up performed adhering to program requirements | Furnace with a tune-up performed adhering to program requirements | Furnace with a tune-up performed adhering to program requirements | Furnace with a tune-up performed adhering to program requirements | Furnace with a tune-up performed adhering to program requirements | Furnace with a tune-up performed adhering to program requirements | Furnace with a tune-up performed adhering to program requirements | Furnace with a tune-up performed adhering to program requirements | Furnace with a tune-up performed adhering to program requirements | Furnace with a tune-up performed adhering to program requirements | Furnace with a tune-up performed adhering to program requirements | 1.2191 | 1.2191 | 1.2191 | 1.2191 | 1.2191 | 1.2191 | 1.2191 | 1.2191 | 1.2191 | 1.2191 | 1.2191 | 1.2191 | 1.2191 | 1.2191 | 1.2191 | 1.2191 | 1.2191 | 1.2191 | 1.2191 | 1.2191 | 1.2191 | 1.2191 | 1.2191 | 1.2191 | 1.2191 | 1.2191 | 1.2191 | 1.2191 | 0.0181 | 0.0181 | 0.0181 | 0.0181 | 0.0181 | 0.0181 | 0.0181 | 0.0181 | 0.0181 | 0.0181 | 0.0181 | 0.0181 | 0.0181 | 0.0181 | 0.0181 | 0.0181 | 0.0181 | 0.0181 | 0.0181 | 0.0181 | 0.0181 | 0.0181 | 0.0181 | 0.0181 | 0.0181 | 0.0181 | 0.0181 | 0.0181 | 0 | 0 | 0 | 0 | 0 | 0 | 0 | 0 | 0 | 0 | 0 | 0 | 0 | 0 | 0 | 0 | 0 | 0 | 0 | 0 | 0 | 0 | 0 | 0 | 0 | 0 | 0 | 0 | 0 | 0 | 0 | 0 | 0 | 0 | 0 | 0 | 0 | 0 | 0 | 0 | 0 | 0 | 0 | 0 | 0 | 0 | 0 | 0 | 0 | 0 | 0 | 0 | 0 | 0 | 0 | 0 | 0 | 0 | 0 | 0 | 0 | 0 | 0 | 0 | 0 | 0 | 0 | 0 | 0 | 0 | 0 | 0 | 0 | 0 | 0 | 0 | 0 | 0 | 0 | 0 | 0 | 0 | 0 | 0 | 0 | 0 | 0 | 0 | 0 | 0 | 0 | 0 | 0 | 0 | 0 | 0 | 0 | 0 | 0 | 0 | 0 | 0 | 0 | 0 | 0 | 0 | 0 | 0 | 0 | 0 | 0 | 0 | Furnace with a tune-up performed adhering to program requirements | Furnace with a tune-up performed adhering to program requirements | Furnace with a tune-up performed adhering to program requirements | Furnace with a tune-up performed adhering to program requirements | Furnace with a tune-up performed adhering to program requirements | Furnace with a tune-up performed adhering to program requirements | Furnace with a tune-up performed adhering to program requirements | Furnace with a tune-up performed adhering to program requirements | Furnace with a tune-up performed adhering to program requirements | Furnace with a tune-up performed adhering to program requirements | Furnace with a tune-up performed adhering to program requirements | Furnace with a tune-up performed adhering to program requirements | Furnace with a tune-up performed adhering to program requirements | Furnace with a tune-up performed adhering to program requirements | Furnace with a tune-up performed adhering to program requirements | Furnace with a tune-up performed adhering to program requirements | Furnace with a tune-up performed adhering to program requirements | Furnace with a tune-up performed adhering to program requirements | Furnace with a tune-up performed adhering to program requirements | Furnace with a tune-up performed adhering to program requirements | Furnace with a tune-up performed adhering to program requirements | Furnace with a tune-up performed adhering to program requirements | Furnace with a tune-up performed adhering to program requirements | Furnace with a tune-up performed adhering to program requirements | Furnace with a tune-up performed adhering to program requirements | Furnace with a tune-up performed adhering to program requirements | Furnace with a tune-up performed adhering to program requirements | Furnace with a tune-up performed adhering to program requirements | 1.2191 | 1.2191 | 1.2191 | 1.2191 | 1.2191 | 1.2191 | 1.2191 | 1.2191 | 1.2191 | 1.2191 | 1.2191 | 1.2191 | 1.2191 | 1.2191 | 1.2191 | 1.2191 | 1.2191 | 1.2191 | 1.2191 | 1.2191 | 1.2191 | 1.2191 | 1.2191 | 1.2191 | 1.2191 | 1.2191 | 1.2191 | 1.2191 | 0.0181 | 0.0181 | 0.0181 | 0.0181 | 0.0181 | 0.0181 | 0.0181 | 0.0181 | 0.0181 | 0.0181 | 0.0181 | 0.0181 | 0.0181 | 0.0181 | 0.0181 | 0.0181 | 0.0181 | 0.0181 | 0.0181 | 0.0181 | 0.0181 | 0.0181 | 0.0181 | 0.0181 | 0.0181 | 0.0181 | 0.0181 | 0.0181 | 0 | 0 | 0 | 0 | 0 | 0 | 0 | 0 | 0 | 0 | 0 | 0 | 0 | 0 | 0 | 0 | 0 | 0 | 0 | 0 | 0 | 0 | 0 | 0 | 0 | 0 | 0 | 0 | 0 | 0 | 0 | 0 | 0 | 0 | 0 | 0 | 0 | 0 | 0 | 0 | 0 | 0 | 0 | 0 | 0 | 0 | 0 | 0 | 0 | 0 | 0 | 0 | 0 | 0 | 0 | 0 | 0 | 0 | 0 | 0 | 0 | 0 | 0 | 0 | 0 | 0 | 0 | 0 | 0 | 0 | 0 | 0 | 0 | 0 | 0 | 0 | 0 | 0 | 0 | 0 | 0 | 0 | 0 | 0 | 0 | 0
HVAC - Dedicated Outdoor Air System (DOAS)_Education_Existing_0 | HVAC - Dedicated Outdoor Air System (DOAS)_Education_Existing | HVAC - Dedicated Outdoor Air System (DOAS)_Commercial_Existing_0_0 | Commercial | Education | Existing | Space Heating | Natural Gas | HVAC - Dedicated Outdoor Air System (DOAS) | NEQ | 0 | 20 | 20 | 20 | 0.04138 | 0 | 0 | 0.098996 | 0 | Retro5Med | 8.35569166605469E-06 | TBD | A | WCM412 | 0.7 | 0.42 | sqft | 0.0321 | 32506.272278755907 | 32506.2723 | 25638.749966342682 | 25638.75 | 2021P_Com-VRF-DOAS-2021P_V2 | 2021P_Com-VRF-DOAS-2021P_V2 | 2021P_Com-VRF-DOAS-2021P_V2 | 0 | 0 | 13.9025 | 0 | 0 | 0 | 0 | 0 | 0 | 0 | 0 | 0 | 0 | 0 | 0 | 0 | 0 | 0 | 0 | 0 | 0 | 0 | 0 | 0 | 0 | 0 | 0 | 0 | 0 | 0 | 0 | 0 | 0 | 0 | 0 | 0 | 0 | 0 | 0 | 0 | 0 | 0 | 1813.9822 | 5751.9989 | 10871.9144 | 16423.2197 | 20560.8888 | 23157.779 | 24153.5269 | 24250.1624 | 23940.4536 | 23517.0498 | 23105.4381 | 22723.5484 | 22426.3687 | 22147.5403 | 21887.1511 | 21643.7247 | 21415.9041 | 0 | 0 | 0 | 0 | 0 | 0 | 0 | 0 | 0 | 0 | 0 | 1813.9822 | 7496.8776 | 18084.9324 | 33844.9529 | 53221.7838 | 74631.9183 | 96517.0812 | 118072.4763 | 139066.6991 | 159528.0909 | 179668.4647 | 199415.8422 | 219219.5694 | 238641.5395 | 257722.9755 | 276500.3346 | 295005.8119 | 0 | 0 | 0 | 0 | 0 | 0 | 0 | 0 | 0 | 0 | 0 | 56182.60952640907 | 185206.1781191585 | 363836.3584581661 | 570537.1239526158 | 740173.1416841222 | 861963.1031323832 | 927207.7253368087 | 957655.215698874 | 969619.2523909032 | 973869.3010066082 | 974944.7488308524 | 974981.0930939197 | 975053.7816200542 | 975053.7816200542 | 975053.7816200542 | 975053.7816200542 | 975053.7816200542 | 0 | 0 | 0 | 0 | 0 | 0 | 0 | 0 | 0 | 0 | 0 | 56182.60952640907 | 241388.78764556756 | 605225.1461037337 | 1175762.2700563495 | 1915935.4117404716 | 2777898.5148728546 | 3705106.2402096633 | 4662761.455908537 | 5632380.70829944 | 6606250.009306049 | 7581194.758136901 | 8556175.85123082 | 9531229.632850874 | 10506283.414470928 | 11481337.196090981 | 12456390.977711035 | 13431444.759331089 | 0 | 0 | 0 | 0 | 0 | 0 | 0 | 0 | 0 | 0 | 0 | 0 | 0 | 0 | 0 | 0 | 0 | 0 | 0 | 0 | 0 | 0 | 0 | 0 | 0 | 0 | 0 | 0 | 13.9025 | 13.9025 | 13.9025 | 13.9025 | 13.9025 | 13.9025 | 13.9025 | 13.9025 | 13.9025 | 13.9025 | 13.9025 | 13.9025 | 13.9025 | 13.9025 | 13.9025 | 13.9025 | 13.9025 | 13.9025 | 13.9025 | 13.9025 | 13.9025 | 13.9025 | 13.9025 | 13.9025 | 13.9025 | 13.9025 | 13.9025 | 13.9025 | 0.0414 | 0.0414 | 0.0414 | 0.0414 | 0.0414 | 0.0414 | 0.0414 | 0.0414 | 0.0414 | 0.0414 | 0.0414 | 0.0414 | 0.0414 | 0.0414 | 0.0414 | 0.0414 | 0.0414 | 0.0414 | 0.0414 | 0.0414 | 0.0414 | 0.0414 | 0.0414 | 0.0414 | 0.0414 | 0.0414 | 0.0414 | 0.0414 | 0 | 0 | 0 | 0 | 0 | 0 | 0 | 0 | 0 | 0 | 0 | 0 | 0 | 0 | 0 | 0 | 0 | 0 | 0 | 0 | 0 | 0 | 0 | 0 | 0 | 0 | 0 | 0 | 0 | 0 | 0 | 0 | 0 | 0 | 0 | 0 | 0 | 0 | 0 | 0 | 0 | 0 | 0 | 0 | 0 | 0 | 0 | 0 | 0 | 0 | 0 | 0 | 0 | 0 | 0 | 0 | 0 | 0 | 0 | 0 | 0 | 0 | 0 | 0 | 0 | 0 | 0 | 0 | 0 | 0 | 0 | 0 | 0 | 0 | 0 | 0 | 0 | 0 | 0 | 0 | 0 | 0 | 0 | 0 | 0 | 0 | 0 | 0 | 0 | 0 | 0 | 0 | 0 | 0 | 0 | 0 | 0 | 0 | 0 | 0 | 0 | 0 | 0 | 0 | 0 | 0 | 0 | 0 | 0 | 0 | 0 | 0 | 0 | 0 | 0 | 0 | 0 | 0 | 0 | 0 | 0 | 0 | 0 | 0 | 0 | 0 | 0 | 0 | 0 | 0 | 0 | 0 | 0 | 0 | 0 | 0 | 0 | 0 | 0 | 0 | 13.9025 | 13.9025 | 13.9025 | 13.9025 | 13.9025 | 13.9025 | 13.9025 | 13.9025 | 13.9025 | 13.9025 | 13.9025 | 13.9025 | 13.9025 | 13.9025 | 13.9025 | 13.9025 | 13.9025 | 13.9025 | 13.9025 | 13.9025 | 13.9025 | 13.9025 | 13.9025 | 13.9025 | 13.9025 | 13.9025 | 13.9025 | 13.9025 | 0.0414 | 0.0414 | 0.0414 | 0.0414 | 0.0414 | 0.0414 | 0.0414 | 0.0414 | 0.0414 | 0.0414 | 0.0414 | 0.0414 | 0.0414 | 0.0414 | 0.0414 | 0.0414 | 0.0414 | 0.0414 | 0.0414 | 0.0414 | 0.0414 | 0.0414 | 0.0414 | 0.0414 | 0.0414 | 0.0414 | 0.0414 | 0.0414 | 0 | 0 | 0 | 0 | 0 | 0 | 0 | 0 | 0 | 0 | 0 | 0 | 0 | 0 | 0 | 0 | 0 | 0 | 0 | 0 | 0 | 0 | 0 | 0 | 0 | 0 | 0 | 0 | 0 | 0 | 0 | 0 | 0 | 0 | 0 | 0 | 0 | 0 | 0 | 0 | 0 | 0 | 0 | 0 | 0 | 0 | 0 | 0 | 0 | 0 | 0 | 0 | 0 | 0 | 0 | 0 | 0 | 0 | 0 | 0 | 0 | 0 | 0 | 0 | 0 | 0 | 0 | 0 | 0 | 0 | 0 | 0 | 0 | 0 | 0 | 0 | 0 | 0 | 0 | 0 | 0 | 0 | 0 | 0 | 0 | 0
Refrigeration - Heat Recovery_Grocery_Existing_0 | Refrigeration - Heat Recovery_Grocery_Existing | Refrigeration - Heat Recovery_Commercial_Existing_0_0 | Commercial | Grocery | Existing | Water Heating | Natural Gas | Refrigeration - Heat Recovery | NEQ | 0 | 15 | 15 | 15 | 0.8492 | 0 | 0 | 0 | 0.2 | Retro5Med | 8.35569166605469E-06 | TBD | A | WCM341 | 0.7 | 0.42 | Fridge Ton | 0.0321 | 33734.15320989753 | 33734.1532 | 26607.219433158614 | 26607.2194 | 2025 MEMD Non-Wx - 7.10.01.FESG16.v01 - Refrigeration Waste Heat Recovery - DWH - N-CO-KR-000528-G-XX-XX-XX-XX-02 | 2025 MEMD Non-Wx - 7.10.01.FESG16.v01 - Refrigeration Waste Heat Recovery - DWH - N-CO-KR-000528-G-XX-XX-XX-XX-02 | 2025 MEMD Non-Wx - 7.10.01.FESG16.v01 - Refrigeration Waste Heat Recovery - DWH - N-CO-KR-000528-G-XX-XX-XX-XX-02 | 0 | 0 | 254.8782 | 0 | 0 | 0 | 0 | 0 | 0 | 0 | 0 | 0 | 0 | 0 | 0 | 0 | 0 | 0 | 0 | 0 | 0 | 0 | 0 | 0 | 0 | 0 | 0 | 0 | 0 | 0 | 0 | 0 | 0 | 0 | 32.617 | 39.5159 | 47.6414 | 54.4058 | 60.9548 | 69.9 | 75.1162 | 75.237 | 69.5227 | 58.7129 | 44.7106 | 29.162 | 16.6781 | 7.9202 | 3.321 | 1.1987 | 0.37228 | 0.08079 | 0.007415 | 0.0049329 | 0 | 0 | 0 | 0 | 0 | 0 | 0 | 0 | 32.617 | 71.6991 | 118.2812 | 170.7655 | 228.6882 | 294.2128 | 363.3233 | 431.4607 | 492.5909 | 542.6679 | 578.7319 | 599.5149 | 607.1773 | 606.777 | 604.6886 | 601.4195 | 598.3545 | 595.8505 | 594.1132 | 592.864 | 592.4184 | 592.062 | 591.7768 | 591.5487 | 591.3662 | 0 | 0 | 0 | 0.013871557180344472 | 0.017032059955806124 | 0.020842257082632515 | 0.024194576477345013 | 0.02759697830270966 | 0.032264184872111544 | 0.03539431185162239 | 0.036157789702598184 | 0.03407437746576357 | 0.029289813631649578 | 0.022665694411780908 | 0.015000637415953904 | 0.008710047531844204 | 0.004193726589406468 | 0.0017742689416719668 | 0.0006451887060625333 | 0.00020152792461742715 | 4.392393705363123E-05 | 4.043248420709486E-06 | 2.695498947139657E-06 | 0 | 0 | 0 | 0 | 0 | 0 | 0 | 0 | 0.013871557180344472 | 0.0309036171361506 | 0.05174587421878312 | 0.07594045069612813 | 0.10353742899883779 | 0.13580161387094933 | 0.17119592572257172 | 0.2073537154251699 | 0.24142809289093345 | 0.27071790652258304 | 0.29338360093436394 | 0.3083842383503178 | 0.31709428588216204 | 0.3212880124715685 | 0.3230622814132405 | 0.323707470119303 | 0.3239089980439205 | 0.3239529219809741 | 0.3239569652293948 | 0.3239596607283419 | 0.3239596607283419 | 0.3239596607283419 | 0.3239596607283419 | 0.3239596607283419 | 0.3239596607283419 | 0 | 0 | 0 | 0 | 0 | 0 | 0 | 0 | 0 | 0 | 0 | 0 | 0 | 0 | 0 | 0 | 0 | 0 | 0 | 0 | 0 | 0 | 0 | 0 | 0 | 0 | 0 | 0 | 254.8782 | 254.8782 | 254.8782 | 254.8782 | 254.8782 | 254.8782 | 254.8782 | 254.8782 | 254.8782 | 254.8782 | 254.8782 | 254.8782 | 254.8782 | 254.8782 | 254.8782 | 254.8782 | 254.8782 | 254.8782 | 254.8782 | 254.8782 | 254.8782 | 254.8782 | 254.8782 | 254.8782 | 254.8782 | 254.8782 | 254.8782 | 254.8782 | 0.8492 | 0.8492 | 0.8492 | 0.8492 | 0.8492 | 0.8492 | 0.8492 | 0.8492 | 0.8492 | 0.8492 | 0.8492 | 0.8492 | 0.8492 | 0.8492 | 0.8492 | 0.8492 | 0.8492 | 0.8492 | 0.8492 | 0.8492 | 0.8492 | 0.8492 | 0.8492 | 0.8492 | 0.8492 | 0.8492 | 0.8492 | 0.8492 | 0 | 0 | 0 | 0 | 0 | 0 | 0 | 0 | 0 | 0 | 0 | 0 | 0 | 0 | 0 | 0 | 0 | 0 | 0 | 0 | 0 | 0 | 0 | 0 | 0 | 0 | 0 | 0 | 0 | 0 | 0 | 0 | 0 | 0 | 0 | 0 | 0 | 0 | 0 | 0 | 0 | 0 | 0 | 0 | 0 | 0 | 0 | 0 | 0 | 0 | 0 | 0 | 0 | 0 | 0 | 0 | 0 | 0 | 0 | 0 | 0 | 0 | 0 | 0 | 0 | 0 | 0 | 0 | 0 | 0 | 0 | 0 | 0 | 0 | 0 | 0 | 0 | 0 | 0 | 0 | 0 | 0 | 0 | 0 | 0 | 0 | 0 | 0 | 0 | 0 | 0 | 0 | 0 | 0 | 0 | 0 | 0 | 0 | 0 | 0 | 0 | 0 | 0 | 0 | 0 | 0 | 0 | 0 | 0 | 0 | 0 | 0 | 0 | 0 | 0 | 0 | 0 | 0 | 0 | 0 | 0 | 0 | 0 | 0 | 0 | 0 | 0 | 0 | 0 | 0 | 0 | 0 | 0 | 0 | 0 | 0 | 0 | 0 | 0 | 0 | 254.8782 | 254.8782 | 254.8782 | 254.8782 | 254.8782 | 254.8782 | 254.8782 | 254.8782 | 254.8782 | 254.8782 | 254.8782 | 254.8782 | 254.8782 | 254.8782 | 254.8782 | 254.8782 | 254.8782 | 254.8782 | 254.8782 | 254.8782 | 254.8782 | 254.8782 | 254.8782 | 254.8782 | 254.8782 | 254.8782 | 254.8782 | 254.8782 | 0.8492 | 0.8492 | 0.8492 | 0.8492 | 0.8492 | 0.8492 | 0.8492 | 0.8492 | 0.8492 | 0.8492 | 0.8492 | 0.8492 | 0.8492 | 0.8492 | 0.8492 | 0.8492 | 0.8492 | 0.8492 | 0.8492 | 0.8492 | 0.8492 | 0.8492 | 0.8492 | 0.8492 | 0.8492 | 0.8492 | 0.8492 | 0.8492 | 0 | 0 | 0 | 0 | 0 | 0 | 0 | 0 | 0 | 0 | 0 | 0 | 0 | 0 | 0 | 0 | 0 | 0 | 0 | 0 | 0 | 0 | 0 | 0 | 0 | 0 | 0 | 0 | 0 | 0 | 0 | 0 | 0 | 0 | 0 | 0 | 0 | 0 | 0 | 0 | 0 | 0 | 0 | 0 | 0 | 0 | 0 | 0 | 0 | 0 | 0 | 0 | 0 | 0 | 0 | 0 | 0 | 0 | 0 | 0 | 0 | 0 | 0 | 0 | 0 | 0 | 0 | 0 | 0 | 0 | 0 | 0 | 0 | 0 | 0 | 0 | 0 | 0 | 0 | 0 | 0 | 0 | 0 | 0 | 0 | 0
Building Shell - Air Sealing (Infiltration Control)_Restaurant_Existing_Sealed building envelope | Building Shell - Air Sealing (Infiltration Control)_Restaurant_Existing | Building Shell - Air Sealing (Infiltration Control)_Commercial_Existing_Building envelope with leakage_Sealed building envelope | Commercial | Restaurant | Existing | Space Heating | Natural Gas | Building Shell - Air Sealing (Infiltration Control) | NEQ | Building envelope with leakage | 20 | 20 | 20 | 0.053151 | 0 | 0 | 0.7 | 0.8 | Retro1Slow | 0.012666666666666666 | TBD | A | WCM108 | 0.7 | 0.42 | BldgPerim | 0.0321 | 34733.550197682416 | 34733.5502 | 27395.47621225654 | 27395.4762 | IL TRM v13 - 4.8.4 - C&I Air Sealing - CI-SHL-CAIR-V04-250101 | IL TRM v13 - 4.8.4 - C&I Air Sealing - CI-SHL-CAIR-V04-250101 | AEG BEST | 0 | 0 | 19.2827 | Building envelope with leakage | Building envelope with leakage | Building envelope with leakage | Building envelope with leakage | Building envelope with leakage | Building envelope with leakage | Building envelope with leakage | Building envelope with leakage | Building envelope with leakage | Building envelope with leakage | Building envelope with leakage | Building envelope with leakage | Building envelope with leakage | Building envelope with leakage | Building envelope with leakage | Building envelope with leakage | Building envelope with leakage | Building envelope with leakage | Building envelope with leakage | Building envelope with leakage | Building envelope with leakage | Building envelope with leakage | Building envelope with leakage | Building envelope with leakage | Building envelope with leakage | Building envelope with leakage | Building envelope with leakage | Building envelope with leakage | 0 | 0 | 0 | 7.284 | 14.235 | 24.6356 | 38.9282 | 57.1818 | 78.9116 | 103.0172 | 127.7627 | 150.8947 | 169.8299 | 181.9976 | 185.2602 | 178.3722 | 161.5483 | 136.7024 | 108.9398 | 80.4609 | 53.912 | 27.6211 | 17.911 | 3.5644e-16 | 3.4806e-16 | 3.4034e-16 | 3.3321e-16 | 3.2663e-16 | 0 | 0 | 0 | 7.284 | 21.3563 | 45.4516 | 83.0812 | 137.5834 | 211.4803 | 305.9782 | 420.4869 | 552.4203 | 697.07 | 847.8226 | 996.5139 | 1133.8466 | 1250.906 | 1340.6267 | 1400.8087 | 1433.4144 | 1441.2217 | 1426.6765 | 1405.6085 | 1370.7083 | 1338.5077 | 1308.797 | 1281.3827 | 1256.0867 | 0 | 0 | 0 | 8.406448227799386 | 16.803938612512994 | 29.836153962070423 | 48.53259379764639 | 73.66569872682618 | 105.50502129124683 | 143.51580292922384 | 186.04831484603787 | 230.1097004044041 | 271.35399966954236 | 304.44155294964463 | 323.86849265782234 | 325.2206008218149 | 306.5752636107087 | 269.5482242617216 | 222.91340317515903 | 170.4631906633569 | 118.01297815155476 | 62.28462735776502 | 41.52308490517668 | 8.473716576417358E-16 | 8.473716576417358E-16 | 8.473716576417358E-16 | 8.473716576417358E-16 | 8.473716576417358E-16 | 0 | 0 | 0 | 8.406448227799386 | 25.210386840312378 | 55.0465408023828 | 103.5791346000292 | 177.24483332685537 | 282.7498546181022 | 426.26565754732604 | 612.3139723933639 | 842.423672797768 | 1113.7776724673104 | 1418.2192254169552 | 1742.0877180747775 | 2067.3083188965925 | 2373.883582507301 | 2643.4318067690224 | 2866.3452099441815 | 3036.8084006075387 | 3154.8213787590935 | 3217.106006116858 | 3258.629091022035 | 3258.629091022035 | 3258.629091022035 | 3258.629091022035 | 3258.629091022035 | 3258.629091022035 | Sealed building envelope | Sealed building envelope | Sealed building envelope | Sealed building envelope | Sealed building envelope | Sealed building envelope | Sealed building envelope | Sealed building envelope | Sealed building envelope | Sealed building envelope | Sealed building envelope | Sealed building envelope | Sealed building envelope | Sealed building envelope | Sealed building envelope | Sealed building envelope | Sealed building envelope | Sealed building envelope | Sealed building envelope | Sealed building envelope | Sealed building envelope | Sealed building envelope | Sealed building envelope | Sealed building envelope | Sealed building envelope | Sealed building envelope | Sealed building envelope | Sealed building envelope | 19.2827 | 19.2827 | 19.2827 | 19.2827 | 19.2827 | 19.2827 | 19.2827 | 19.2827 | 19.2827 | 19.2827 | 19.2827 | 19.2827 | 19.2827 | 19.2827 | 19.2827 | 19.2827 | 19.2827 | 19.2827 | 19.2827 | 19.2827 | 19.2827 | 19.2827 | 19.2827 | 19.2827 | 19.2827 | 19.2827 | 19.2827 | 19.2827 | 0.0532 | 0.0532 | 0.0532 | 0.0532 | 0.0532 | 0.0532 | 0.0532 | 0.0532 | 0.0532 | 0.0532 | 0.0532 | 0.0532 | 0.0532 | 0.0532 | 0.0532 | 0.0532 | 0.0532 | 0.0532 | 0.0532 | 0.0532 | 0.0532 | 0.0532 | 0.0532 | 0.0532 | 0.0532 | 0.0532 | 0.0532 | 0.0532 | 0 | 0 | 0 | 0 | 0 | 0 | 0 | 0 | 0 | 0 | 0 | 0 | 0 | 0 | 0 | 0 | 0 | 0 | 0 | 0 | 0 | 0 | 0 | 0 | 0 | 0 | 0 | 0 | 0 | 0 | 0 | 0 | 0 | 0 | 0 | 0 | 0 | 0 | 0 | 0 | 0 | 0 | 0 | 0 | 0 | 0 | 0 | 0 | 0 | 0 | 0 | 0 | 0 | 0 | 0 | 0 | 0 | 0 | 0 | 0 | 0 | 0 | 0 | 0 | 0 | 0 | 0 | 0 | 0 | 0 | 0 | 0 | 0 | 0 | 0 | 0 | 0 | 0 | 0 | 0 | 0 | 0 | 0 | 0 | 0 | 0 | 0 | 0 | 0 | 0 | 0 | 0 | 0 | 0 | 0 | 0 | 0 | 0 | 0 | 0 | 0 | 0 | 0 | 0 | 0 | 0 | 0 | 0 | 0 | 0 | 0 | 0 | Sealed building envelope | Sealed building envelope | Sealed building envelope | Sealed building envelope | Sealed building envelope | Sealed building envelope | Sealed building envelope | Sealed building envelope | Sealed building envelope | Sealed building envelope | Sealed building envelope | Sealed building envelope | Sealed building envelope | Sealed building envelope | Sealed building envelope | Sealed building envelope | Sealed building envelope | Sealed building envelope | Sealed building envelope | Sealed building envelope | Sealed building envelope | Sealed building envelope | Sealed building envelope | Sealed building envelope | Sealed building envelope | Sealed building envelope | Sealed building envelope | Sealed building envelope | 19.2827 | 19.2827 | 19.2827 | 19.2827 | 19.2827 | 19.2827 | 19.2827 | 19.2827 | 19.2827 | 19.2827 | 19.2827 | 19.2827 | 19.2827 | 19.2827 | 19.2827 | 19.2827 | 19.2827 | 19.2827 | 19.2827 | 19.2827 | 19.2827 | 19.2827 | 19.2827 | 19.2827 | 19.2827 | 19.2827 | 19.2827 | 19.2827 | 0.0532 | 0.0532 | 0.0532 | 0.0532 | 0.0532 | 0.0532 | 0.0532 | 0.0532 | 0.0532 | 0.0532 | 0.0532 | 0.0532 | 0.0532 | 0.0532 | 0.0532 | 0.0532 | 0.0532 | 0.0532 | 0.0532 | 0.0532 | 0.0532 | 0.0532 | 0.0532 | 0.0532 | 0.0532 | 0.0532 | 0.0532 | 0.0532 | 0 | 0 | 0 | 0 | 0 | 0 | 0 | 0 | 0 | 0 | 0 | 0 | 0 | 0 | 0 | 0 | 0 | 0 | 0 | 0 | 0 | 0 | 0 | 0 | 0 | 0 | 0 | 0 | 0 | 0 | 0 | 0 | 0 | 0 | 0 | 0 | 0 | 0 | 0 | 0 | 0 | 0 | 0 | 0 | 0 | 0 | 0 | 0 | 0 | 0 | 0 | 0 | 0 | 0 | 0 | 0 | 0 | 0 | 0 | 0 | 0 | 0 | 0 | 0 | 0 | 0 | 0 | 0 | 0 | 0 | 0 | 0 | 0 | 0 | 0 | 0 | 0 | 0 | 0 | 0 | 0 | 0 | 0 | 0 | 0 | 0
Strategic Energy Management_Restaurant_Existing_Implementation of strategic energy management program. | Strategic Energy Management_Restaurant_Existing | Strategic Energy Management_Commercial_Existing_No strategic energy management._Implementation of strategic energy management program. | Commercial | Restaurant | Existing | Water Heating | Natural Gas | Strategic Energy Management | NEQ | No strategic energy management. | 3 | 3 | 3 | 0.0059029 | 0 | 0 | 0 | 0 | RetroEven20 | 0.03333333333333333 | TBD | A | WCM148 | 0.7 | 0.42 | sqft | 0.0321 | 37077.46332120195 | 37077.4633 | 29244.19642235647 | 29244.1964 | 2021 Power Plan - Com-EM-2021P_V4 - Commercial SEM, Northwest Power and Conservation Council (NWPCC), 2021 Power Plan Conservation Supply Workbooks. January 2022. | 2021 Power Plan - Com-EM-2021P_V4 - Commercial SEM, Northwest Power and Conservation Council (NWPCC), 2021 Power Plan Conservation Supply Workbooks. January 2022. | 2021 Power Plan - Com-EM-2021P_V4 - Commercial SEM, Northwest Power and Conservation Council (NWPCC), 2021 Power Plan Conservation Supply Workbooks. January 2022. | 0 | 0 | 0.86719 | No strategic energy management. | No strategic energy management. | No strategic energy management. | No strategic energy management. | No strategic energy management. | No strategic energy management. | No strategic energy management. | No strategic energy management. | No strategic energy management. | No strategic energy management. | No strategic energy management. | No strategic energy management. | No strategic energy management. | No strategic energy management. | No strategic energy management. | No strategic energy management. | No strategic energy management. | No strategic energy management. | No strategic energy management. | No strategic energy management. | No strategic energy management. | No strategic energy management. | No strategic energy management. | No strategic energy management. | No strategic energy management. | No strategic energy management. | No strategic energy management. | No strategic energy management. | 0 | 0 | 0 | 0 | 0 | 0 | 0 | 0 | 0 | 0 | 0 | 0 | 0 | 0 | 0 | 0 | 0 | 0 | 0 | 0 | 0 | 0 | 0 | 0 | 0 | 0 | 0 | 0 | 0 | 0 | 0 | 0 | 0 | 0 | 0 | 0 | 0 | 0 | 0 | 0 | 0 | 0 | 0 | 0 | 0 | 0 | 0 | 0 | 0 | 0 | 0 | 0 | 0 | 0 | 0 | 0 | 0 | 0 | 0 | 0 | 0 | 0 | 0 | 0 | 0 | 0 | 0 | 0 | 0 | 0 | 0 | 0 | 0 | 0 | 0 | 0 | 0 | 0 | 0 | 0 | 0 | 0 | 0 | 0 | 0 | 0 | 0 | 0 | 0 | 0 | 0 | 0 | 0 | 0 | 0 | 0 | 0 | 0 | 0 | 0 | 0 | 0 | 0 | 0 | 0 | 0 | 0 | 0 | 0 | 0 | 0 | 0 | Implementation of strategic energy management program. | Implementation of strategic energy management program. | Implementation of strategic energy management program. | Implementation of strategic energy management program. | Implementation of strategic energy management program. | Implementation of strategic energy management program. | Implementation of strategic energy management program. | Implementation of strategic energy management program. | Implementation of strategic energy management program. | Implementation of strategic energy management program. | Implementation of strategic energy management program. | Implementation of strategic energy management program. | Implementation of strategic energy management program. | Implementation of strategic energy management program. | Implementation of strategic energy management program. | Implementation of strategic energy management program. | Implementation of strategic energy management program. | Implementation of strategic energy management program. | Implementation of strategic energy management program. | Implementation of strategic energy management program. | Implementation of strategic energy management program. | Implementation of strategic energy management program. | Implementation of strategic energy management program. | Implementation of strategic energy management program. | Implementation of strategic energy management program. | Implementation of strategic energy management program. | Implementation of strategic energy management program. | Implementation of strategic energy management program. | 0.8672 | 0.8672 | 0.8672 | 0.8672 | 0.8672 | 0.8672 | 0.8672 | 0.8672 | 0.8672 | 0.8672 | 0.8672 | 0.8672 | 0.8672 | 0.8672 | 0.8672 | 0.8672 | 0.8672 | 0.8672 | 0.8672 | 0.8672 | 0.8672 | 0.8672 | 0.8672 | 0.8672 | 0.8672 | 0.8672 | 0.8672 | 0.8672 | 0.0059 | 0.0059 | 0.0059 | 0.0059 | 0.0059 | 0.0059 | 0.0059 | 0.0059 | 0.0059 | 0.0059 | 0.0059 | 0.0059 | 0.0059 | 0.0059 | 0.0059 | 0.0059 | 0.0059 | 0.0059 | 0.0059 | 0.0059 | 0.0059 | 0.0059 | 0.0059 | 0.0059 | 0.0059 | 0.0059 | 0.0059 | 0.0059 | 0 | 0 | 0 | 0 | 0 | 0 | 0 | 0 | 0 | 0 | 0 | 0 | 0 | 0 | 0 | 0 | 0 | 0 | 0 | 0 | 0 | 0 | 0 | 0 | 0 | 0 | 0 | 0 | 0 | 0 | 0 | 0 | 0 | 0 | 0 | 0 | 0 | 0 | 0 | 0 | 0 | 0 | 0 | 0 | 0 | 0 | 0 | 0 | 0 | 0 | 0 | 0 | 0 | 0 | 0 | 0 | 0 | 0 | 0 | 0 | 0 | 0 | 0 | 0 | 0 | 0 | 0 | 0 | 0 | 0 | 0 | 0 | 0 | 0 | 0 | 0 | 0 | 0 | 0 | 0 | 0 | 0 | 0 | 0 | 0 | 0 | 0 | 0 | 0 | 0 | 0 | 0 | 0 | 0 | 0 | 0 | 0 | 0 | 0 | 0 | 0 | 0 | 0 | 0 | 0 | 0 | 0 | 0 | 0 | 0 | 0 | 0 | Implementation of strategic energy management program. | Implementation of strategic energy management program. | Implementation of strategic energy management program. | Implementation of strategic energy management program. | Implementation of strategic energy management program. | Implementation of strategic energy management program. | Implementation of strategic energy management program. | Implementation of strategic energy management program. | Implementation of strategic energy management program. | Implementation of strategic energy management program. | Implementation of strategic energy management program. | Implementation of strategic energy management program. | Implementation of strategic energy management program. | Implementation of strategic energy management program. | Implementation of strategic energy management program. | Implementation of strategic energy management program. | Implementation of strategic energy management program. | Implementation of strategic energy management program. | Implementation of strategic energy management program. | Implementation of strategic energy management program. | Implementation of strategic energy management program. | Implementation of strategic energy management program. | Implementation of strategic energy management program. | Implementation of strategic energy management program. | Implementation of strategic energy management program. | Implementation of strategic energy management program. | Implementation of strategic energy management program. | Implementation of strategic energy management program. | 0.8672 | 0.8672 | 0.8672 | 0.8672 | 0.8672 | 0.8672 | 0.8672 | 0.8672 | 0.8672 | 0.8672 | 0.8672 | 0.8672 | 0.8672 | 0.8672 | 0.8672 | 0.8672 | 0.8672 | 0.8672 | 0.8672 | 0.8672 | 0.8672 | 0.8672 | 0.8672 | 0.8672 | 0.8672 | 0.8672 | 0.8672 | 0.8672 | 0.0059 | 0.0059 | 0.0059 | 0.0059 | 0.0059 | 0.0059 | 0.0059 | 0.0059 | 0.0059 | 0.0059 | 0.0059 | 0.0059 | 0.0059 | 0.0059 | 0.0059 | 0.0059 | 0.0059 | 0.0059 | 0.0059 | 0.0059 | 0.0059 | 0.0059 | 0.0059 | 0.0059 | 0.0059 | 0.0059 | 0.0059 | 0.0059 | 0 | 0 | 0 | 0 | 0 | 0 | 0 | 0 | 0 | 0 | 0 | 0 | 0 | 0 | 0 | 0 | 0 | 0 | 0 | 0 | 0 | 0 | 0 | 0 | 0 | 0 | 0 | 0 | 0 | 0 | 0 | 0 | 0 | 0 | 0 | 0 | 0 | 0 | 0 | 0 | 0 | 0 | 0 | 0 | 0 | 0 | 0 | 0 | 0 | 0 | 0 | 0 | 0 | 0 | 0 | 0 | 0 | 0 | 0 | 0 | 0 | 0 | 0 | 0 | 0 | 0 | 0 | 0 | 0 | 0 | 0 | 0 | 0 | 0 | 0 | 0 | 0 | 0 | 0 | 0 | 0 | 0 | 0 | 0 | 0 | 0
Strategic Energy Management_Restaurant_Existing_Implementation of strategic energy management program. | Strategic Energy Management_Restaurant_Existing | Strategic Energy Management_Commercial_Existing_No strategic energy management._Implementation of strategic energy management program. | Commercial | Restaurant | Existing | Space Heating | Natural Gas | Strategic Energy Management | NEQ | No strategic energy management. | 3 | 3 | 3 | 0.0056701 | 0 | 0 | 0 | 0 | RetroEven20 | 0.03333333333333333 | TBD | A | WCM147 | 0.7 | 0.42 | sqft | 0.0321 | 37077.46332120195 | 37077.4633 | 29244.19642235647 | 29244.1964 | 2021 Power Plan - Com-EM-2021P_V4 - Commercial SEM, Northwest Power and Conservation Council (NWPCC), 2021 Power Plan Conservation Supply Workbooks. January 2022. | 2021 Power Plan - Com-EM-2021P_V4 - Commercial SEM, Northwest Power and Conservation Council (NWPCC), 2021 Power Plan Conservation Supply Workbooks. January 2022. | 2021 Power Plan - Com-EM-2021P_V4 - Commercial SEM, Northwest Power and Conservation Council (NWPCC), 2021 Power Plan Conservation Supply Workbooks. January 2022. | 0 | 0 | 0.86719 | No strategic energy management. | No strategic energy management. | No strategic energy management. | No strategic energy management. | No strategic energy management. | No strategic energy management. | No strategic energy management. | No strategic energy management. | No strategic energy management. | No strategic energy management. | No strategic energy management. | No strategic energy management. | No strategic energy management. | No strategic energy management. | No strategic energy management. | No strategic energy management. | No strategic energy management. | No strategic energy management. | No strategic energy management. | No strategic energy management. | No strategic energy management. | No strategic energy management. | No strategic energy management. | No strategic energy management. | No strategic energy management. | No strategic energy management. | No strategic energy management. | No strategic energy management. | 0 | 0 | 0 | 0 | 0 | 0 | 0 | 0 | 0 | 0 | 0 | 0 | 0 | 0 | 0 | 0 | 0 | 0 | 0 | 0 | 0 | 0 | 0 | 0 | 0 | 0 | 0 | 0 | 0 | 0 | 0 | 0 | 0 | 0 | 0 | 0 | 0 | 0 | 0 | 0 | 0 | 0 | 0 | 0 | 0 | 0 | 0 | 0 | 0 | 0 | 0 | 0 | 0 | 0 | 0 | 0 | 0 | 0 | 0 | 0 | 0 | 0 | 0 | 0 | 0 | 0 | 0 | 0 | 0 | 0 | 0 | 0 | 0 | 0 | 0 | 0 | 0 | 0 | 0 | 0 | 0 | 0 | 0 | 0 | 0 | 0 | 0 | 0 | 0 | 0 | 0 | 0 | 0 | 0 | 0 | 0 | 0 | 0 | 0 | 0 | 0 | 0 | 0 | 0 | 0 | 0 | 0 | 0 | 0 | 0 | 0 | 0 | Implementation of strategic energy management program. | Implementation of strategic energy management program. | Implementation of strategic energy management program. | Implementation of strategic energy management program. | Implementation of strategic energy management program. | Implementation of strategic energy management program. | Implementation of strategic energy management program. | Implementation of strategic energy management program. | Implementation of strategic energy management program. | Implementation of strategic energy management program. | Implementation of strategic energy management program. | Implementation of strategic energy management program. | Implementation of strategic energy management program. | Implementation of strategic energy management program. | Implementation of strategic energy management program. | Implementation of strategic energy management program. | Implementation of strategic energy management program. | Implementation of strategic energy management program. | Implementation of strategic energy management program. | Implementation of strategic energy management program. | Implementation of strategic energy management program. | Implementation of strategic energy management program. | Implementation of strategic energy management program. | Implementation of strategic energy management program. | Implementation of strategic energy management program. | Implementation of strategic energy management program. | Implementation of strategic energy management program. | Implementation of strategic energy management program. | 0.8672 | 0.8672 | 0.8672 | 0.8672 | 0.8672 | 0.8672 | 0.8672 | 0.8672 | 0.8672 | 0.8672 | 0.8672 | 0.8672 | 0.8672 | 0.8672 | 0.8672 | 0.8672 | 0.8672 | 0.8672 | 0.8672 | 0.8672 | 0.8672 | 0.8672 | 0.8672 | 0.8672 | 0.8672 | 0.8672 | 0.8672 | 0.8672 | 0.0057 | 0.0057 | 0.0057 | 0.0057 | 0.0057 | 0.0057 | 0.0057 | 0.0057 | 0.0057 | 0.0057 | 0.0057 | 0.0057 | 0.0057 | 0.0057 | 0.0057 | 0.0057 | 0.0057 | 0.0057 | 0.0057 | 0.0057 | 0.0057 | 0.0057 | 0.0057 | 0.0057 | 0.0057 | 0.0057 | 0.0057 | 0.0057 | 0 | 0 | 0 | 0 | 0 | 0 | 0 | 0 | 0 | 0 | 0 | 0 | 0 | 0 | 0 | 0 | 0 | 0 | 0 | 0 | 0 | 0 | 0 | 0 | 0 | 0 | 0 | 0 | 0 | 0 | 0 | 0 | 0 | 0 | 0 | 0 | 0 | 0 | 0 | 0 | 0 | 0 | 0 | 0 | 0 | 0 | 0 | 0 | 0 | 0 | 0 | 0 | 0 | 0 | 0 | 0 | 0 | 0 | 0 | 0 | 0 | 0 | 0 | 0 | 0 | 0 | 0 | 0 | 0 | 0 | 0 | 0 | 0 | 0 | 0 | 0 | 0 | 0 | 0 | 0 | 0 | 0 | 0 | 0 | 0 | 0 | 0 | 0 | 0 | 0 | 0 | 0 | 0 | 0 | 0 | 0 | 0 | 0 | 0 | 0 | 0 | 0 | 0 | 0 | 0 | 0 | 0 | 0 | 0 | 0 | 0 | 0 | Implementation of strategic energy management program. | Implementation of strategic energy management program. | Implementation of strategic energy management program. | Implementation of strategic energy management program. | Implementation of strategic energy management program. | Implementation of strategic energy management program. | Implementation of strategic energy management program. | Implementation of strategic energy management program. | Implementation of strategic energy management program. | Implementation of strategic energy management program. | Implementation of strategic energy management program. | Implementation of strategic energy management program. | Implementation of strategic energy management program. | Implementation of strategic energy management program. | Implementation of strategic energy management program. | Implementation of strategic energy management program. | Implementation of strategic energy management program. | Implementation of strategic energy management program. | Implementation of strategic energy management program. | Implementation of strategic energy management program. | Implementation of strategic energy management program. | Implementation of strategic energy management program. | Implementation of strategic energy management program. | Implementation of strategic energy management program. | Implementation of strategic energy management program. | Implementation of strategic energy management program. | Implementation of strategic energy management program. | Implementation of strategic energy management program. | 0.8672 | 0.8672 | 0.8672 | 0.8672 | 0.8672 | 0.8672 | 0.8672 | 0.8672 | 0.8672 | 0.8672 | 0.8672 | 0.8672 | 0.8672 | 0.8672 | 0.8672 | 0.8672 | 0.8672 | 0.8672 | 0.8672 | 0.8672 | 0.8672 | 0.8672 | 0.8672 | 0.8672 | 0.8672 | 0.8672 | 0.8672 | 0.8672 | 0.0057 | 0.0057 | 0.0057 | 0.0057 | 0.0057 | 0.0057 | 0.0057 | 0.0057 | 0.0057 | 0.0057 | 0.0057 | 0.0057 | 0.0057 | 0.0057 | 0.0057 | 0.0057 | 0.0057 | 0.0057 | 0.0057 | 0.0057 | 0.0057 | 0.0057 | 0.0057 | 0.0057 | 0.0057 | 0.0057 | 0.0057 | 0.0057 | 0 | 0 | 0 | 0 | 0 | 0 | 0 | 0 | 0 | 0 | 0 | 0 | 0 | 0 | 0 | 0 | 0 | 0 | 0 | 0 | 0 | 0 | 0 | 0 | 0 | 0 | 0 | 0 | 0 | 0 | 0 | 0 | 0 | 0 | 0 | 0 | 0 | 0 | 0 | 0 | 0 | 0 | 0 | 0 | 0 | 0 | 0 | 0 | 0 | 0 | 0 | 0 | 0 | 0 | 0 | 0 | 0 | 0 | 0 | 0 | 0 | 0 | 0 | 0 | 0 | 0 | 0 | 0 | 0 | 0 | 0 | 0 | 0 | 0 | 0 | 0 | 0 | 0 | 0 | 0 | 0 | 0 | 0 | 0 | 0 | 0
HVAC - Shut Off Damper_Education_Existing_boiler or furnace with electrically or thermally activated shut off damper installed on either the exhaust flue or combustion air intake | HVAC - Shut Off Damper_Education_Existing | HVAC - Shut Off Damper_Commercial_Existing_boiler or furnace that incorporates no shut off damper on the combustion air intake or flue exhaust_boiler or furnace with electrically or thermally activated shut off damper installed on either the exhaust flue or combustion air intake | Commercial | Education | Existing | Space Heating | Natural Gas | HVAC - Shut Off Damper | NEQ | boiler or furnace that incorporates no shut off damper on the combustion air intake or flue exhaust | 15 | 15 | 15 | 7.169 | 0 | 0 | 0 | 0.25 | Retro12Med | 3.879925052500492E-06 | TBD | A | WCM423 | 0.7 | 0.42 | BoilerCtrl | 0.0321 | 37876.10839332957 | 37876.1084 | 29874.113662344433 | 29874.1137 | IL TRM v12 - 4.4.23 - Shut Off Damper for Space Heating Boilers or Furnaces - CI-HVC-SODP-V03-240101 | IL TRM v12 - 4.4.23 - Shut Off Damper for Space Heating Boilers or Furnaces - CI-HVC-SODP-V03-240101 | IL TRM v12 - 4.4.23 - Shut Off Damper for Space Heating Boilers or Furnaces - CI-HVC-SODP-V03-240101 | 0 | 0 | 2242.39 | boiler or furnace that incorporates no shut off damper on the combustion air intake or flue exhaust | boiler or furnace that incorporates no shut off damper on the combustion air intake or flue exhaust | boiler or furnace that incorporates no shut off damper on the combustion air intake or flue exhaust | boiler or furnace that incorporates no shut off damper on the combustion air intake or flue exhaust | boiler or furnace that incorporates no shut off damper on the combustion air intake or flue exhaust | boiler or furnace that incorporates no shut off damper on the combustion air intake or flue exhaust | boiler or furnace that incorporates no shut off damper on the combustion air intake or flue exhaust | boiler or furnace that incorporates no shut off damper on the combustion air intake or flue exhaust | boiler or furnace that incorporates no shut off damper on the combustion air intake or flue exhaust | boiler or furnace that incorporates no shut off damper on the combustion air intake or flue exhaust | boiler or furnace that incorporates no shut off damper on the combustion air intake or flue exhaust | boiler or furnace that incorporates no shut off damper on the combustion air intake or flue exhaust | boiler or furnace that incorporates no shut off damper on the combustion air intake or flue exhaust | boiler or furnace that incorporates no shut off damper on the combustion air intake or flue exhaust | boiler or furnace that incorporates no shut off damper on the combustion air intake or flue exhaust | boiler or furnace that incorporates no shut off damper on the combustion air intake or flue exhaust | boiler or furnace that incorporates no shut off damper on the combustion air intake or flue exhaust | boiler or furnace that incorporates no shut off damper on the combustion air intake or flue exhaust | boiler or furnace that incorporates no shut off damper on the combustion air intake or flue exhaust | boiler or furnace that incorporates no shut off damper on the combustion air intake or flue exhaust | boiler or furnace that incorporates no shut off damper on the combustion air intake or flue exhaust | boiler or furnace that incorporates no shut off damper on the combustion air intake or flue exhaust | boiler or furnace that incorporates no shut off damper on the combustion air intake or flue exhaust | boiler or furnace that incorporates no shut off damper on the combustion air intake or flue exhaust | boiler or furnace that incorporates no shut off damper on the combustion air intake or flue exhaust | boiler or furnace that incorporates no shut off damper on the combustion air intake or flue exhaust | boiler or furnace that incorporates no shut off damper on the combustion air intake or flue exhaust | boiler or furnace that incorporates no shut off damper on the combustion air intake or flue exhaust | 0 | 0 | 0 | 2721.52 | 2674.1316 | 2621.017 | 2561.9968 | 2496.5632 | 2181.2656 | 1688.0033 | 1302.4383 | 1002.7812 | 771.0728 | 592.6369 | 455.6918 | 350.7722 | 270.4799 | 209.0378 | 161.9437 | 1.0729 | 0.37329 | 0.082485 | 0.053867 | 0 | 0 | 0 | 0 | 0 | 0 | 0 | 0 | 2721.52 | 5348.2632 | 7863.0511 | 10247.987 | 12482.8162 | 14299.4081 | 15520.2522 | 16271.4337 | 16662.5326 | 16786.5623 | 16720.0644 | 16526.2315 | 16252.2605 | 15935.5955 | 15603.6309 | 15272.3054 | 14834.8282 | 14452.8051 | 14128.8225 | 13840.3223 | 13604.5077 | 13382.246 | 13172.4252 | 12974.0266 | 12786.1172 | 0 | 0 | 0 | 0.06305950295429796 | 0.06305950295429799 | 0.06305950295429799 | 0.06305950295429796 | 0.06305950295429796 | 0.05675355265886816 | 0.045402842127094535 | 0.03632227370167562 | 0.029057818961340503 | 0.0232462551690724 | 0.01859700413525792 | 0.014877603308206333 | 0.011902082646565068 | 0.009521666117252052 | 0.007617332893801644 | 0.006093866315041313 | 4.156484097842362E-05 | 1.4844586063727291E-05 | 3.3554338558334764E-06 | 2.2369559038889845E-06 | 0 | 0 | 0 | 0 | 0 | 0 | 0 | 0 | 0.06305950295429796 | 0.12611900590859595 | 0.18917850886289392 | 0.25223801181719185 | 0.3152975147714898 | 0.37205106743035793 | 0.4174539095574525 | 0.4537761832591281 | 0.4828340022204686 | 0.506080257389541 | 0.5246772615247989 | 0.5395548648330052 | 0.5514569474795703 | 0.5609786135968223 | 0.568595946490624 | 0.5746898128056653 | 0.5747313776466437 | 0.5747462222327074 | 0.5747495776665633 | 0.5747518146224672 | 0.5747518146224672 | 0.5747518146224672 | 0.5747518146224672 | 0.5747518146224672 | 0.5747518146224672 | boiler or furnace with electrically or thermally activated shut off damper installed on either the exhaust flue or combustion air intake | boiler or furnace with electrically or thermally activated shut off damper installed on either the exhaust flue or combustion air intake | boiler or furnace with electrically or thermally activated shut off damper installed on either the exhaust flue or combustion air intake | boiler or furnace with electrically or thermally activated shut off damper installed on either the exhaust flue or combustion air intake | boiler or furnace with electrically or thermally activated shut off damper installed on either the exhaust flue or combustion air intake | boiler or furnace with electrically or thermally activated shut off damper installed on either the exhaust flue or combustion air intake | boiler or furnace with electrically or thermally activated shut off damper installed on either the exhaust flue or combustion air intake | boiler or furnace with electrically or thermally activated shut off damper installed on either the exhaust flue or combustion air intake | boiler or furnace with electrically or thermally activated shut off damper installed on either the exhaust flue or combustion air intake | boiler or furnace with electrically or thermally activated shut off damper installed on either the exhaust flue or combustion air intake | boiler or furnace with electrically or thermally activated shut off damper installed on either the exhaust flue or combustion air intake | boiler or furnace with electrically or thermally activated shut off damper installed on either the exhaust flue or combustion air intake | boiler or furnace with electrically or thermally activated shut off damper installed on either the exhaust flue or combustion air intake | boiler or furnace with electrically or thermally activated shut off damper installed on either the exhaust flue or combustion air intake | boiler or furnace with electrically or thermally activated shut off damper installed on either the exhaust flue or combustion air intake | boiler or furnace with electrically or thermally activated shut off damper installed on either the exhaust flue or combustion air intake | boiler or furnace with electrically or thermally activated shut off damper installed on either the exhaust flue or combustion air intake | boiler or furnace with electrically or thermally activated shut off damper installed on either the exhaust flue or combustion air intake | boiler or furnace with electrically or thermally activated shut off damper installed on either the exhaust flue or combustion air intake | boiler or furnace with electrically or thermally activated shut off damper installed on either the exhaust flue or combustion air intake | boiler or furnace with electrically or thermally activated shut off damper installed on either the exhaust flue or combustion air intake | boiler or furnace with electrically or thermally activated shut off damper installed on either the exhaust flue or combustion air intake | boiler or furnace with electrically or thermally activated shut off damper installed on either the exhaust flue or combustion air intake | boiler or furnace with electrically or thermally activated shut off damper installed on either the exhaust flue or combustion air intake | boiler or furnace with electrically or thermally activated shut off damper installed on either the exhaust flue or combustion air intake | boiler or furnace with electrically or thermally activated shut off damper installed on either the exhaust flue or combustion air intake | boiler or furnace with electrically or thermally activated shut off damper installed on either the exhaust flue or combustion air intake | boiler or furnace with electrically or thermally activated shut off damper installed on either the exhaust flue or combustion air intake | 2242.39 | 2242.39 | 2242.39 | 2242.39 | 2242.39 | 2242.39 | 2242.39 | 2242.39 | 2242.39 | 2242.39 | 2242.39 | 2242.39 | 2242.39 | 2242.39 | 2242.39 | 2242.39 | 2242.39 | 2242.39 | 2242.39 | 2242.39 | 2242.39 | 2242.39 | 2242.39 | 2242.39 | 2242.39 | 2242.39 | 2242.39 | 2242.39 | 7.169 | 7.169 | 7.169 | 7.169 | 7.169 | 7.169 | 7.169 | 7.169 | 7.169 | 7.169 | 7.169 | 7.169 | 7.169 | 7.169 | 7.169 | 7.169 | 7.169 | 7.169 | 7.169 | 7.169 | 7.169 | 7.169 | 7.169 | 7.169 | 7.169 | 7.169 | 7.169 | 7.169 | 0 | 0 | 0 | 0 | 0 | 0 | 0 | 0 | 0 | 0 | 0 | 0 | 0 | 0 | 0 | 0 | 0 | 0 | 0 | 0 | 0 | 0 | 0 | 0 | 0 | 0 | 0 | 0 | 0 | 0 | 0 | 0 | 0 | 0 | 0 | 0 | 0 | 0 | 0 | 0 | 0 | 0 | 0 | 0 | 0 | 0 | 0 | 0 | 0 | 0 | 0 | 0 | 0 | 0 | 0 | 0 | 0 | 0 | 0 | 0 | 0 | 0 | 0 | 0 | 0 | 0 | 0 | 0 | 0 | 0 | 0 | 0 | 0 | 0 | 0 | 0 | 0 | 0 | 0 | 0 | 0 | 0 | 0 | 0 | 0 | 0 | 0 | 0 | 0 | 0 | 0 | 0 | 0 | 0 | 0 | 0 | 0 | 0 | 0 | 0 | 0 | 0 | 0 | 0 | 0 | 0 | 0 | 0 | 0 | 0 | 0 | 0 | boiler or furnace with electrically or thermally activated shut off damper installed on either the exhaust flue or combustion air intake | boiler or furnace with electrically or thermally activated shut off damper installed on either the exhaust flue or combustion air intake | boiler or furnace with electrically or thermally activated shut off damper installed on either the exhaust flue or combustion air intake | boiler or furnace with electrically or thermally activated shut off damper installed on either the exhaust flue or combustion air intake | boiler or furnace with electrically or thermally activated shut off damper installed on either the exhaust flue or combustion air intake | boiler or furnace with electrically or thermally activated shut off damper installed on either the exhaust flue or combustion air intake | boiler or furnace with electrically or thermally activated shut off damper installed on either the exhaust flue or combustion air intake | boiler or furnace with electrically or thermally activated shut off damper installed on either the exhaust flue or combustion air intake | boiler or furnace with electrically or thermally activated shut off damper installed on either the exhaust flue or combustion air intake | boiler or furnace with electrically or thermally activated shut off damper installed on either the exhaust flue or combustion air intake | boiler or furnace with electrically or thermally activated shut off damper installed on either the exhaust flue or combustion air intake | boiler or furnace with electrically or thermally activated shut off damper installed on either the exhaust flue or combustion air intake | boiler or furnace with electrically or thermally activated shut off damper installed on either the exhaust flue or combustion air intake | boiler or furnace with electrically or thermally activated shut off damper installed on either the exhaust flue or combustion air intake | boiler or furnace with electrically or thermally activated shut off damper installed on either the exhaust flue or combustion air intake | boiler or furnace with electrically or thermally activated shut off damper installed on either the exhaust flue or combustion air intake | boiler or furnace with electrically or thermally activated shut off damper installed on either the exhaust flue or combustion air intake | boiler or furnace with electrically or thermally activated shut off damper installed on either the exhaust flue or combustion air intake | boiler or furnace with electrically or thermally activated shut off damper installed on either the exhaust flue or combustion air intake | boiler or furnace with electrically or thermally activated shut off damper installed on either the exhaust flue or combustion air intake | boiler or furnace with electrically or thermally activated shut off damper installed on either the exhaust flue or combustion air intake | boiler or furnace with electrically or thermally activated shut off damper installed on either the exhaust flue or combustion air intake | boiler or furnace with electrically or thermally activated shut off damper installed on either the exhaust flue or combustion air intake | boiler or furnace with electrically or thermally activated shut off damper installed on either the exhaust flue or combustion air intake | boiler or furnace with electrically or thermally activated shut off damper installed on either the exhaust flue or combustion air intake | boiler or furnace with electrically or thermally activated shut off damper installed on either the exhaust flue or combustion air intake | boiler or furnace with electrically or thermally activated shut off damper installed on either the exhaust flue or combustion air intake | boiler or furnace with electrically or thermally activated shut off damper installed on either the exhaust flue or combustion air intake | 2242.39 | 2242.39 | 2242.39 | 2242.39 | 2242.39 | 2242.39 | 2242.39 | 2242.39 | 2242.39 | 2242.39 | 2242.39 | 2242.39 | 2242.39 | 2242.39 | 2242.39 | 2242.39 | 2242.39 | 2242.39 | 2242.39 | 2242.39 | 2242.39 | 2242.39 | 2242.39 | 2242.39 | 2242.39 | 2242.39 | 2242.39 | 2242.39 | 7.169 | 7.169 | 7.169 | 7.169 | 7.169 | 7.169 | 7.169 | 7.169 | 7.169 | 7.169 | 7.169 | 7.169 | 7.169 | 7.169 | 7.169 | 7.169 | 7.169 | 7.169 | 7.169 | 7.169 | 7.169 | 7.169 | 7.169 | 7.169 | 7.169 | 7.169 | 7.169 | 7.169 | 0 | 0 | 0 | 0 | 0 | 0 | 0 | 0 | 0 | 0 | 0 | 0 | 0 | 0 | 0 | 0 | 0 | 0 | 0 | 0 | 0 | 0 | 0 | 0 | 0 | 0 | 0 | 0 | 0 | 0 | 0 | 0 | 0 | 0 | 0 | 0 | 0 | 0 | 0 | 0 | 0 | 0 | 0 | 0 | 0 | 0 | 0 | 0 | 0 | 0 | 0 | 0 | 0 | 0 | 0 | 0 | 0 | 0 | 0 | 0 | 0 | 0 | 0 | 0 | 0 | 0 | 0 | 0 | 0 | 0 | 0 | 0 | 0 | 0 | 0 | 0 | 0 | 0 | 0 | 0 | 0 | 0 | 0 | 0 | 0 | 0
HVAC - Dedicated Outdoor Air System (DOAS)_Restaurant_Existing_0 | HVAC - Dedicated Outdoor Air System (DOAS)_Restaurant_Existing | HVAC - Dedicated Outdoor Air System (DOAS)_Commercial_Existing_0_0 | Commercial | Restaurant | Existing | Space Heating | Natural Gas | HVAC - Dedicated Outdoor Air System (DOAS) | NEQ | 0 | 20 | 20 | 20 | 0.02698 | 0 | 0 | 0.056748 | 0 | Retro5Med | 8.35569166605469E-06 | TBD | A | WCM112 | 0.7 | 0.42 | sqft | 0.0321 | 37240.07837752362 | 37240.0784 | 29372.456185089053 | 29372.4562 | 2021P_Com-VRF-DOAS-2021P_V2 | 2021P_Com-VRF-DOAS-2021P_V2 | 2021P_Com-VRF-DOAS-2021P_V2 | 0 | 0 | 10.4613 | 0 | 0 | 0 | 0 | 0 | 0 | 0 | 0 | 0 | 0 | 0 | 0 | 0 | 0 | 0 | 0 | 0 | 0 | 0 | 0 | 0 | 0 | 0 | 0 | 0 | 0 | 0 | 0 | 0 | 0 | 0 | 0 | 0 | 0 | 0 | 0 | 0 | 0 | 0 | 58.8764 | 185.163 | 347.3002 | 520.8953 | 647.6726 | 724.3632 | 749.6572 | 745.8747 | 729.1896 | 708.66 | 688.5506 | 669.6466 | 652.9762 | 637.553 | 623.3256 | 610.2007 | 598.0923 | 0 | 0 | 0 | 0 | 0 | 0 | 0 | 0 | 0 | 0 | 0 | 58.8764 | 241.3325 | 577.718 | 1073.4604 | 1676.498 | 2334.4474 | 2995.6174 | 3631.616 | 4235.7591 | 4807.2006 | 5354.1869 | 5876.6416 | 6382.8955 | 6869.6855 | 7339.7098 | 7795.3634 | 8238.7696 | 0 | 0 | 0 | 0 | 0 | 0 | 0 | 0 | 0 | 0 | 0 | 2976.308676880406 | 9811.412456532533 | 19274.457341369955 | 30224.55893054184 | 39211.13245821674 | 45663.03140116283 | 49119.405834883946 | 50732.380570620466 | 51366.18285423038 | 51591.33182254486 | 51648.30433980264 | 51650.22969973935 | 51654.080419612765 | 51654.080419612765 | 51654.080419612765 | 51654.080419612765 | 51654.080419612765 | 0 | 0 | 0 | 0 | 0 | 0 | 0 | 0 | 0 | 0 | 0 | 2976.308676880406 | 12787.721133412939 | 32062.178474782893 | 62286.73740532473 | 101497.86986354148 | 147160.9012647043 | 196280.30709958824 | 247012.68767020872 | 298378.8705244391 | 349970.20234698395 | 401618.5066867866 | 453268.73638652597 | 504922.8168061387 | 556576.8972257515 | 608230.9776453644 | 659885.0580649772 | 711539.13848459 | 0 | 0 | 0 | 0 | 0 | 0 | 0 | 0 | 0 | 0 | 0 | 0 | 0 | 0 | 0 | 0 | 0 | 0 | 0 | 0 | 0 | 0 | 0 | 0 | 0 | 0 | 0 | 0 | 10.4613 | 10.4613 | 10.4613 | 10.4613 | 10.4613 | 10.4613 | 10.4613 | 10.4613 | 10.4613 | 10.4613 | 10.4613 | 10.4613 | 10.4613 | 10.4613 | 10.4613 | 10.4613 | 10.4613 | 10.4613 | 10.4613 | 10.4613 | 10.4613 | 10.4613 | 10.4613 | 10.4613 | 10.4613 | 10.4613 | 10.4613 | 10.4613 | 0.027 | 0.027 | 0.027 | 0.027 | 0.027 | 0.027 | 0.027 | 0.027 | 0.027 | 0.027 | 0.027 | 0.027 | 0.027 | 0.027 | 0.027 | 0.027 | 0.027 | 0.027 | 0.027 | 0.027 | 0.027 | 0.027 | 0.027 | 0.027 | 0.027 | 0.027 | 0.027 | 0.027 | 0 | 0 | 0 | 0 | 0 | 0 | 0 | 0 | 0 | 0 | 0 | 0 | 0 | 0 | 0 | 0 | 0 | 0 | 0 | 0 | 0 | 0 | 0 | 0 | 0 | 0 | 0 | 0 | 0 | 0 | 0 | 0 | 0 | 0 | 0 | 0 | 0 | 0 | 0 | 0 | 0 | 0 | 0 | 0 | 0 | 0 | 0 | 0 | 0 | 0 | 0 | 0 | 0 | 0 | 0 | 0 | 0 | 0 | 0 | 0 | 0 | 0 | 0 | 0 | 0 | 0 | 0 | 0 | 0 | 0 | 0 | 0 | 0 | 0 | 0 | 0 | 0 | 0 | 0 | 0 | 0 | 0 | 0 | 0 | 0 | 0 | 0 | 0 | 0 | 0 | 0 | 0 | 0 | 0 | 0 | 0 | 0 | 0 | 0 | 0 | 0 | 0 | 0 | 0 | 0 | 0 | 0 | 0 | 0 | 0 | 0 | 0 | 0 | 0 | 0 | 0 | 0 | 0 | 0 | 0 | 0 | 0 | 0 | 0 | 0 | 0 | 0 | 0 | 0 | 0 | 0 | 0 | 0 | 0 | 0 | 0 | 0 | 0 | 0 | 0 | 10.4613 | 10.4613 | 10.4613 | 10.4613 | 10.4613 | 10.4613 | 10.4613 | 10.4613 | 10.4613 | 10.4613 | 10.4613 | 10.4613 | 10.4613 | 10.4613 | 10.4613 | 10.4613 | 10.4613 | 10.4613 | 10.4613 | 10.4613 | 10.4613 | 10.4613 | 10.4613 | 10.4613 | 10.4613 | 10.4613 | 10.4613 | 10.4613 | 0.027 | 0.027 | 0.027 | 0.027 | 0.027 | 0.027 | 0.027 | 0.027 | 0.027 | 0.027 | 0.027 | 0.027 | 0.027 | 0.027 | 0.027 | 0.027 | 0.027 | 0.027 | 0.027 | 0.027 | 0.027 | 0.027 | 0.027 | 0.027 | 0.027 | 0.027 | 0.027 | 0.027 | 0 | 0 | 0 | 0 | 0 | 0 | 0 | 0 | 0 | 0 | 0 | 0 | 0 | 0 | 0 | 0 | 0 | 0 | 0 | 0 | 0 | 0 | 0 | 0 | 0 | 0 | 0 | 0 | 0 | 0 | 0 | 0 | 0 | 0 | 0 | 0 | 0 | 0 | 0 | 0 | 0 | 0 | 0 | 0 | 0 | 0 | 0 | 0 | 0 | 0 | 0 | 0 | 0 | 0 | 0 | 0 | 0 | 0 | 0 | 0 | 0 | 0 | 0 | 0 | 0 | 0 | 0 | 0 | 0 | 0 | 0 | 0 | 0 | 0 | 0 | 0 | 0 | 0 | 0 | 0 | 0 | 0 | 0 | 0 | 0 | 0
Water Heater - Drainwater Heat Recovery_Lodging_Existing_DWHR unit retrofitted to the main drain which includes outlets from showers, sinks and other fixtures too. | Water Heater - Drainwater Heat Recovery_Lodging_Existing | Water Heater - Drainwater Heat Recovery_Commercial_Existing_Storage type water heater without DWHR devices_DWHR unit retrofitted to the main drain which includes outlets from showers, sinks and other fixtures too. | Commercial | Lodging | Existing | Water Heating | Natural Gas | Water Heater - Drainwater Heat Recovery | NEQ | Storage type water heater without DWHR devices | 30 | 30 | 30 | 3.7703 | 0 | 0 | 0 | 0.25 | Retro1Slow | 0.012666666666666666 | TBD | A | WCM633 | 0.7 | 0.42 | showerhead | 0.0321 | 35397.986137061 | 35397.9861 | 27919.53836162557 | 27919.5384 | IL TRM v12 - 5.4.11 - Drain Water Heat Recovery - RS-DHW-DWHR-V04-240101 | IL TRM v12 - 5.4.11 - Drain Water Heat Recovery - RS-DHW-DWHR-V04-240101 ¦ Cost adjusted for retrofit applications to account for expected increase in cost. | IL TRM v12 - 5.4.11 - Drain Water Heat Recovery - RS-DHW-DWHR-V04-240101 ¦ AEG adjusted with Regional Technical Forum research | 0 | 0 | 1972.9922 | Storage type water heater without DWHR devices | Storage type water heater without DWHR devices | Storage type water heater without DWHR devices | Storage type water heater without DWHR devices | Storage type water heater without DWHR devices | Storage type water heater without DWHR devices | Storage type water heater without DWHR devices | Storage type water heater without DWHR devices | Storage type water heater without DWHR devices | Storage type water heater without DWHR devices | Storage type water heater without DWHR devices | Storage type water heater without DWHR devices | Storage type water heater without DWHR devices | Storage type water heater without DWHR devices | Storage type water heater without DWHR devices | Storage type water heater without DWHR devices | Storage type water heater without DWHR devices | Storage type water heater without DWHR devices | Storage type water heater without DWHR devices | Storage type water heater without DWHR devices | Storage type water heater without DWHR devices | Storage type water heater without DWHR devices | Storage type water heater without DWHR devices | Storage type water heater without DWHR devices | Storage type water heater without DWHR devices | Storage type water heater without DWHR devices | Storage type water heater without DWHR devices | Storage type water heater without DWHR devices | 0 | 0 | 0 | 2.0329 | 4.0167 | 7.0376 | 11.2769 | 16.8306 | 23.6551 | 31.5114 | 40.0104 | 48.4399 | 55.9909 | 61.6459 | 64.4338 | 63.5328 | 58.8972 | 51.1916 | 41.9362 | 31.8345 | 21.9225 | 11.5327 | 7.6706 | 0 | 0 | 0 | 0 | 0 | 0 | 0 | 0 | 2.0329 | 6.0261 | 12.9841 | 24.0674 | 40.4955 | 63.3949 | 93.5941 | 131.6805 | 177.337 | 229.8156 | 287.173 | 346.5893 | 403.8546 | 456.055 | 502.0311 | 539.2395 | 567.1333 | 586.0516 | 595.6827 | 601.97 | 601.5184 | 601.1571 | 600.8681 | 600.6369 | 600.4519 | 0 | 0 | 0 | 2.717335569738272E-05 | 5.431775568721154E-05 | 9.644363496727907E-05 | 0.00015687879095227175 | 0.0002381200930472263 | 0.00034103885418889697 | 0.00046390649838239225 | 0.0006013903731057016 | 0.0007438162430869924 | 0.0008771360452258666 | 0.0009840896396657965 | 0.0010468860940656723 | 0.0010512567051829812 | 0.0009909867354638358 | 0.0008712989810893112 | 0.0007205546302137093 | 0.0005510123642810719 | 0.0003814700983484343 | 0.00020133144079500714 | 0.0001342209605300047 | 0 | 0 | 0 | 0 | 0 | 0 | 0 | 0 | 2.717335569738272E-05 | 8.149111138459425E-05 | 0.00017793474635187332 | 0.00033481353730414507 | 0.0005729336303513714 | 0.0009139724845402682 | 0.0013778789829226605 | 0.0019792693560283623 | 0.0027230855991153546 | 0.0036002216443412212 | 0.004584311284007018 | 0.0056311973780726905 | 0.006682454083255672 | 0.007673440818719507 | 0.008544739799808819 | 0.009265294430022528 | 0.0098163067943036 | 0.010197776892652034 | 0.010399108333447041 | 0.010533329293977047 | 0.010533329293977047 | 0.010533329293977047 | 0.010533329293977047 | 0.010533329293977047 | 0.010533329293977047 | DWHR unit retrofitted to the main drain which includes outlets from showers, sinks and other fixtures too. | DWHR unit retrofitted to the main drain which includes outlets from showers, sinks and other fixtures too. | DWHR unit retrofitted to the main drain which includes outlets from showers, sinks and other fixtures too. | DWHR unit retrofitted to the main drain which includes outlets from showers, sinks and other fixtures too. | DWHR unit retrofitted to the main drain which includes outlets from showers, sinks and other fixtures too. | DWHR unit retrofitted to the main drain which includes outlets from showers, sinks and other fixtures too. | DWHR unit retrofitted to the main drain which includes outlets from showers, sinks and other fixtures too. | DWHR unit retrofitted to the main drain which includes outlets from showers, sinks and other fixtures too. | DWHR unit retrofitted to the main drain which includes outlets from showers, sinks and other fixtures too. | DWHR unit retrofitted to the main drain which includes outlets from showers, sinks and other fixtures too. | DWHR unit retrofitted to the main drain which includes outlets from showers, sinks and other fixtures too. | DWHR unit retrofitted to the main drain which includes outlets from showers, sinks and other fixtures too. | DWHR unit retrofitted to the main drain which includes outlets from showers, sinks and other fixtures too. | DWHR unit retrofitted to the main drain which includes outlets from showers, sinks and other fixtures too. | DWHR unit retrofitted to the main drain which includes outlets from showers, sinks and other fixtures too. | DWHR unit retrofitted to the main drain which includes outlets from showers, sinks and other fixtures too. | DWHR unit retrofitted to the main drain which includes outlets from showers, sinks and other fixtures too. | DWHR unit retrofitted to the main drain which includes outlets from showers, sinks and other fixtures too. | DWHR unit retrofitted to the main drain which includes outlets from showers, sinks and other fixtures too. | DWHR unit retrofitted to the main drain which includes outlets from showers, sinks and other fixtures too. | DWHR unit retrofitted to the main drain which includes outlets from showers, sinks and other fixtures too. | DWHR unit retrofitted to the main drain which includes outlets from showers, sinks and other fixtures too. | DWHR unit retrofitted to the main drain which includes outlets from showers, sinks and other fixtures too. | DWHR unit retrofitted to the main drain which includes outlets from showers, sinks and other fixtures too. | DWHR unit retrofitted to the main drain which includes outlets from showers, sinks and other fixtures too. | DWHR unit retrofitted to the main drain which includes outlets from showers, sinks and other fixtures too. | DWHR unit retrofitted to the main drain which includes outlets from showers, sinks and other fixtures too. | DWHR unit retrofitted to the main drain which includes outlets from showers, sinks and other fixtures too. | 1972.9922 | 1972.9922 | 1972.9922 | 1972.9922 | 1972.9922 | 1972.9922 | 1972.9922 | 1972.9922 | 1972.9922 | 1972.9922 | 1972.9922 | 1972.9922 | 1972.9922 | 1972.9922 | 1972.9922 | 1972.9922 | 1972.9922 | 1972.9922 | 1972.9922 | 1972.9922 | 1972.9922 | 1972.9922 | 1972.9922 | 1972.9922 | 1972.9922 | 1972.9922 | 1972.9922 | 1972.9922 | 3.7703 | 3.7703 | 3.7703 | 3.7703 | 3.7703 | 3.7703 | 3.7703 | 3.7703 | 3.7703 | 3.7703 | 3.7703 | 3.7703 | 3.7703 | 3.7703 | 3.7703 | 3.7703 | 3.7703 | 3.7703 | 3.7703 | 3.7703 | 3.7703 | 3.7703 | 3.7703 | 3.7703 | 3.7703 | 3.7703 | 3.7703 | 3.7703 | 0 | 0 | 0 | 0 | 0 | 0 | 0 | 0 | 0 | 0 | 0 | 0 | 0 | 0 | 0 | 0 | 0 | 0 | 0 | 0 | 0 | 0 | 0 | 0 | 0 | 0 | 0 | 0 | 0 | 0 | 0 | 0 | 0 | 0 | 0 | 0 | 0 | 0 | 0 | 0 | 0 | 0 | 0 | 0 | 0 | 0 | 0 | 0 | 0 | 0 | 0 | 0 | 0 | 0 | 0 | 0 | 0 | 0 | 0 | 0 | 0 | 0 | 0 | 0 | 0 | 0 | 0 | 0 | 0 | 0 | 0 | 0 | 0 | 0 | 0 | 0 | 0 | 0 | 0 | 0 | 0 | 0 | 0 | 0 | 0 | 0 | 0 | 0 | 0 | 0 | 0 | 0 | 0 | 0 | 0 | 0 | 0 | 0 | 0 | 0 | 0 | 0 | 0 | 0 | 0 | 0 | 0 | 0 | 0 | 0 | 0 | 0 | DWHR unit retrofitted to the main drain which includes outlets from showers, sinks and other fixtures too. | DWHR unit retrofitted to the main drain which includes outlets from showers, sinks and other fixtures too. | DWHR unit retrofitted to the main drain which includes outlets from showers, sinks and other fixtures too. | DWHR unit retrofitted to the main drain which includes outlets from showers, sinks and other fixtures too. | DWHR unit retrofitted to the main drain which includes outlets from showers, sinks and other fixtures too. | DWHR unit retrofitted to the main drain which includes outlets from showers, sinks and other fixtures too. | DWHR unit retrofitted to the main drain which includes outlets from showers, sinks and other fixtures too. | DWHR unit retrofitted to the main drain which includes outlets from showers, sinks and other fixtures too. | DWHR unit retrofitted to the main drain which includes outlets from showers, sinks and other fixtures too. | DWHR unit retrofitted to the main drain which includes outlets from showers, sinks and other fixtures too. | DWHR unit retrofitted to the main drain which includes outlets from showers, sinks and other fixtures too. | DWHR unit retrofitted to the main drain which includes outlets from showers, sinks and other fixtures too. | DWHR unit retrofitted to the main drain which includes outlets from showers, sinks and other fixtures too. | DWHR unit retrofitted to the main drain which includes outlets from showers, sinks and other fixtures too. | DWHR unit retrofitted to the main drain which includes outlets from showers, sinks and other fixtures too. | DWHR unit retrofitted to the main drain which includes outlets from showers, sinks and other fixtures too. | DWHR unit retrofitted to the main drain which includes outlets from showers, sinks and other fixtures too. | DWHR unit retrofitted to the main drain which includes outlets from showers, sinks and other fixtures too. | DWHR unit retrofitted to the main drain which includes outlets from showers, sinks and other fixtures too. | DWHR unit retrofitted to the main drain which includes outlets from showers, sinks and other fixtures too. | DWHR unit retrofitted to the main drain which includes outlets from showers, sinks and other fixtures too. | DWHR unit retrofitted to the main drain which includes outlets from showers, sinks and other fixtures too. | DWHR unit retrofitted to the main drain which includes outlets from showers, sinks and other fixtures too. | DWHR unit retrofitted to the main drain which includes outlets from showers, sinks and other fixtures too. | DWHR unit retrofitted to the main drain which includes outlets from showers, sinks and other fixtures too. | DWHR unit retrofitted to the main drain which includes outlets from showers, sinks and other fixtures too. | DWHR unit retrofitted to the main drain which includes outlets from showers, sinks and other fixtures too. | DWHR unit retrofitted to the main drain which includes outlets from showers, sinks and other fixtures too. | 1972.9922 | 1972.9922 | 1972.9922 | 1972.9922 | 1972.9922 | 1972.9922 | 1972.9922 | 1972.9922 | 1972.9922 | 1972.9922 | 1972.9922 | 1972.9922 | 1972.9922 | 1972.9922 | 1972.9922 | 1972.9922 | 1972.9922 | 1972.9922 | 1972.9922 | 1972.9922 | 1972.9922 | 1972.9922 | 1972.9922 | 1972.9922 | 1972.9922 | 1972.9922 | 1972.9922 | 1972.9922 | 3.7703 | 3.7703 | 3.7703 | 3.7703 | 3.7703 | 3.7703 | 3.7703 | 3.7703 | 3.7703 | 3.7703 | 3.7703 | 3.7703 | 3.7703 | 3.7703 | 3.7703 | 3.7703 | 3.7703 | 3.7703 | 3.7703 | 3.7703 | 3.7703 | 3.7703 | 3.7703 | 3.7703 | 3.7703 | 3.7703 | 3.7703 | 3.7703 | 0 | 0 | 0 | 0 | 0 | 0 | 0 | 0 | 0 | 0 | 0 | 0 | 0 | 0 | 0 | 0 | 0 | 0 | 0 | 0 | 0 | 0 | 0 | 0 | 0 | 0 | 0 | 0 | 0 | 0 | 0 | 0 | 0 | 0 | 0 | 0 | 0 | 0 | 0 | 0 | 0 | 0 | 0 | 0 | 0 | 0 | 0 | 0 | 0 | 0 | 0 | 0 | 0 | 0 | 0 | 0 | 0 | 0 | 0 | 0 | 0 | 0 | 0 | 0 | 0 | 0 | 0 | 0 | 0 | 0 | 0 | 0 | 0 | 0 | 0 | 0 | 0 | 0 | 0 | 0 | 0 | 0 | 0 | 0 | 0 | 0
Kitchen Ventilation - Advanced Controls_Miscellaneous_Existing_Kitchen equipment that uses a control system that varies the exhaust rate of kitchen ventilation | Kitchen Ventilation - Advanced Controls_Miscellaneous_Existing | Kitchen Ventilation - Advanced Controls_Commercial_Existing_kitchen ventilation equipment that has constant speed ventilation motor._Kitchen equipment that uses a control system that varies the exhaust rate of kitchen ventilation | Commercial | Miscellaneous | Existing | Space Heating | Natural Gas | Kitchen Ventilation - Advanced Controls | NEQ | kitchen ventilation equipment that has constant speed ventilation motor. | 20 | 20 | 20 | 13.2263 | 0 | 0 | 0 | 0 | Retro3Slow | 0.004128203794943829 | TBD | A | WCM842 | 0.7 | 0.42 | Kitch Hood | 0.0321 | 37745.58009455278 | 37745.5801 | 29771.16176471768 | 29771.1618 | IL TRM v13 - 4.2.16 - Kitchen Demand Ventilation Controls - CI-FSE-VENT-V07-250101 | IL TRM v13 - 4.2.16 - Kitchen Demand Ventilation Controls - CI-FSE-VENT-V07-250101 | IL TRM v13 - 4.2.16 - Kitchen Demand Ventilation Controls - CI-FSE-VENT-V07-250101 | 0 | 0 | 5190.3796 | kitchen ventilation equipment that has constant speed ventilation motor. | kitchen ventilation equipment that has constant speed ventilation motor. | kitchen ventilation equipment that has constant speed ventilation motor. | kitchen ventilation equipment that has constant speed ventilation motor. | kitchen ventilation equipment that has constant speed ventilation motor. | kitchen ventilation equipment that has constant speed ventilation motor. | kitchen ventilation equipment that has constant speed ventilation motor. | kitchen ventilation equipment that has constant speed ventilation motor. | kitchen ventilation equipment that has constant speed ventilation motor. | kitchen ventilation equipment that has constant speed ventilation motor. | kitchen ventilation equipment that has constant speed ventilation motor. | kitchen ventilation equipment that has constant speed ventilation motor. | kitchen ventilation equipment that has constant speed ventilation motor. | kitchen ventilation equipment that has constant speed ventilation motor. | kitchen ventilation equipment that has constant speed ventilation motor. | kitchen ventilation equipment that has constant speed ventilation motor. | kitchen ventilation equipment that has constant speed ventilation motor. | kitchen ventilation equipment that has constant speed ventilation motor. | kitchen ventilation equipment that has constant speed ventilation motor. | kitchen ventilation equipment that has constant speed ventilation motor. | kitchen ventilation equipment that has constant speed ventilation motor. | kitchen ventilation equipment that has constant speed ventilation motor. | kitchen ventilation equipment that has constant speed ventilation motor. | kitchen ventilation equipment that has constant speed ventilation motor. | kitchen ventilation equipment that has constant speed ventilation motor. | kitchen ventilation equipment that has constant speed ventilation motor. | kitchen ventilation equipment that has constant speed ventilation motor. | kitchen ventilation equipment that has constant speed ventilation motor. | 0 | 0 | 0 | 0 | 0 | 0 | 0 | 0 | 0 | 0 | 0 | 0 | 0 | 0 | 0 | 0 | 0 | 0 | 0 | 0 | 0 | 0 | 0 | 0 | 0 | 0 | 0 | 0 | 0 | 0 | 0 | 0 | 0 | 0 | 0 | 0 | 0 | 0 | 0 | 0 | 0 | 0 | 0 | 0 | 0 | 0 | 0 | 0 | 0 | 0 | 0 | 0 | 0 | 0 | 0 | 0 | 0 | 0 | 0 | 0 | 0 | 0 | 0 | 0 | 0 | 0 | 0 | 0 | 0 | 0 | 0 | 0 | 0 | 0 | 0 | 0 | 0 | 0 | 0 | 0 | 0 | 0 | 0 | 0 | 0 | 0 | 0 | 0 | 0 | 0 | 0 | 0 | 0 | 0 | 0 | 0 | 0 | 0 | 0 | 0 | 0 | 0 | 0 | 0 | 0 | 0 | 0 | 0 | 0 | 0 | 0 | 0 | Kitchen equipment that uses a control system that varies the exhaust rate of kitchen ventilation | Kitchen equipment that uses a control system that varies the exhaust rate of kitchen ventilation | Kitchen equipment that uses a control system that varies the exhaust rate of kitchen ventilation | Kitchen equipment that uses a control system that varies the exhaust rate of kitchen ventilation | Kitchen equipment that uses a control system that varies the exhaust rate of kitchen ventilation | Kitchen equipment that uses a control system that varies the exhaust rate of kitchen ventilation | Kitchen equipment that uses a control system that varies the exhaust rate of kitchen ventilation | Kitchen equipment that uses a control system that varies the exhaust rate of kitchen ventilation | Kitchen equipment that uses a control system that varies the exhaust rate of kitchen ventilation | Kitchen equipment that uses a control system that varies the exhaust rate of kitchen ventilation | Kitchen equipment that uses a control system that varies the exhaust rate of kitchen ventilation | Kitchen equipment that uses a control system that varies the exhaust rate of kitchen ventilation | Kitchen equipment that uses a control system that varies the exhaust rate of kitchen ventilation | Kitchen equipment that uses a control system that varies the exhaust rate of kitchen ventilation | Kitchen equipment that uses a control system that varies the exhaust rate of kitchen ventilation | Kitchen equipment that uses a control system that varies the exhaust rate of kitchen ventilation | Kitchen equipment that uses a control system that varies the exhaust rate of kitchen ventilation | Kitchen equipment that uses a control system that varies the exhaust rate of kitchen ventilation | Kitchen equipment that uses a control system that varies the exhaust rate of kitchen ventilation | Kitchen equipment that uses a control system that varies the exhaust rate of kitchen ventilation | Kitchen equipment that uses a control system that varies the exhaust rate of kitchen ventilation | Kitchen equipment that uses a control system that varies the exhaust rate of kitchen ventilation | Kitchen equipment that uses a control system that varies the exhaust rate of kitchen ventilation | Kitchen equipment that uses a control system that varies the exhaust rate of kitchen ventilation | Kitchen equipment that uses a control system that varies the exhaust rate of kitchen ventilation | Kitchen equipment that uses a control system that varies the exhaust rate of kitchen ventilation | Kitchen equipment that uses a control system that varies the exhaust rate of kitchen ventilation | Kitchen equipment that uses a control system that varies the exhaust rate of kitchen ventilation | 5190.3796 | 5190.3796 | 5190.3796 | 5190.3796 | 5190.3796 | 5190.3796 | 5190.3796 | 5190.3796 | 5190.3796 | 5190.3796 | 5190.3796 | 5190.3796 | 5190.3796 | 5190.3796 | 5190.3796 | 5190.3796 | 5190.3796 | 5190.3796 | 5190.3796 | 5190.3796 | 5190.3796 | 5190.3796 | 5190.3796 | 5190.3796 | 5190.3796 | 5190.3796 | 5190.3796 | 5190.3796 | 13.2263 | 13.2263 | 13.2263 | 13.2263 | 13.2263 | 13.2263 | 13.2263 | 13.2263 | 13.2263 | 13.2263 | 13.2263 | 13.2263 | 13.2263 | 13.2263 | 13.2263 | 13.2263 | 13.2263 | 13.2263 | 13.2263 | 13.2263 | 13.2263 | 13.2263 | 13.2263 | 13.2263 | 13.2263 | 13.2263 | 13.2263 | 13.2263 | 0 | 0 | 0 | 0 | 0 | 0 | 0 | 0 | 0 | 0 | 0 | 0 | 0 | 0 | 0 | 0 | 0 | 0 | 0 | 0 | 0 | 0 | 0 | 0 | 0 | 0 | 0 | 0 | 0 | 0 | 0 | 0 | 0 | 0 | 0 | 0 | 0 | 0 | 0 | 0 | 0 | 0 | 0 | 0 | 0 | 0 | 0 | 0 | 0 | 0 | 0 | 0 | 0 | 0 | 0 | 0 | 0 | 0 | 0 | 0 | 0 | 0 | 0 | 0 | 0 | 0 | 0 | 0 | 0 | 0 | 0 | 0 | 0 | 0 | 0 | 0 | 0 | 0 | 0 | 0 | 0 | 0 | 0 | 0 | 0 | 0 | 0 | 0 | 0 | 0 | 0 | 0 | 0 | 0 | 0 | 0 | 0 | 0 | 0 | 0 | 0 | 0 | 0 | 0 | 0 | 0 | 0 | 0 | 0 | 0 | 0 | 0 | Kitchen equipment that uses a control system that varies the exhaust rate of kitchen ventilation | Kitchen equipment that uses a control system that varies the exhaust rate of kitchen ventilation | Kitchen equipment that uses a control system that varies the exhaust rate of kitchen ventilation | Kitchen equipment that uses a control system that varies the exhaust rate of kitchen ventilation | Kitchen equipment that uses a control system that varies the exhaust rate of kitchen ventilation | Kitchen equipment that uses a control system that varies the exhaust rate of kitchen ventilation | Kitchen equipment that uses a control system that varies the exhaust rate of kitchen ventilation | Kitchen equipment that uses a control system that varies the exhaust rate of kitchen ventilation | Kitchen equipment that uses a control system that varies the exhaust rate of kitchen ventilation | Kitchen equipment that uses a control system that varies the exhaust rate of kitchen ventilation | Kitchen equipment that uses a control system that varies the exhaust rate of kitchen ventilation | Kitchen equipment that uses a control system that varies the exhaust rate of kitchen ventilation | Kitchen equipment that uses a control system that varies the exhaust rate of kitchen ventilation | Kitchen equipment that uses a control system that varies the exhaust rate of kitchen ventilation | Kitchen equipment that uses a control system that varies the exhaust rate of kitchen ventilation | Kitchen equipment that uses a control system that varies the exhaust rate of kitchen ventilation | Kitchen equipment that uses a control system that varies the exhaust rate of kitchen ventilation | Kitchen equipment that uses a control system that varies the exhaust rate of kitchen ventilation | Kitchen equipment that uses a control system that varies the exhaust rate of kitchen ventilation | Kitchen equipment that uses a control system that varies the exhaust rate of kitchen ventilation | Kitchen equipment that uses a control system that varies the exhaust rate of kitchen ventilation | Kitchen equipment that uses a control system that varies the exhaust rate of kitchen ventilation | Kitchen equipment that uses a control system that varies the exhaust rate of kitchen ventilation | Kitchen equipment that uses a control system that varies the exhaust rate of kitchen ventilation | Kitchen equipment that uses a control system that varies the exhaust rate of kitchen ventilation | Kitchen equipment that uses a control system that varies the exhaust rate of kitchen ventilation | Kitchen equipment that uses a control system that varies the exhaust rate of kitchen ventilation | Kitchen equipment that uses a control system that varies the exhaust rate of kitchen ventilation | 5190.3796 | 5190.3796 | 5190.3796 | 5190.3796 | 5190.3796 | 5190.3796 | 5190.3796 | 5190.3796 | 5190.3796 | 5190.3796 | 5190.3796 | 5190.3796 | 5190.3796 | 5190.3796 | 5190.3796 | 5190.3796 | 5190.3796 | 5190.3796 | 5190.3796 | 5190.3796 | 5190.3796 | 5190.3796 | 5190.3796 | 5190.3796 | 5190.3796 | 5190.3796 | 5190.3796 | 5190.3796 | 13.2263 | 13.2263 | 13.2263 | 13.2263 | 13.2263 | 13.2263 | 13.2263 | 13.2263 | 13.2263 | 13.2263 | 13.2263 | 13.2263 | 13.2263 | 13.2263 | 13.2263 | 13.2263 | 13.2263 | 13.2263 | 13.2263 | 13.2263 | 13.2263 | 13.2263 | 13.2263 | 13.2263 | 13.2263 | 13.2263 | 13.2263 | 13.2263 | 0 | 0 | 0 | 0 | 0 | 0 | 0 | 0 | 0 | 0 | 0 | 0 | 0 | 0 | 0 | 0 | 0 | 0 | 0 | 0 | 0 | 0 | 0 | 0 | 0 | 0 | 0 | 0 | 0 | 0 | 0 | 0 | 0 | 0 | 0 | 0 | 0 | 0 | 0 | 0 | 0 | 0 | 0 | 0 | 0 | 0 | 0 | 0 | 0 | 0 | 0 | 0 | 0 | 0 | 0 | 0 | 0 | 0 | 0 | 0 | 0 | 0 | 0 | 0 | 0 | 0 | 0 | 0 | 0 | 0 | 0 | 0 | 0 | 0 | 0 | 0 | 0 | 0 | 0 | 0 | 0 | 0 | 0 | 0 | 0 | 0
Connected Thermostat - ENERGY STAR (1.0)_Grocery_Existing_Thermostat with capability to establish a schedule | Connected Thermostat - ENERGY STAR (1.0)_Grocery_Existing | Connected Thermostat - ENERGY STAR (1.0)_Commercial_Existing_Manual or programmable thermostat_Thermostat with capability to establish a schedule | Commercial | Grocery | Existing | Space Heating | Natural Gas | Connected Thermostat - ENERGY STAR (1.0) | NEQ | Manual or programmable thermostat | 5 | 5 | 5 | 0.77721 | 0 | 0 | 0.18756 | 1 | Retro5Med | 8.35569166605469E-06 | TBD | A | WCM330 | 0.7 | 0.42 | tonCool | 0.0321 | 41665.750738035495 | 41665.7507 | 32863.12734267587 | 32863.1273 | RTF Wkbk - ComConnectedThermostats_v2_1 | RTF Wkbk - ComConnectedThermostats_v2_1 | AEG BEST | 0 | 0 | 102.1619 | Manual or programmable thermostat | Manual or programmable thermostat | Manual or programmable thermostat | Manual or programmable thermostat | Manual or programmable thermostat | Manual or programmable thermostat | Manual or programmable thermostat | Manual or programmable thermostat | Manual or programmable thermostat | Manual or programmable thermostat | Manual or programmable thermostat | Manual or programmable thermostat | Manual or programmable thermostat | Manual or programmable thermostat | Manual or programmable thermostat | Manual or programmable thermostat | Manual or programmable thermostat | Manual or programmable thermostat | Manual or programmable thermostat | Manual or programmable thermostat | Manual or programmable thermostat | Manual or programmable thermostat | Manual or programmable thermostat | Manual or programmable thermostat | Manual or programmable thermostat | Manual or programmable thermostat | Manual or programmable thermostat | Manual or programmable thermostat | 0 | 0 | 0 | 1685.3956 | 2030.9465 | 2434.4392 | 2762.4168 | 3072.9447 | 3494.9869 | 3720.933 | 3681.4936 | 3355.8853 | 2788.3413 | 2085.6406 | 1334.6706 | 749.7365 | 349.4511 | 143.2131 | 50.4512 | 15.2878 | 3.2385 | 0.29036 | 0.18887 | 0 | 0 | 0 | 0 | 0 | 0 | 0 | 0 | 1685.3956 | 3685.0266 | 6044.0759 | 8670.504 | 11528.9721 | 14710.5798 | 17997.4844 | 21112.2246 | 23777.5432 | 25771.8926 | 26996.4259 | 27438.2595 | 27294.5871 | 26772.0013 | 26076.5088 | 25312.6571 | 24571.4915 | 23885.2138 | 23264.6952 | 22699.9853 | 22197.4382 | 21732.5791 | 21302.3389 | 20903.8999 | 20534.6793 | 0 | 0 | 0 | 7.416846415254412 | 9.106704545515337 | 11.143941355637702 | 12.93636002660653 | 14.755556779619107 | 17.25101953578104 | 18.92463633059711 | 19.332852790257434 | 18.218893601727434 | 15.660682244469918 | 12.118897118880962 | 8.02054321649605 | 4.65708960957835 | 2.2423024046117987 | 0.9486664019511455 | 0.34496960070950766 | 0.10775298301695854 | 0.023485257699957483 | 0.0021618447132679855 | 0.0014412298088453237 | 0 | 0 | 0 | 0 | 0 | 0 | 0 | 0 | 7.416846415254412 | 16.523550960769747 | 27.66749231640745 | 40.60385234301398 | 55.359409122633096 | 72.61042865841414 | 91.53506498901125 | 110.86791777926867 | 129.0868113809961 | 144.747493625466 | 156.86639074434697 | 164.88693396084304 | 169.5440235704214 | 171.78632597503315 | 172.7349923769843 | 173.07996197769384 | 173.1877149607108 | 173.21120021841074 | 173.213362063124 | 173.21480329293286 | 173.21480329293286 | 173.21480329293286 | 173.21480329293286 | 173.21480329293286 | 173.21480329293286 | Thermostat with capability to establish a schedule | Thermostat with capability to establish a schedule | Thermostat with capability to establish a schedule | Thermostat with capability to establish a schedule | Thermostat with capability to establish a schedule | Thermostat with capability to establish a schedule | Thermostat with capability to establish a schedule | Thermostat with capability to establish a schedule | Thermostat with capability to establish a schedule | Thermostat with capability to establish a schedule | Thermostat with capability to establish a schedule | Thermostat with capability to establish a schedule | Thermostat with capability to establish a schedule | Thermostat with capability to establish a schedule | Thermostat with capability to establish a schedule | Thermostat with capability to establish a schedule | Thermostat with capability to establish a schedule | Thermostat with capability to establish a schedule | Thermostat with capability to establish a schedule | Thermostat with capability to establish a schedule | Thermostat with capability to establish a schedule | Thermostat with capability to establish a schedule | Thermostat with capability to establish a schedule | Thermostat with capability to establish a schedule | Thermostat with capability to establish a schedule | Thermostat with capability to establish a schedule | Thermostat with capability to establish a schedule | Thermostat with capability to establish a schedule | 102.1619 | 102.1619 | 102.1619 | 102.1619 | 102.1619 | 102.1619 | 102.1619 | 102.1619 | 102.1619 | 102.1619 | 102.1619 | 102.1619 | 102.1619 | 102.1619 | 102.1619 | 102.1619 | 102.1619 | 102.1619 | 102.1619 | 102.1619 | 102.1619 | 102.1619 | 102.1619 | 102.1619 | 102.1619 | 102.1619 | 102.1619 | 102.1619 | 0.7772 | 0.7772 | 0.7772 | 0.7772 | 0.7772 | 0.7772 | 0.7772 | 0.7772 | 0.7772 | 0.7772 | 0.7772 | 0.7772 | 0.7772 | 0.7772 | 0.7772 | 0.7772 | 0.7772 | 0.7772 | 0.7772 | 0.7772 | 0.7772 | 0.7772 | 0.7772 | 0.7772 | 0.7772 | 0.7772 | 0.7772 | 0.7772 | 0 | 0 | 0 | 0 | 0 | 0 | 0 | 0 | 0 | 0 | 0 | 0 | 0 | 0 | 0 | 0 | 0 | 0 | 0 | 0 | 0 | 0 | 0 | 0 | 0 | 0 | 0 | 0 | 0 | 0 | 0 | 0 | 0 | 0 | 0 | 0 | 0 | 0 | 0 | 0 | 0 | 0 | 0 | 0 | 0 | 0 | 0 | 0 | 0 | 0 | 0 | 0 | 0 | 0 | 0 | 0 | 0 | 0 | 0 | 0 | 0 | 0 | 0 | 0 | 0 | 0 | 0 | 0 | 0 | 0 | 0 | 0 | 0 | 0 | 0 | 0 | 0 | 0 | 0 | 0 | 0 | 0 | 0 | 0 | 0 | 0 | 0 | 0 | 0 | 0 | 0 | 0 | 0 | 0 | 0 | 0 | 0 | 0 | 0 | 0 | 0 | 0 | 0 | 0 | 0 | 0 | 0 | 0 | 0 | 0 | 0 | 0 | Thermostat with capability to establish a schedule | Thermostat with capability to establish a schedule | Thermostat with capability to establish a schedule | Thermostat with capability to establish a schedule | Thermostat with capability to establish a schedule | Thermostat with capability to establish a schedule | Thermostat with capability to establish a schedule | Thermostat with capability to establish a schedule | Thermostat with capability to establish a schedule | Thermostat with capability to establish a schedule | Thermostat with capability to establish a schedule | Thermostat with capability to establish a schedule | Thermostat with capability to establish a schedule | Thermostat with capability to establish a schedule | Thermostat with capability to establish a schedule | Thermostat with capability to establish a schedule | Thermostat with capability to establish a schedule | Thermostat with capability to establish a schedule | Thermostat with capability to establish a schedule | Thermostat with capability to establish a schedule | Thermostat with capability to establish a schedule | Thermostat with capability to establish a schedule | Thermostat with capability to establish a schedule | Thermostat with capability to establish a schedule | Thermostat with capability to establish a schedule | Thermostat with capability to establish a schedule | Thermostat with capability to establish a schedule | Thermostat with capability to establish a schedule | 102.1619 | 102.1619 | 102.1619 | 102.1619 | 102.1619 | 102.1619 | 102.1619 | 102.1619 | 102.1619 | 102.1619 | 102.1619 | 102.1619 | 102.1619 | 102.1619 | 102.1619 | 102.1619 | 102.1619 | 102.1619 | 102.1619 | 102.1619 | 102.1619 | 102.1619 | 102.1619 | 102.1619 | 102.1619 | 102.1619 | 102.1619 | 102.1619 | 0.7772 | 0.7772 | 0.7772 | 0.7772 | 0.7772 | 0.7772 | 0.7772 | 0.7772 | 0.7772 | 0.7772 | 0.7772 | 0.7772 | 0.7772 | 0.7772 | 0.7772 | 0.7772 | 0.7772 | 0.7772 | 0.7772 | 0.7772 | 0.7772 | 0.7772 | 0.7772 | 0.7772 | 0.7772 | 0.7772 | 0.7772 | 0.7772 | 0 | 0 | 0 | 0 | 0 | 0 | 0 | 0 | 0 | 0 | 0 | 0 | 0 | 0 | 0 | 0 | 0 | 0 | 0 | 0 | 0 | 0 | 0 | 0 | 0 | 0 | 0 | 0 | 0 | 0 | 0 | 0 | 0 | 0 | 0 | 0 | 0 | 0 | 0 | 0 | 0 | 0 | 0 | 0 | 0 | 0 | 0 | 0 | 0 | 0 | 0 | 0 | 0 | 0 | 0 | 0 | 0 | 0 | 0 | 0 | 0 | 0 | 0 | 0 | 0 | 0 | 0 | 0 | 0 | 0 | 0 | 0 | 0 | 0 | 0 | 0 | 0 | 0 | 0 | 0 | 0 | 0 | 0 | 0 | 0 | 0
Industrial Air Curtains_Grocery_Existing_Air curtains installed | Industrial Air Curtains_Grocery_Existing | Industrial Air Curtains_Commercial_Existing_No air curtain or other barriers to air on overhead door_Air curtains installed | Commercial | Grocery | Existing | Space Heating | Natural Gas | Industrial Air Curtains | NEQ | No air curtain or other barriers to air on overhead door | 15 | 15 | 15 | 16.5045 | 0 | 0 | 0.25 | 0.85 | Retro1Slow | 0.012666666666666666 | TBD | A | WCM309 | 0.7 | 0.42 | perbldg | 0.0321 | 40414.411529276236 | 40414.4115 | 31876.155572386884 | 31876.1556 | IL TRM v13 - 4.4.33 - Industrial Air Curtain - CI-HVC-AIRC-V07-250101 | IL TRM v13 - 4.4.33 - Industrial Air Curtain - CI-HVC-AIRC-V07-250101 | IL TRM v13 - 4.4.33 - Industrial Air Curtain - CI-HVC-AIRC-V07-250101 | 0 | 0 | 5536.2537 | No air curtain or other barriers to air on overhead door | No air curtain or other barriers to air on overhead door | No air curtain or other barriers to air on overhead door | No air curtain or other barriers to air on overhead door | No air curtain or other barriers to air on overhead door | No air curtain or other barriers to air on overhead door | No air curtain or other barriers to air on overhead door | No air curtain or other barriers to air on overhead door | No air curtain or other barriers to air on overhead door | No air curtain or other barriers to air on overhead door | No air curtain or other barriers to air on overhead door | No air curtain or other barriers to air on overhead door | No air curtain or other barriers to air on overhead door | No air curtain or other barriers to air on overhead door | No air curtain or other barriers to air on overhead door | No air curtain or other barriers to air on overhead door | No air curtain or other barriers to air on overhead door | No air curtain or other barriers to air on overhead door | No air curtain or other barriers to air on overhead door | No air curtain or other barriers to air on overhead door | No air curtain or other barriers to air on overhead door | No air curtain or other barriers to air on overhead door | No air curtain or other barriers to air on overhead door | No air curtain or other barriers to air on overhead door | No air curtain or other barriers to air on overhead door | No air curtain or other barriers to air on overhead door | No air curtain or other barriers to air on overhead door | No air curtain or other barriers to air on overhead door | 0 | 0 | 0 | 23.6454 | 46.3894 | 80.6876 | 128.3128 | 189.98 | 264.7694 | 349.6647 | 439.2321 | 525.8031 | 599.7702 | 650.9417 | 670.1496 | 651.5948 | 595.0954 | 507.1919 | 406.5837 | 301.7615 | 203.1128 | 104.4294 | 67.9366 | 0 | 0 | 0 | 0 | 0 | 0 | 0 | 0 | 23.6454 | 69.5964 | 148.8655 | 273.8475 | 457.1052 | 709.573 | 1038.5619 | 1445.5811 | 1924.9472 | 2461.7684 | 3032.3655 | 3604.7327 | 4141.9497 | 4607.9621 | 4973.9789 | 5228.0801 | 5375.8924 | 5429.7818 | 5393.9563 | 5331.4991 | 5213.4669 | 5104.2864 | 5003.2368 | 4909.6562 | 4822.9381 | 0 | 0 | 0 | 7.349848906611427E-05 | 0.00014691865873808551 | 0.0002608607317064497 | 0.00042432573399910827 | 0.0006440671976681695 | 0.0009224418498351705 | 0.0012547742383669492 | 0.0016266406053939502 | 0.002011874080571989 | 0.002372477464597333 | 0.002661765533361029 | 0.0028316173753087106 | 0.002843439003708059 | 0.0026804207972064486 | 0.002356689374256317 | 0.0019489560730035743 | 0.0014903781734733217 | 0.0010318002739430684 | 0.0005445612556921752 | 0.00036304083712811674 | 0 | 0 | 0 | 0 | 0 | 0 | 0 | 0 | 7.349848906611427E-05 | 0.00022041714780419977 | 0.00048127787951064943 | 0.0009056036135097577 | 0.001549670811177927 | 0.0024721126610130974 | 0.003726886899380047 | 0.005353527504773997 | 0.007365401585345987 | 0.00973787904994332 | 0.012399644583304349 | 0.015231261958613058 | 0.018074700962321118 | 0.020755121759527567 | 0.023111811133783883 | 0.02506076720678746 | 0.02655114538026078 | 0.02758294565420385 | 0.028127506909896023 | 0.028490547747024142 | 0.028490547747024142 | 0.028490547747024142 | 0.028490547747024142 | 0.028490547747024142 | 0.028490547747024142 | Air curtains installed | Air curtains installed | Air curtains installed | Air curtains installed | Air curtains installed | Air curtains installed | Air curtains installed | Air curtains installed | Air curtains installed | Air curtains installed | Air curtains installed | Air curtains installed | Air curtains installed | Air curtains installed | Air curtains installed | Air curtains installed | Air curtains installed | Air curtains installed | Air curtains installed | Air curtains installed | Air curtains installed | Air curtains installed | Air curtains installed | Air curtains installed | Air curtains installed | Air curtains installed | Air curtains installed | Air curtains installed | 5536.2537 | 5536.2537 | 5536.2537 | 5536.2537 | 5536.2537 | 5536.2537 | 5536.2537 | 5536.2537 | 5536.2537 | 5536.2537 | 5536.2537 | 5536.2537 | 5536.2537 | 5536.2537 | 5536.2537 | 5536.2537 | 5536.2537 | 5536.2537 | 5536.2537 | 5536.2537 | 5536.2537 | 5536.2537 | 5536.2537 | 5536.2537 | 5536.2537 | 5536.2537 | 5536.2537 | 5536.2537 | 16.5045 | 16.5045 | 16.5045 | 16.5045 | 16.5045 | 16.5045 | 16.5045 | 16.5045 | 16.5045 | 16.5045 | 16.5045 | 16.5045 | 16.5045 | 16.5045 | 16.5045 | 16.5045 | 16.5045 | 16.5045 | 16.5045 | 16.5045 | 16.5045 | 16.5045 | 16.5045 | 16.5045 | 16.5045 | 16.5045 | 16.5045 | 16.5045 | 0 | 0 | 0 | 0 | 0 | 0 | 0 | 0 | 0 | 0 | 0 | 0 | 0 | 0 | 0 | 0 | 0 | 0 | 0 | 0 | 0 | 0 | 0 | 0 | 0 | 0 | 0 | 0 | 0 | 0 | 0 | 0 | 0 | 0 | 0 | 0 | 0 | 0 | 0 | 0 | 0 | 0 | 0 | 0 | 0 | 0 | 0 | 0 | 0 | 0 | 0 | 0 | 0 | 0 | 0 | 0 | 0 | 0 | 0 | 0 | 0 | 0 | 0 | 0 | 0 | 0 | 0 | 0 | 0 | 0 | 0 | 0 | 0 | 0 | 0 | 0 | 0 | 0 | 0 | 0 | 0 | 0 | 0 | 0 | 0 | 0 | 0 | 0 | 0 | 0 | 0 | 0 | 0 | 0 | 0 | 0 | 0 | 0 | 0 | 0 | 0 | 0 | 0 | 0 | 0 | 0 | 0 | 0 | 0 | 0 | 0 | 0 | Air curtains installed | Air curtains installed | Air curtains installed | Air curtains installed | Air curtains installed | Air curtains installed | Air curtains installed | Air curtains installed | Air curtains installed | Air curtains installed | Air curtains installed | Air curtains installed | Air curtains installed | Air curtains installed | Air curtains installed | Air curtains installed | Air curtains installed | Air curtains installed | Air curtains installed | Air curtains installed | Air curtains installed | Air curtains installed | Air curtains installed | Air curtains installed | Air curtains installed | Air curtains installed | Air curtains installed | Air curtains installed | 5536.2537 | 5536.2537 | 5536.2537 | 5536.2537 | 5536.2537 | 5536.2537 | 5536.2537 | 5536.2537 | 5536.2537 | 5536.2537 | 5536.2537 | 5536.2537 | 5536.2537 | 5536.2537 | 5536.2537 | 5536.2537 | 5536.2537 | 5536.2537 | 5536.2537 | 5536.2537 | 5536.2537 | 5536.2537 | 5536.2537 | 5536.2537 | 5536.2537 | 5536.2537 | 5536.2537 | 5536.2537 | 16.5045 | 16.5045 | 16.5045 | 16.5045 | 16.5045 | 16.5045 | 16.5045 | 16.5045 | 16.5045 | 16.5045 | 16.5045 | 16.5045 | 16.5045 | 16.5045 | 16.5045 | 16.5045 | 16.5045 | 16.5045 | 16.5045 | 16.5045 | 16.5045 | 16.5045 | 16.5045 | 16.5045 | 16.5045 | 16.5045 | 16.5045 | 16.5045 | 0 | 0 | 0 | 0 | 0 | 0 | 0 | 0 | 0 | 0 | 0 | 0 | 0 | 0 | 0 | 0 | 0 | 0 | 0 | 0 | 0 | 0 | 0 | 0 | 0 | 0 | 0 | 0 | 0 | 0 | 0 | 0 | 0 | 0 | 0 | 0 | 0 | 0 | 0 | 0 | 0 | 0 | 0 | 0 | 0 | 0 | 0 | 0 | 0 | 0 | 0 | 0 | 0 | 0 | 0 | 0 | 0 | 0 | 0 | 0 | 0 | 0 | 0 | 0 | 0 | 0 | 0 | 0 | 0 | 0 | 0 | 0 | 0 | 0 | 0 | 0 | 0 | 0 | 0 | 0 | 0 | 0 | 0 | 0 | 0 | 0
HVAC - Dedicated Outdoor Air System (DOAS)_Office_Existing_0 | HVAC - Dedicated Outdoor Air System (DOAS)_Office_Existing | HVAC - Dedicated Outdoor Air System (DOAS)_Commercial_Existing_0_0 | Commercial | Office | Existing | Space Heating | Natural Gas | HVAC - Dedicated Outdoor Air System (DOAS) | NEQ | 0 | 20 | 20 | 20 | 0.026209 | 0 | 0 | 0.12185 | 0 | Retro5Med | 8.35569166605469E-06 | TBD | A | WCM12 | 0.7 | 0.42 | sqft | 0.0321 | 38557.90585269033 | 38557.9059 | 30411.86940493885 | 30411.8694 | 2021P_Com-VRF-DOAS-2021P_V2 | 2021P_Com-VRF-DOAS-2021P_V2 | 2021P_Com-VRF-DOAS-2021P_V2 | 0 | 0 | 10.4613 | 0 | 0 | 0 | 0 | 0 | 0 | 0 | 0 | 0 | 0 | 0 | 0 | 0 | 0 | 0 | 0 | 0 | 0 | 0 | 0 | 0 | 0 | 0 | 0 | 0 | 0 | 0 | 0 | 0 | 0 | 0 | 0 | 0 | 0 | 0 | 0 | 0 | 0 | 0 | 857.5502 | 2664.9637 | 4935.3385 | 7310.27 | 8988.0572 | 9963.9299 | 10255.5062 | 10187.7906 | 9978.4132 | 9748.1287 | 9549.1236 | 9373.6436 | 9252.2955 | 9139.7061 | 9035.8369 | 8940.0086 | 8851.5953 | 0 | 0 | 0 | 0 | 0 | 0 | 0 | 0 | 0 | 0 | 0 | 857.5502 | 3473.385 | 8209.71 | 15064.9964 | 23265.5524 | 32111.3352 | 40980.8276 | 49603.695 | 57963.1867 | 66126.5069 | 74254.2236 | 82260.6133 | 90441.9375 | 98481.0734 | 106397.7109 | 114209.333 | 121931.442 | 0 | 0 | 0 | 0 | 0 | 0 | 0 | 0 | 0 | 0 | 0 | 45751.41931672953 | 150819.72138007462 | 296284.3829934048 | 464607.881580281 | 602748.2891525949 | 701926.017666051 | 755056.9436554026 | 779851.3757837666 | 789594.0998051645 | 793055.0596639657 | 793930.8335871606 | 793960.4299628605 | 794019.6227142604 | 794019.6227142604 | 794019.6227142604 | 794019.6227142604 | 794019.6227142604 | 0 | 0 | 0 | 0 | 0 | 0 | 0 | 0 | 0 | 0 | 0 | 45751.41931672953 | 196571.14069680416 | 492855.52369020897 | 957463.40527049 | 1560211.6944230848 | 2262137.712089136 | 3017194.6557445386 | 3797046.0315283053 | 4586640.131333469 | 5379695.190997435 | 6173626.024584595 | 6967586.454547456 | 7761606.077261716 | 8555625.699975977 | 9349645.322690237 | 10143664.945404498 | 10937684.568118758 | 0 | 0 | 0 | 0 | 0 | 0 | 0 | 0 | 0 | 0 | 0 | 0 | 0 | 0 | 0 | 0 | 0 | 0 | 0 | 0 | 0 | 0 | 0 | 0 | 0 | 0 | 0 | 0 | 10.4613 | 10.4613 | 10.4613 | 10.4613 | 10.4613 | 10.4613 | 10.4613 | 10.4613 | 10.4613 | 10.4613 | 10.4613 | 10.4613 | 10.4613 | 10.4613 | 10.4613 | 10.4613 | 10.4613 | 10.4613 | 10.4613 | 10.4613 | 10.4613 | 10.4613 | 10.4613 | 10.4613 | 10.4613 | 10.4613 | 10.4613 | 10.4613 | 0.0262 | 0.0262 | 0.0262 | 0.0262 | 0.0262 | 0.0262 | 0.0262 | 0.0262 | 0.0262 | 0.0262 | 0.0262 | 0.0262 | 0.0262 | 0.0262 | 0.0262 | 0.0262 | 0.0262 | 0.0262 | 0.0262 | 0.0262 | 0.0262 | 0.0262 | 0.0262 | 0.0262 | 0.0262 | 0.0262 | 0.0262 | 0.0262 | 0 | 0 | 0 | 0 | 0 | 0 | 0 | 0 | 0 | 0 | 0 | 0 | 0 | 0 | 0 | 0 | 0 | 0 | 0 | 0 | 0 | 0 | 0 | 0 | 0 | 0 | 0 | 0 | 0 | 0 | 0 | 0 | 0 | 0 | 0 | 0 | 0 | 0 | 0 | 0 | 0 | 0 | 0 | 0 | 0 | 0 | 0 | 0 | 0 | 0 | 0 | 0 | 0 | 0 | 0 | 0 | 0 | 0 | 0 | 0 | 0 | 0 | 0 | 0 | 0 | 0 | 0 | 0 | 0 | 0 | 0 | 0 | 0 | 0 | 0 | 0 | 0 | 0 | 0 | 0 | 0 | 0 | 0 | 0 | 0 | 0 | 0 | 0 | 0 | 0 | 0 | 0 | 0 | 0 | 0 | 0 | 0 | 0 | 0 | 0 | 0 | 0 | 0 | 0 | 0 | 0 | 0 | 0 | 0 | 0 | 0 | 0 | 0 | 0 | 0 | 0 | 0 | 0 | 0 | 0 | 0 | 0 | 0 | 0 | 0 | 0 | 0 | 0 | 0 | 0 | 0 | 0 | 0 | 0 | 0 | 0 | 0 | 0 | 0 | 0 | 10.4613 | 10.4613 | 10.4613 | 10.4613 | 10.4613 | 10.4613 | 10.4613 | 10.4613 | 10.4613 | 10.4613 | 10.4613 | 10.4613 | 10.4613 | 10.4613 | 10.4613 | 10.4613 | 10.4613 | 10.4613 | 10.4613 | 10.4613 | 10.4613 | 10.4613 | 10.4613 | 10.4613 | 10.4613 | 10.4613 | 10.4613 | 10.4613 | 0.0262 | 0.0262 | 0.0262 | 0.0262 | 0.0262 | 0.0262 | 0.0262 | 0.0262 | 0.0262 | 0.0262 | 0.0262 | 0.0262 | 0.0262 | 0.0262 | 0.0262 | 0.0262 | 0.0262 | 0.0262 | 0.0262 | 0.0262 | 0.0262 | 0.0262 | 0.0262 | 0.0262 | 0.0262 | 0.0262 | 0.0262 | 0.0262 | 0 | 0 | 0 | 0 | 0 | 0 | 0 | 0 | 0 | 0 | 0 | 0 | 0 | 0 | 0 | 0 | 0 | 0 | 0 | 0 | 0 | 0 | 0 | 0 | 0 | 0 | 0 | 0 | 0 | 0 | 0 | 0 | 0 | 0 | 0 | 0 | 0 | 0 | 0 | 0 | 0 | 0 | 0 | 0 | 0 | 0 | 0 | 0 | 0 | 0 | 0 | 0 | 0 | 0 | 0 | 0 | 0 | 0 | 0 | 0 | 0 | 0 | 0 | 0 | 0 | 0 | 0 | 0 | 0 | 0 | 0 | 0 | 0 | 0 | 0 | 0 | 0 | 0 | 0 | 0 | 0 | 0 | 0 | 0 | 0 | 0
Industrial Air Curtains_Miscellaneous_Existing_Air curtains installed | Industrial Air Curtains_Miscellaneous_Existing | Industrial Air Curtains_Commercial_Existing_No air curtain or other barriers to air on overhead door_Air curtains installed | Commercial | Miscellaneous | Existing | Space Heating | Natural Gas | Industrial Air Curtains | NEQ | No air curtain or other barriers to air on overhead door | 15 | 15 | 15 | 15.9182 | 0 | 0 | 0.01 | 0.5 | Retro1Slow | 0.012666666666666666 | TBD | A | WCM809 | 0.7 | 0.42 | perbldg | 0.0321 | 41867.6696413588 | 41867.6696 | 33022.387322761875 | 33022.3873 | IL TRM v13 - 4.4.33 - Industrial Air Curtain - CI-HVC-AIRC-V07-250101 | IL TRM v13 - 4.4.33 - Industrial Air Curtain - CI-HVC-AIRC-V07-250101 | IL TRM v13 - 4.4.33 - Industrial Air Curtain - CI-HVC-AIRC-V07-250101 | 0 | 0 | 5536.2537 | No air curtain or other barriers to air on overhead door | No air curtain or other barriers to air on overhead door | No air curtain or other barriers to air on overhead door | No air curtain or other barriers to air on overhead door | No air curtain or other barriers to air on overhead door | No air curtain or other barriers to air on overhead door | No air curtain or other barriers to air on overhead door | No air curtain or other barriers to air on overhead door | No air curtain or other barriers to air on overhead door | No air curtain or other barriers to air on overhead door | No air curtain or other barriers to air on overhead door | No air curtain or other barriers to air on overhead door | No air curtain or other barriers to air on overhead door | No air curtain or other barriers to air on overhead door | No air curtain or other barriers to air on overhead door | No air curtain or other barriers to air on overhead door | No air curtain or other barriers to air on overhead door | No air curtain or other barriers to air on overhead door | No air curtain or other barriers to air on overhead door | No air curtain or other barriers to air on overhead door | No air curtain or other barriers to air on overhead door | No air curtain or other barriers to air on overhead door | No air curtain or other barriers to air on overhead door | No air curtain or other barriers to air on overhead door | No air curtain or other barriers to air on overhead door | No air curtain or other barriers to air on overhead door | No air curtain or other barriers to air on overhead door | No air curtain or other barriers to air on overhead door | 0 | 0 | 0 | 193.3034 | 377.9194 | 653.9761 | 1032.999 | 1516.4499 | 2090.2037 | 2724.8065 | 3375.5042 | 3985.6582 | 4491.0244 | 4827.0518 | 4938.3499 | 4787.3744 | 4372.3136 | 3735.5523 | 3008.8695 | 2246.9939 | 1523.0125 | 789.2005 | 517.3992 | 0 | 0 | 0 | 0 | 0 | 0 | 0 | 0 | 193.3034 | 566.9799 | 1206.5604 | 2204.645 | 3648.6848 | 5601.6744 | 8093.1257 | 11109.3099 | 14591.3573 | 18433.4952 | 22486.476 | 26563.3702 | 30431.5868 | 33855.8416 | 36634.1786 | 38689.7263 | 40030.2833 | 40714.4409 | 40763.5345 | 40604.2133 | 40024.6989 | 39487.8978 | 38990.4238 | 38529.1631 | 38101.2514 | 0 | 0 | 0 | 0.001921415288707491 | 0.003840783132859035 | 0.00681948437978541 | 0.011092826030267377 | 0.016837360553649205 | 0.024114698080699187 | 0.03280261181023508 | 0.042524032373303614 | 0.05259489911266166 | 0.062021880048320016 | 0.06958451875322223 | 0.0740248267116598 | 0.07433387058225552 | 0.07007220917547323 | 0.06160914396971254 | 0.05095008133187408 | 0.03896182690084487 | 0.02697357246981569 | 0.014236052136847163 | 0.009490701424564776 | 0 | 0 | 0 | 0 | 0 | 0 | 0 | 0 | 0.001921415288707491 | 0.005762198421566526 | 0.012581682801351935 | 0.023674508831619312 | 0.04051186938526852 | 0.0646265674659677 | 0.0974291792762028 | 0.13995321164950641 | 0.19254811076216807 | 0.2545699908104881 | 0.32415450956371034 | 0.3981793362753701 | 0.47251320685762566 | 0.5425854160330988 | 0.6041945600028114 | 0.6551446413346854 | 0.6941064682355302 | 0.7210800407053459 | 0.735316092842193 | 0.7448067942667579 | 0.7448067942667579 | 0.7448067942667579 | 0.7448067942667579 | 0.7448067942667579 | 0.7448067942667579 | Air curtains installed | Air curtains installed | Air curtains installed | Air curtains installed | Air curtains installed | Air curtains installed | Air curtains installed | Air curtains installed | Air curtains installed | Air curtains installed | Air curtains installed | Air curtains installed | Air curtains installed | Air curtains installed | Air curtains installed | Air curtains installed | Air curtains installed | Air curtains installed | Air curtains installed | Air curtains installed | Air curtains installed | Air curtains installed | Air curtains installed | Air curtains installed | Air curtains installed | Air curtains installed | Air curtains installed | Air curtains installed | 5536.2537 | 5536.2537 | 5536.2537 | 5536.2537 | 5536.2537 | 5536.2537 | 5536.2537 | 5536.2537 | 5536.2537 | 5536.2537 | 5536.2537 | 5536.2537 | 5536.2537 | 5536.2537 | 5536.2537 | 5536.2537 | 5536.2537 | 5536.2537 | 5536.2537 | 5536.2537 | 5536.2537 | 5536.2537 | 5536.2537 | 5536.2537 | 5536.2537 | 5536.2537 | 5536.2537 | 5536.2537 | 15.9182 | 15.9182 | 15.9182 | 15.9182 | 15.9182 | 15.9182 | 15.9182 | 15.9182 | 15.9182 | 15.9182 | 15.9182 | 15.9182 | 15.9182 | 15.9182 | 15.9182 | 15.9182 | 15.9182 | 15.9182 | 15.9182 | 15.9182 | 15.9182 | 15.9182 | 15.9182 | 15.9182 | 15.9182 | 15.9182 | 15.9182 | 15.9182 | 0 | 0 | 0 | 0 | 0 | 0 | 0 | 0 | 0 | 0 | 0 | 0 | 0 | 0 | 0 | 0 | 0 | 0 | 0 | 0 | 0 | 0 | 0 | 0 | 0 | 0 | 0 | 0 | 0 | 0 | 0 | 0 | 0 | 0 | 0 | 0 | 0 | 0 | 0 | 0 | 0 | 0 | 0 | 0 | 0 | 0 | 0 | 0 | 0 | 0 | 0 | 0 | 0 | 0 | 0 | 0 | 0 | 0 | 0 | 0 | 0 | 0 | 0 | 0 | 0 | 0 | 0 | 0 | 0 | 0 | 0 | 0 | 0 | 0 | 0 | 0 | 0 | 0 | 0 | 0 | 0 | 0 | 0 | 0 | 0 | 0 | 0 | 0 | 0 | 0 | 0 | 0 | 0 | 0 | 0 | 0 | 0 | 0 | 0 | 0 | 0 | 0 | 0 | 0 | 0 | 0 | 0 | 0 | 0 | 0 | 0 | 0 | Air curtains installed | Air curtains installed | Air curtains installed | Air curtains installed | Air curtains installed | Air curtains installed | Air curtains installed | Air curtains installed | Air curtains installed | Air curtains installed | Air curtains installed | Air curtains installed | Air curtains installed | Air curtains installed | Air curtains installed | Air curtains installed | Air curtains installed | Air curtains installed | Air curtains installed | Air curtains installed | Air curtains installed | Air curtains installed | Air curtains installed | Air curtains installed | Air curtains installed | Air curtains installed | Air curtains installed | Air curtains installed | 5536.2537 | 5536.2537 | 5536.2537 | 5536.2537 | 5536.2537 | 5536.2537 | 5536.2537 | 5536.2537 | 5536.2537 | 5536.2537 | 5536.2537 | 5536.2537 | 5536.2537 | 5536.2537 | 5536.2537 | 5536.2537 | 5536.2537 | 5536.2537 | 5536.2537 | 5536.2537 | 5536.2537 | 5536.2537 | 5536.2537 | 5536.2537 | 5536.2537 | 5536.2537 | 5536.2537 | 5536.2537 | 15.9182 | 15.9182 | 15.9182 | 15.9182 | 15.9182 | 15.9182 | 15.9182 | 15.9182 | 15.9182 | 15.9182 | 15.9182 | 15.9182 | 15.9182 | 15.9182 | 15.9182 | 15.9182 | 15.9182 | 15.9182 | 15.9182 | 15.9182 | 15.9182 | 15.9182 | 15.9182 | 15.9182 | 15.9182 | 15.9182 | 15.9182 | 15.9182 | 0 | 0 | 0 | 0 | 0 | 0 | 0 | 0 | 0 | 0 | 0 | 0 | 0 | 0 | 0 | 0 | 0 | 0 | 0 | 0 | 0 | 0 | 0 | 0 | 0 | 0 | 0 | 0 | 0 | 0 | 0 | 0 | 0 | 0 | 0 | 0 | 0 | 0 | 0 | 0 | 0 | 0 | 0 | 0 | 0 | 0 | 0 | 0 | 0 | 0 | 0 | 0 | 0 | 0 | 0 | 0 | 0 | 0 | 0 | 0 | 0 | 0 | 0 | 0 | 0 | 0 | 0 | 0 | 0 | 0 | 0 | 0 | 0 | 0 | 0 | 0 | 0 | 0 | 0 | 0 | 0 | 0 | 0 | 0 | 0 | 0
Gas-Fired Combination Heat Pump Conversion_Grocery_Existing_Gas-fired heat pump, COP 1.3 | Gas-Fired Combination Heat Pump Conversion_Grocery_Existing | Gas-Fired Combination Heat Pump Conversion_Commercial_Existing_Federal standard gas-fired central heating and DHW system_Gas-fired heat pump, COP 1.3 | Commercial | Grocery | Existing | Water Heating | Natural Gas | Gas-Fired Combination Heat Pump Conversion | NEQ | Federal standard gas-fired central heating and DHW system | 20 | 20 | 20 | 0.036783 | 0 | 0 | 0 | 0.1 | Retro1Slow | 0.012666666666666666 | TBD | A | WCM315 | 0.7 | 0.42 | kBtuh heat | 0.0321 | 42223.08419168387 | 42223.0842 | 33302.714292032346 | 33302.7143 | AEO 2021 - gas_eng-driven_RTHP-heat 2017 typical | EIA - Technology Forecast Updates. Appendix A. U.S. Energy Information Administration. March 3, 2023.¦ Technical Support Documents for Baseline Costs | AEG Analysis, Comparison of Baseline TE vs COP | 0 | 0 | 195.1704 | Federal standard gas-fired central heating and DHW system | Federal standard gas-fired central heating and DHW system | Federal standard gas-fired central heating and DHW system | Federal standard gas-fired central heating and DHW system | Federal standard gas-fired central heating and DHW system | Federal standard gas-fired central heating and DHW system | Federal standard gas-fired central heating and DHW system | Federal standard gas-fired central heating and DHW system | Federal standard gas-fired central heating and DHW system | Federal standard gas-fired central heating and DHW system | Federal standard gas-fired central heating and DHW system | Federal standard gas-fired central heating and DHW system | Federal standard gas-fired central heating and DHW system | Federal standard gas-fired central heating and DHW system | Federal standard gas-fired central heating and DHW system | Federal standard gas-fired central heating and DHW system | Federal standard gas-fired central heating and DHW system | Federal standard gas-fired central heating and DHW system | Federal standard gas-fired central heating and DHW system | Federal standard gas-fired central heating and DHW system | Federal standard gas-fired central heating and DHW system | Federal standard gas-fired central heating and DHW system | Federal standard gas-fired central heating and DHW system | Federal standard gas-fired central heating and DHW system | Federal standard gas-fired central heating and DHW system | Federal standard gas-fired central heating and DHW system | Federal standard gas-fired central heating and DHW system | Federal standard gas-fired central heating and DHW system | 0 | 0 | 0 | 6.3577 | 12.5317 | 21.9052 | 35.022 | 52.162 | 73.1912 | 97.4014 | 123.6358 | 149.7541 | 173.3127 | 191.1877 | 200.3322 | 198.0797 | 184.1363 | 160.4431 | 131.7012 | 100.1364 | 69.0256 | 36.3235 | 24.1645 | 3.9781e-16 | 3.9757e-16 | 3.9738e-16 | 3.9723e-16 | 3.9711e-16 | 0 | 0 | 0 | 6.3577 | 18.8009 | 40.4143 | 74.7447 | 125.5054 | 196.15 | 289.2984 | 406.9048 | 548.2446 | 711.3654 | 890.6343 | 1077.5864 | 1259.1201 | 1425.8098 | 1573.4495 | 1693.4878 | 1783.933 | 1845.2496 | 1876.1696 | 1896.3733 | 1894.9482 | 1893.8081 | 1892.896 | 1892.1664 | 1891.5826 | 0 | 0 | 0 | 9.429944297896888 | 18.84984012359254 | 33.46874474232638 | 54.44150058889569 | 82.63459392546227 | 118.35039566826978 | 160.98903970111078 | 208.69994059012814 | 258.12585748681965 | 304.3917041484194 | 341.5077103296338 | 363.2999053640249 | 364.81663446598003 | 343.90120305526847 | 302.3660732221561 | 250.05340165482139 | 191.21730714780455 | 132.38121264078774 | 69.86786222708243 | 46.57857481805495 | 7.673861546209083E-16 | 7.673861546209083E-16 | 7.673861546209083E-16 | 7.673861546209083E-16 | 7.673861546209083E-16 | 0 | 0 | 0 | 9.429944297896888 | 28.27978442148943 | 61.7485291638158 | 116.1900297527115 | 198.82462367817377 | 317.17501934644355 | 478.1640590475544 | 686.8639996376826 | 944.9898571245022 | 1249.3815612729218 | 1590.8892716025555 | 1954.1891769665804 | 2319.00581143256 | 2662.9070144878287 | 2965.2730877099852 | 3215.3264893648065 | 3406.543796512611 | 3538.925009153399 | 3608.7928713804813 | 3655.371446198536 | 3655.371446198536 | 3655.371446198536 | 3655.371446198536 | 3655.371446198536 | 3655.371446198536 | Gas-fired heat pump, COP 1.3 | Gas-fired heat pump, COP 1.3 | Gas-fired heat pump, COP 1.3 | Gas-fired heat pump, COP 1.3 | Gas-fired heat pump, COP 1.3 | Gas-fired heat pump, COP 1.3 | Gas-fired heat pump, COP 1.3 | Gas-fired heat pump, COP 1.3 | Gas-fired heat pump, COP 1.3 | Gas-fired heat pump, COP 1.3 | Gas-fired heat pump, COP 1.3 | Gas-fired heat pump, COP 1.3 | Gas-fired heat pump, COP 1.3 | Gas-fired heat pump, COP 1.3 | Gas-fired heat pump, COP 1.3 | Gas-fired heat pump, COP 1.3 | Gas-fired heat pump, COP 1.3 | Gas-fired heat pump, COP 1.3 | Gas-fired heat pump, COP 1.3 | Gas-fired heat pump, COP 1.3 | Gas-fired heat pump, COP 1.3 | Gas-fired heat pump, COP 1.3 | Gas-fired heat pump, COP 1.3 | Gas-fired heat pump, COP 1.3 | Gas-fired heat pump, COP 1.3 | Gas-fired heat pump, COP 1.3 | Gas-fired heat pump, COP 1.3 | Gas-fired heat pump, COP 1.3 | 195.1704 | 195.1704 | 195.1704 | 195.1704 | 195.1704 | 195.1704 | 195.1704 | 195.1704 | 195.1704 | 195.1704 | 195.1704 | 195.1704 | 195.1704 | 195.1704 | 195.1704 | 195.1704 | 195.1704 | 195.1704 | 195.1704 | 195.1704 | 195.1704 | 195.1704 | 195.1704 | 195.1704 | 195.1704 | 195.1704 | 195.1704 | 195.1704 | 0.0368 | 0.0368 | 0.0368 | 0.0368 | 0.0368 | 0.0368 | 0.0368 | 0.0368 | 0.0368 | 0.0368 | 0.0368 | 0.0368 | 0.0368 | 0.0368 | 0.0368 | 0.0368 | 0.0368 | 0.0368 | 0.0368 | 0.0368 | 0.0368 | 0.0368 | 0.0368 | 0.0368 | 0.0368 | 0.0368 | 0.0368 | 0.0368 | 0 | 0 | 0 | 0 | 0 | 0 | 0 | 0 | 0 | 0 | 0 | 0 | 0 | 0 | 0 | 0 | 0 | 0 | 0 | 0 | 0 | 0 | 0 | 0 | 0 | 0 | 0 | 0 | 0 | 0 | 0 | 0 | 0 | 0 | 0 | 0 | 0 | 0 | 0 | 0 | 0 | 0 | 0 | 0 | 0 | 0 | 0 | 0 | 0 | 0 | 0 | 0 | 0 | 0 | 0 | 0 | 0 | 0 | 0 | 0 | 0 | 0 | 0 | 0 | 0 | 0 | 0 | 0 | 0 | 0 | 0 | 0 | 0 | 0 | 0 | 0 | 0 | 0 | 0 | 0 | 0 | 0 | 0 | 0 | 0 | 0 | 0 | 0 | 0 | 0 | 0 | 0 | 0 | 0 | 0 | 0 | 0 | 0 | 0 | 0 | 0 | 0 | 0 | 0 | 0 | 0 | 0 | 0 | 0 | 0 | 0 | 0 | Gas-fired heat pump, COP 1.3 | Gas-fired heat pump, COP 1.3 | Gas-fired heat pump, COP 1.3 | Gas-fired heat pump, COP 1.3 | Gas-fired heat pump, COP 1.3 | Gas-fired heat pump, COP 1.3 | Gas-fired heat pump, COP 1.3 | Gas-fired heat pump, COP 1.3 | Gas-fired heat pump, COP 1.3 | Gas-fired heat pump, COP 1.3 | Gas-fired heat pump, COP 1.3 | Gas-fired heat pump, COP 1.3 | Gas-fired heat pump, COP 1.3 | Gas-fired heat pump, COP 1.3 | Gas-fired heat pump, COP 1.3 | Gas-fired heat pump, COP 1.3 | Gas-fired heat pump, COP 1.3 | Gas-fired heat pump, COP 1.3 | Gas-fired heat pump, COP 1.3 | Gas-fired heat pump, COP 1.3 | Gas-fired heat pump, COP 1.3 | Gas-fired heat pump, COP 1.3 | Gas-fired heat pump, COP 1.3 | Gas-fired heat pump, COP 1.3 | Gas-fired heat pump, COP 1.3 | Gas-fired heat pump, COP 1.3 | Gas-fired heat pump, COP 1.3 | Gas-fired heat pump, COP 1.3 | 195.1704 | 195.1704 | 195.1704 | 195.1704 | 195.1704 | 195.1704 | 195.1704 | 195.1704 | 195.1704 | 195.1704 | 195.1704 | 195.1704 | 195.1704 | 195.1704 | 195.1704 | 195.1704 | 195.1704 | 195.1704 | 195.1704 | 195.1704 | 195.1704 | 195.1704 | 195.1704 | 195.1704 | 195.1704 | 195.1704 | 195.1704 | 195.1704 | 0.0368 | 0.0368 | 0.0368 | 0.0368 | 0.0368 | 0.0368 | 0.0368 | 0.0368 | 0.0368 | 0.0368 | 0.0368 | 0.0368 | 0.0368 | 0.0368 | 0.0368 | 0.0368 | 0.0368 | 0.0368 | 0.0368 | 0.0368 | 0.0368 | 0.0368 | 0.0368 | 0.0368 | 0.0368 | 0.0368 | 0.0368 | 0.0368 | 0 | 0 | 0 | 0 | 0 | 0 | 0 | 0 | 0 | 0 | 0 | 0 | 0 | 0 | 0 | 0 | 0 | 0 | 0 | 0 | 0 | 0 | 0 | 0 | 0 | 0 | 0 | 0 | 0 | 0 | 0 | 0 | 0 | 0 | 0 | 0 | 0 | 0 | 0 | 0 | 0 | 0 | 0 | 0 | 0 | 0 | 0 | 0 | 0 | 0 | 0 | 0 | 0 | 0 | 0 | 0 | 0 | 0 | 0 | 0 | 0 | 0 | 0 | 0 | 0 | 0 | 0 | 0 | 0 | 0 | 0 | 0 | 0 | 0 | 0 | 0 | 0 | 0 | 0 | 0 | 0 | 0 | 0 | 0 | 0 | 0
Gas-Fired Combination Heat Pump Conversion_Grocery_Existing_Gas-fired heat pump, COP 1.3 | Gas-Fired Combination Heat Pump Conversion_Grocery_Existing | Gas-Fired Combination Heat Pump Conversion_Commercial_Existing_Federal standard gas-fired central heating and DHW system_Gas-fired heat pump, COP 1.3 | Commercial | Grocery | Existing | Space Heating | Natural Gas | Gas-Fired Combination Heat Pump Conversion | NEQ | Federal standard gas-fired central heating and DHW system | 20 | 20 | 20 | 0.40555 | 0 | 0 | 0 | 0.1 | Retro1Slow | 0.012666666666666666 | TBD | A | WCM314 | 0.7 | 0.42 | kBtuh heat | 0.0321 | 42223.08419168387 | 42223.0842 | 33302.714292032346 | 33302.7143 | AEO 2021 - gas_eng-driven_RTHP-heat 2017 typical | EIA - Technology Forecast Updates. Appendix A. U.S. Energy Information Administration. March 3, 2023.¦ Technical Support Documents for Baseline Costs | AEG Analysis, Comparison of Baseline TE vs COP | 0 | 0 | 195.1704 | Federal standard gas-fired central heating and DHW system | Federal standard gas-fired central heating and DHW system | Federal standard gas-fired central heating and DHW system | Federal standard gas-fired central heating and DHW system | Federal standard gas-fired central heating and DHW system | Federal standard gas-fired central heating and DHW system | Federal standard gas-fired central heating and DHW system | Federal standard gas-fired central heating and DHW system | Federal standard gas-fired central heating and DHW system | Federal standard gas-fired central heating and DHW system | Federal standard gas-fired central heating and DHW system | Federal standard gas-fired central heating and DHW system | Federal standard gas-fired central heating and DHW system | Federal standard gas-fired central heating and DHW system | Federal standard gas-fired central heating and DHW system | Federal standard gas-fired central heating and DHW system | Federal standard gas-fired central heating and DHW system | Federal standard gas-fired central heating and DHW system | Federal standard gas-fired central heating and DHW system | Federal standard gas-fired central heating and DHW system | Federal standard gas-fired central heating and DHW system | Federal standard gas-fired central heating and DHW system | Federal standard gas-fired central heating and DHW system | Federal standard gas-fired central heating and DHW system | Federal standard gas-fired central heating and DHW system | Federal standard gas-fired central heating and DHW system | Federal standard gas-fired central heating and DHW system | Federal standard gas-fired central heating and DHW system | 0 | 0 | 0 | 104.415 | 204.4443 | 354.73 | 562.4771 | 830.0133 | 1152.1607 | 1514.8111 | 1893.9468 | 2256.895 | 2563.7554 | 2772.8847 | 2847.2484 | 2763.2077 | 2520.3243 | 2146.0603 | 1719.2161 | 1275.3755 | 858.1708 | 441.1512 | 286.9595 | 3.0511e-15 | 2.9872e-15 | 2.9281e-15 | 2.8733e-15 | 2.8226e-15 | 0 | 0 | 0 | 104.415 | 306.7209 | 654.4629 | 1200.4487 | 1997.0701 | 3087.7513 | 4499.2393 | 6233.2739 | 8262.4147 | 10522.9831 | 12917.2851 | 15315.3415 | 17564.7 | 19515.4571 | 21046.1938 | 22106.6419 | 22720.8648 | 22941.3367 | 22786.2009 | 22519.8731 | 22021.3135 | 21560.1428 | 21133.3163 | 20738.0387 | 20371.7476 | 0 | 0 | 0 | 14.288106274452616 | 28.56098725868383 | 50.71132624373382 | 82.48892268942666 | 125.20666322669217 | 179.3226956079572 | 243.928111938535 | 316.218933688584 | 391.1083212631948 | 461.2096191177216 | 517.4472196853841 | 550.4664177600135 | 552.7645423208468 | 521.0738029769338 | 458.1404143554281 | 378.8770605918949 | 289.72951692321374 | 200.58197325453253 | 105.86270810655886 | 70.57513873770591 | 7.673861546209083E-16 | 7.673861546209083E-16 | 7.673861546209083E-16 | 7.673861546209083E-16 | 7.673861546209083E-16 | 0 | 0 | 0 | 14.288106274452616 | 42.84909353313644 | 93.56041977687026 | 176.04934246629693 | 301.2560056929891 | 480.57870130094625 | 724.5068132394813 | 1040.7257469280655 | 1431.8340681912603 | 1893.0436873089818 | 2410.490906994366 | 2960.957324754379 | 3513.721867075226 | 4034.79567005216 | 4492.936084407588 | 4871.813144999483 | 5161.5426619226955 | 5362.124635177229 | 5467.987343283788 | 5538.562482021493 | 5538.562482021493 | 5538.562482021493 | 5538.562482021493 | 5538.562482021493 | 5538.562482021493 | Gas-fired heat pump, COP 1.3 | Gas-fired heat pump, COP 1.3 | Gas-fired heat pump, COP 1.3 | Gas-fired heat pump, COP 1.3 | Gas-fired heat pump, COP 1.3 | Gas-fired heat pump, COP 1.3 | Gas-fired heat pump, COP 1.3 | Gas-fired heat pump, COP 1.3 | Gas-fired heat pump, COP 1.3 | Gas-fired heat pump, COP 1.3 | Gas-fired heat pump, COP 1.3 | Gas-fired heat pump, COP 1.3 | Gas-fired heat pump, COP 1.3 | Gas-fired heat pump, COP 1.3 | Gas-fired heat pump, COP 1.3 | Gas-fired heat pump, COP 1.3 | Gas-fired heat pump, COP 1.3 | Gas-fired heat pump, COP 1.3 | Gas-fired heat pump, COP 1.3 | Gas-fired heat pump, COP 1.3 | Gas-fired heat pump, COP 1.3 | Gas-fired heat pump, COP 1.3 | Gas-fired heat pump, COP 1.3 | Gas-fired heat pump, COP 1.3 | Gas-fired heat pump, COP 1.3 | Gas-fired heat pump, COP 1.3 | Gas-fired heat pump, COP 1.3 | Gas-fired heat pump, COP 1.3 | 195.1704 | 195.1704 | 195.1704 | 195.1704 | 195.1704 | 195.1704 | 195.1704 | 195.1704 | 195.1704 | 195.1704 | 195.1704 | 195.1704 | 195.1704 | 195.1704 | 195.1704 | 195.1704 | 195.1704 | 195.1704 | 195.1704 | 195.1704 | 195.1704 | 195.1704 | 195.1704 | 195.1704 | 195.1704 | 195.1704 | 195.1704 | 195.1704 | 0.4055 | 0.4055 | 0.4055 | 0.4055 | 0.4055 | 0.4055 | 0.4055 | 0.4055 | 0.4055 | 0.4055 | 0.4055 | 0.4055 | 0.4055 | 0.4055 | 0.4055 | 0.4055 | 0.4055 | 0.4055 | 0.4055 | 0.4055 | 0.4055 | 0.4055 | 0.4055 | 0.4055 | 0.4055 | 0.4055 | 0.4055 | 0.4055 | 0 | 0 | 0 | 0 | 0 | 0 | 0 | 0 | 0 | 0 | 0 | 0 | 0 | 0 | 0 | 0 | 0 | 0 | 0 | 0 | 0 | 0 | 0 | 0 | 0 | 0 | 0 | 0 | 0 | 0 | 0 | 0 | 0 | 0 | 0 | 0 | 0 | 0 | 0 | 0 | 0 | 0 | 0 | 0 | 0 | 0 | 0 | 0 | 0 | 0 | 0 | 0 | 0 | 0 | 0 | 0 | 0 | 0 | 0 | 0 | 0 | 0 | 0 | 0 | 0 | 0 | 0 | 0 | 0 | 0 | 0 | 0 | 0 | 0 | 0 | 0 | 0 | 0 | 0 | 0 | 0 | 0 | 0 | 0 | 0 | 0 | 0 | 0 | 0 | 0 | 0 | 0 | 0 | 0 | 0 | 0 | 0 | 0 | 0 | 0 | 0 | 0 | 0 | 0 | 0 | 0 | 0 | 0 | 0 | 0 | 0 | 0 | Gas-fired heat pump, COP 1.3 | Gas-fired heat pump, COP 1.3 | Gas-fired heat pump, COP 1.3 | Gas-fired heat pump, COP 1.3 | Gas-fired heat pump, COP 1.3 | Gas-fired heat pump, COP 1.3 | Gas-fired heat pump, COP 1.3 | Gas-fired heat pump, COP 1.3 | Gas-fired heat pump, COP 1.3 | Gas-fired heat pump, COP 1.3 | Gas-fired heat pump, COP 1.3 | Gas-fired heat pump, COP 1.3 | Gas-fired heat pump, COP 1.3 | Gas-fired heat pump, COP 1.3 | Gas-fired heat pump, COP 1.3 | Gas-fired heat pump, COP 1.3 | Gas-fired heat pump, COP 1.3 | Gas-fired heat pump, COP 1.3 | Gas-fired heat pump, COP 1.3 | Gas-fired heat pump, COP 1.3 | Gas-fired heat pump, COP 1.3 | Gas-fired heat pump, COP 1.3 | Gas-fired heat pump, COP 1.3 | Gas-fired heat pump, COP 1.3 | Gas-fired heat pump, COP 1.3 | Gas-fired heat pump, COP 1.3 | Gas-fired heat pump, COP 1.3 | Gas-fired heat pump, COP 1.3 | 195.1704 | 195.1704 | 195.1704 | 195.1704 | 195.1704 | 195.1704 | 195.1704 | 195.1704 | 195.1704 | 195.1704 | 195.1704 | 195.1704 | 195.1704 | 195.1704 | 195.1704 | 195.1704 | 195.1704 | 195.1704 | 195.1704 | 195.1704 | 195.1704 | 195.1704 | 195.1704 | 195.1704 | 195.1704 | 195.1704 | 195.1704 | 195.1704 | 0.4055 | 0.4055 | 0.4055 | 0.4055 | 0.4055 | 0.4055 | 0.4055 | 0.4055 | 0.4055 | 0.4055 | 0.4055 | 0.4055 | 0.4055 | 0.4055 | 0.4055 | 0.4055 | 0.4055 | 0.4055 | 0.4055 | 0.4055 | 0.4055 | 0.4055 | 0.4055 | 0.4055 | 0.4055 | 0.4055 | 0.4055 | 0.4055 | 0 | 0 | 0 | 0 | 0 | 0 | 0 | 0 | 0 | 0 | 0 | 0 | 0 | 0 | 0 | 0 | 0 | 0 | 0 | 0 | 0 | 0 | 0 | 0 | 0 | 0 | 0 | 0 | 0 | 0 | 0 | 0 | 0 | 0 | 0 | 0 | 0 | 0 | 0 | 0 | 0 | 0 | 0 | 0 | 0 | 0 | 0 | 0 | 0 | 0 | 0 | 0 | 0 | 0 | 0 | 0 | 0 | 0 | 0 | 0 | 0 | 0 | 0 | 0 | 0 | 0 | 0 | 0 | 0 | 0 | 0 | 0 | 0 | 0 | 0 | 0 | 0 | 0 | 0 | 0 | 0 | 0 | 0 | 0 | 0 | 0
Water Heater - Drainwater Heat Recovery_Miscellaneous_Existing_DWHR unit retrofitted to the main drain which includes outlets from showers, sinks and other fixtures too. | Water Heater - Drainwater Heat Recovery_Miscellaneous_Existing | Water Heater - Drainwater Heat Recovery_Commercial_Existing_Storage type water heater without DWHR devices_DWHR unit retrofitted to the main drain which includes outlets from showers, sinks and other fixtures too. | Commercial | Miscellaneous | Existing | Water Heating | Natural Gas | Water Heater - Drainwater Heat Recovery | NEQ | Storage type water heater without DWHR devices | 30 | 30 | 30 | 3.1293 | 0 | 0 | 0 | 0.25 | Retro1Slow | 0.012666666666666666 | TBD | A | WCM833 | 0.7 | 0.42 | showerhead | 0.0321 | 42650.207956240505 | 42650.208 | 33639.6006415418 | 33639.6006 | IL TRM v12 - 5.4.11 - Drain Water Heat Recovery - RS-DHW-DWHR-V04-240101 | IL TRM v12 - 5.4.11 - Drain Water Heat Recovery - RS-DHW-DWHR-V04-240101 ¦ Cost adjusted for retrofit applications to account for expected increase in cost. | IL TRM v12 - 5.4.11 - Drain Water Heat Recovery - RS-DHW-DWHR-V04-240101 ¦ AEG adjusted with Regional Technical Forum research | 0 | 0 | 1972.9922 | Storage type water heater without DWHR devices | Storage type water heater without DWHR devices | Storage type water heater without DWHR devices | Storage type water heater without DWHR devices | Storage type water heater without DWHR devices | Storage type water heater without DWHR devices | Storage type water heater without DWHR devices | Storage type water heater without DWHR devices | Storage type water heater without DWHR devices | Storage type water heater without DWHR devices | Storage type water heater without DWHR devices | Storage type water heater without DWHR devices | Storage type water heater without DWHR devices | Storage type water heater without DWHR devices | Storage type water heater without DWHR devices | Storage type water heater without DWHR devices | Storage type water heater without DWHR devices | Storage type water heater without DWHR devices | Storage type water heater without DWHR devices | Storage type water heater without DWHR devices | Storage type water heater without DWHR devices | Storage type water heater without DWHR devices | Storage type water heater without DWHR devices | Storage type water heater without DWHR devices | Storage type water heater without DWHR devices | Storage type water heater without DWHR devices | Storage type water heater without DWHR devices | Storage type water heater without DWHR devices | 0 | 0 | 0 | 13.302 | 26.2759 | 46.027 | 73.7359 | 110.0241 | 154.6094 | 205.9327 | 261.4558 | 316.5173 | 365.8281 | 402.7336 | 420.8847 | 414.9163 | 384.5636 | 334.2026 | 273.7471 | 207.7933 | 143.0886 | 75.2719 | 50.0637 | 0 | 0 | 0 | 0 | 0 | 0 | 0 | 0 | 13.302 | 39.4208 | 84.918 | 157.3684 | 264.7257 | 414.3479 | 611.6541 | 860.4919 | 1158.7588 | 1501.5484 | 1876.1057 | 2263.9375 | 2637.4711 | 2977.7652 | 3277.4909 | 3519.9938 | 3701.8458 | 3825.1632 | 3887.9198 | 3928.876 | 3925.8854 | 3923.4929 | 3921.5789 | 3920.0477 | 3918.8227 | 0 | 0 | 0 | 0.000659339243010269 | 0.0013179758994680327 | 0.00234012589319652 | 0.0038065355056902247 | 0.005777789230147056 | 0.00827502876207722 | 0.011256311619269457 | 0.014592245351403854 | 0.018048092554978645 | 0.021282988472857152 | 0.023878129933506527 | 0.02540183452004498 | 0.025507883822813143 | 0.024045482319906355 | 0.021141356887415187 | 0.01748366855104359 | 0.01336986418609215 | 0.00925605982114072 | 0.004885142683379824 | 0.0032567617889198825 | 0 | 0 | 0 | 0 | 0 | 0 | 0 | 0 | 0.000659339243010269 | 0.0019773151424783016 | 0.004317441035674822 | 0.008123976541365046 | 0.013901765771512102 | 0.02217679453358932 | 0.03343310615285878 | 0.04802535150426263 | 0.06607344405924127 | 0.08735643253209842 | 0.11123456246560495 | 0.13663639698564994 | 0.16214428080846308 | 0.18618976312836943 | 0.20733112001578463 | 0.22481478856682824 | 0.2381846527529204 | 0.2474407125740611 | 0.25232585525744095 | 0.2555826170463608 | 0.2555826170463608 | 0.2555826170463608 | 0.2555826170463608 | 0.2555826170463608 | 0.2555826170463608 | DWHR unit retrofitted to the main drain which includes outlets from showers, sinks and other fixtures too. | DWHR unit retrofitted to the main drain which includes outlets from showers, sinks and other fixtures too. | DWHR unit retrofitted to the main drain which includes outlets from showers, sinks and other fixtures too. | DWHR unit retrofitted to the main drain which includes outlets from showers, sinks and other fixtures too. | DWHR unit retrofitted to the main drain which includes outlets from showers, sinks and other fixtures too. | DWHR unit retrofitted to the main drain which includes outlets from showers, sinks and other fixtures too. | DWHR unit retrofitted to the main drain which includes outlets from showers, sinks and other fixtures too. | DWHR unit retrofitted to the main drain which includes outlets from showers, sinks and other fixtures too. | DWHR unit retrofitted to the main drain which includes outlets from showers, sinks and other fixtures too. | DWHR unit retrofitted to the main drain which includes outlets from showers, sinks and other fixtures too. | DWHR unit retrofitted to the main drain which includes outlets from showers, sinks and other fixtures too. | DWHR unit retrofitted to the main drain which includes outlets from showers, sinks and other fixtures too. | DWHR unit retrofitted to the main drain which includes outlets from showers, sinks and other fixtures too. | DWHR unit retrofitted to the main drain which includes outlets from showers, sinks and other fixtures too. | DWHR unit retrofitted to the main drain which includes outlets from showers, sinks and other fixtures too. | DWHR unit retrofitted to the main drain which includes outlets from showers, sinks and other fixtures too. | DWHR unit retrofitted to the main drain which includes outlets from showers, sinks and other fixtures too. | DWHR unit retrofitted to the main drain which includes outlets from showers, sinks and other fixtures too. | DWHR unit retrofitted to the main drain which includes outlets from showers, sinks and other fixtures too. | DWHR unit retrofitted to the main drain which includes outlets from showers, sinks and other fixtures too. | DWHR unit retrofitted to the main drain which includes outlets from showers, sinks and other fixtures too. | DWHR unit retrofitted to the main drain which includes outlets from showers, sinks and other fixtures too. | DWHR unit retrofitted to the main drain which includes outlets from showers, sinks and other fixtures too. | DWHR unit retrofitted to the main drain which includes outlets from showers, sinks and other fixtures too. | DWHR unit retrofitted to the main drain which includes outlets from showers, sinks and other fixtures too. | DWHR unit retrofitted to the main drain which includes outlets from showers, sinks and other fixtures too. | DWHR unit retrofitted to the main drain which includes outlets from showers, sinks and other fixtures too. | DWHR unit retrofitted to the main drain which includes outlets from showers, sinks and other fixtures too. | 1972.9922 | 1972.9922 | 1972.9922 | 1972.9922 | 1972.9922 | 1972.9922 | 1972.9922 | 1972.9922 | 1972.9922 | 1972.9922 | 1972.9922 | 1972.9922 | 1972.9922 | 1972.9922 | 1972.9922 | 1972.9922 | 1972.9922 | 1972.9922 | 1972.9922 | 1972.9922 | 1972.9922 | 1972.9922 | 1972.9922 | 1972.9922 | 1972.9922 | 1972.9922 | 1972.9922 | 1972.9922 | 3.1293 | 3.1293 | 3.1293 | 3.1293 | 3.1293 | 3.1293 | 3.1293 | 3.1293 | 3.1293 | 3.1293 | 3.1293 | 3.1293 | 3.1293 | 3.1293 | 3.1293 | 3.1293 | 3.1293 | 3.1293 | 3.1293 | 3.1293 | 3.1293 | 3.1293 | 3.1293 | 3.1293 | 3.1293 | 3.1293 | 3.1293 | 3.1293 | 0 | 0 | 0 | 0 | 0 | 0 | 0 | 0 | 0 | 0 | 0 | 0 | 0 | 0 | 0 | 0 | 0 | 0 | 0 | 0 | 0 | 0 | 0 | 0 | 0 | 0 | 0 | 0 | 0 | 0 | 0 | 0 | 0 | 0 | 0 | 0 | 0 | 0 | 0 | 0 | 0 | 0 | 0 | 0 | 0 | 0 | 0 | 0 | 0 | 0 | 0 | 0 | 0 | 0 | 0 | 0 | 0 | 0 | 0 | 0 | 0 | 0 | 0 | 0 | 0 | 0 | 0 | 0 | 0 | 0 | 0 | 0 | 0 | 0 | 0 | 0 | 0 | 0 | 0 | 0 | 0 | 0 | 0 | 0 | 0 | 0 | 0 | 0 | 0 | 0 | 0 | 0 | 0 | 0 | 0 | 0 | 0 | 0 | 0 | 0 | 0 | 0 | 0 | 0 | 0 | 0 | 0 | 0 | 0 | 0 | 0 | 0 | DWHR unit retrofitted to the main drain which includes outlets from showers, sinks and other fixtures too. | DWHR unit retrofitted to the main drain which includes outlets from showers, sinks and other fixtures too. | DWHR unit retrofitted to the main drain which includes outlets from showers, sinks and other fixtures too. | DWHR unit retrofitted to the main drain which includes outlets from showers, sinks and other fixtures too. | DWHR unit retrofitted to the main drain which includes outlets from showers, sinks and other fixtures too. | DWHR unit retrofitted to the main drain which includes outlets from showers, sinks and other fixtures too. | DWHR unit retrofitted to the main drain which includes outlets from showers, sinks and other fixtures too. | DWHR unit retrofitted to the main drain which includes outlets from showers, sinks and other fixtures too. | DWHR unit retrofitted to the main drain which includes outlets from showers, sinks and other fixtures too. | DWHR unit retrofitted to the main drain which includes outlets from showers, sinks and other fixtures too. | DWHR unit retrofitted to the main drain which includes outlets from showers, sinks and other fixtures too. | DWHR unit retrofitted to the main drain which includes outlets from showers, sinks and other fixtures too. | DWHR unit retrofitted to the main drain which includes outlets from showers, sinks and other fixtures too. | DWHR unit retrofitted to the main drain which includes outlets from showers, sinks and other fixtures too. | DWHR unit retrofitted to the main drain which includes outlets from showers, sinks and other fixtures too. | DWHR unit retrofitted to the main drain which includes outlets from showers, sinks and other fixtures too. | DWHR unit retrofitted to the main drain which includes outlets from showers, sinks and other fixtures too. | DWHR unit retrofitted to the main drain which includes outlets from showers, sinks and other fixtures too. | DWHR unit retrofitted to the main drain which includes outlets from showers, sinks and other fixtures too. | DWHR unit retrofitted to the main drain which includes outlets from showers, sinks and other fixtures too. | DWHR unit retrofitted to the main drain which includes outlets from showers, sinks and other fixtures too. | DWHR unit retrofitted to the main drain which includes outlets from showers, sinks and other fixtures too. | DWHR unit retrofitted to the main drain which includes outlets from showers, sinks and other fixtures too. | DWHR unit retrofitted to the main drain which includes outlets from showers, sinks and other fixtures too. | DWHR unit retrofitted to the main drain which includes outlets from showers, sinks and other fixtures too. | DWHR unit retrofitted to the main drain which includes outlets from showers, sinks and other fixtures too. | DWHR unit retrofitted to the main drain which includes outlets from showers, sinks and other fixtures too. | DWHR unit retrofitted to the main drain which includes outlets from showers, sinks and other fixtures too. | 1972.9922 | 1972.9922 | 1972.9922 | 1972.9922 | 1972.9922 | 1972.9922 | 1972.9922 | 1972.9922 | 1972.9922 | 1972.9922 | 1972.9922 | 1972.9922 | 1972.9922 | 1972.9922 | 1972.9922 | 1972.9922 | 1972.9922 | 1972.9922 | 1972.9922 | 1972.9922 | 1972.9922 | 1972.9922 | 1972.9922 | 1972.9922 | 1972.9922 | 1972.9922 | 1972.9922 | 1972.9922 | 3.1293 | 3.1293 | 3.1293 | 3.1293 | 3.1293 | 3.1293 | 3.1293 | 3.1293 | 3.1293 | 3.1293 | 3.1293 | 3.1293 | 3.1293 | 3.1293 | 3.1293 | 3.1293 | 3.1293 | 3.1293 | 3.1293 | 3.1293 | 3.1293 | 3.1293 | 3.1293 | 3.1293 | 3.1293 | 3.1293 | 3.1293 | 3.1293 | 0 | 0 | 0 | 0 | 0 | 0 | 0 | 0 | 0 | 0 | 0 | 0 | 0 | 0 | 0 | 0 | 0 | 0 | 0 | 0 | 0 | 0 | 0 | 0 | 0 | 0 | 0 | 0 | 0 | 0 | 0 | 0 | 0 | 0 | 0 | 0 | 0 | 0 | 0 | 0 | 0 | 0 | 0 | 0 | 0 | 0 | 0 | 0 | 0 | 0 | 0 | 0 | 0 | 0 | 0 | 0 | 0 | 0 | 0 | 0 | 0 | 0 | 0 | 0 | 0 | 0 | 0 | 0 | 0 | 0 | 0 | 0 | 0 | 0 | 0 | 0 | 0 | 0 | 0 | 0 | 0 | 0 | 0 | 0 | 0 | 0
HVAC - Shut Off Damper_Grocery_Existing_boiler or furnace with electrically or thermally activated shut off damper installed on either the exhaust flue or combustion air intake | HVAC - Shut Off Damper_Grocery_Existing | HVAC - Shut Off Damper_Commercial_Existing_boiler or furnace that incorporates no shut off damper on the combustion air intake or flue exhaust_boiler or furnace with electrically or thermally activated shut off damper installed on either the exhaust flue or combustion air intake | Commercial | Grocery | Existing | Space Heating | Natural Gas | HVAC - Shut Off Damper | NEQ | boiler or furnace that incorporates no shut off damper on the combustion air intake or flue exhaust | 15 | 15 | 15 | 5.2709 | 0 | 0 | 0 | 0.25 | Retro12Med | 3.879925052500492E-06 | TBD | A | WCM323 | 0.7 | 0.42 | BoilerCtrl | 0.0321 | 51876.56900373692 | 51876.569 | 40916.73048182063 | 40916.7305 | IL TRM v12 - 4.4.23 - Shut Off Damper for Space Heating Boilers or Furnaces - CI-HVC-SODP-V03-240101 | IL TRM v12 - 4.4.23 - Shut Off Damper for Space Heating Boilers or Furnaces - CI-HVC-SODP-V03-240101 | IL TRM v12 - 4.4.23 - Shut Off Damper for Space Heating Boilers or Furnaces - CI-HVC-SODP-V03-240101 | 0 | 0 | 2242.39 | boiler or furnace that incorporates no shut off damper on the combustion air intake or flue exhaust | boiler or furnace that incorporates no shut off damper on the combustion air intake or flue exhaust | boiler or furnace that incorporates no shut off damper on the combustion air intake or flue exhaust | boiler or furnace that incorporates no shut off damper on the combustion air intake or flue exhaust | boiler or furnace that incorporates no shut off damper on the combustion air intake or flue exhaust | boiler or furnace that incorporates no shut off damper on the combustion air intake or flue exhaust | boiler or furnace that incorporates no shut off damper on the combustion air intake or flue exhaust | boiler or furnace that incorporates no shut off damper on the combustion air intake or flue exhaust | boiler or furnace that incorporates no shut off damper on the combustion air intake or flue exhaust | boiler or furnace that incorporates no shut off damper on the combustion air intake or flue exhaust | boiler or furnace that incorporates no shut off damper on the combustion air intake or flue exhaust | boiler or furnace that incorporates no shut off damper on the combustion air intake or flue exhaust | boiler or furnace that incorporates no shut off damper on the combustion air intake or flue exhaust | boiler or furnace that incorporates no shut off damper on the combustion air intake or flue exhaust | boiler or furnace that incorporates no shut off damper on the combustion air intake or flue exhaust | boiler or furnace that incorporates no shut off damper on the combustion air intake or flue exhaust | boiler or furnace that incorporates no shut off damper on the combustion air intake or flue exhaust | boiler or furnace that incorporates no shut off damper on the combustion air intake or flue exhaust | boiler or furnace that incorporates no shut off damper on the combustion air intake or flue exhaust | boiler or furnace that incorporates no shut off damper on the combustion air intake or flue exhaust | boiler or furnace that incorporates no shut off damper on the combustion air intake or flue exhaust | boiler or furnace that incorporates no shut off damper on the combustion air intake or flue exhaust | boiler or furnace that incorporates no shut off damper on the combustion air intake or flue exhaust | boiler or furnace that incorporates no shut off damper on the combustion air intake or flue exhaust | boiler or furnace that incorporates no shut off damper on the combustion air intake or flue exhaust | boiler or furnace that incorporates no shut off damper on the combustion air intake or flue exhaust | boiler or furnace that incorporates no shut off damper on the combustion air intake or flue exhaust | boiler or furnace that incorporates no shut off damper on the combustion air intake or flue exhaust | 0 | 0 | 0 | 244.1407 | 238.866 | 233.1032 | 226.8718 | 220.1356 | 191.5789 | 147.7257 | 113.6089 | 87.2368 | 66.9436 | 51.3899 | 39.4906 | 30.3852 | 23.4122 | 18.0647 | 13.9504 | 0.092046 | 0.031882 | 0.0070092 | 0.0045541 | 0 | 0 | 0 | 0 | 0 | 0 | 0 | 0 | 244.1407 | 477.732 | 699.3096 | 907.4872 | 1100.6781 | 1255.9062 | 1358.256 | 1419.3229 | 1449.5538 | 1457.3895 | 1449.8628 | 1432.1775 | 1407.8308 | 1379.3534 | 1348.4429 | 1315.6093 | 1272.7459 | 1234.3949 | 1200.5937 | 1170.1107 | 1143.525 | 1118.9538 | 1096.2349 | 1075.2149 | 1055.7538 | 0 | 0 | 0 | 0.006443459390929385 | 0.0064434593909293856 | 0.006443459390929386 | 0.006443459390929385 | 0.006443459390929385 | 0.005799113451836448 | 0.004639290761469157 | 0.003711432609175325 | 0.0029691460873402594 | 0.0023753168698722083 | 0.0019002534958977668 | 0.001520202796718213 | 0.0012161622373745705 | 0.0009729297898996565 | 0.0007783438319197249 | 0.0006226750655357803 | 4.24712140736365E-06 | 1.5168290740589133E-06 | 3.428603267723507E-07 | 2.2857355118156716E-07 | 0 | 0 | 0 | 0 | 0 | 0 | 0 | 0 | 0.006443459390929385 | 0.012886918781858771 | 0.019330378172788158 | 0.025773837563717542 | 0.03221729695464693 | 0.038016410406483375 | 0.042655701167952524 | 0.04636713377712785 | 0.049336279864468105 | 0.051711596734340316 | 0.053611850230238074 | 0.05513205302695629 | 0.056348215264330856 | 0.05732114505423051 | 0.05809948888615024 | 0.058722163951686016 | 0.05872641107309338 | 0.05872792790216744 | 0.05872827076249421 | 0.058728499336045396 | 0.058728499336045396 | 0.058728499336045396 | 0.058728499336045396 | 0.058728499336045396 | 0.058728499336045396 | boiler or furnace with electrically or thermally activated shut off damper installed on either the exhaust flue or combustion air intake | boiler or furnace with electrically or thermally activated shut off damper installed on either the exhaust flue or combustion air intake | boiler or furnace with electrically or thermally activated shut off damper installed on either the exhaust flue or combustion air intake | boiler or furnace with electrically or thermally activated shut off damper installed on either the exhaust flue or combustion air intake | boiler or furnace with electrically or thermally activated shut off damper installed on either the exhaust flue or combustion air intake | boiler or furnace with electrically or thermally activated shut off damper installed on either the exhaust flue or combustion air intake | boiler or furnace with electrically or thermally activated shut off damper installed on either the exhaust flue or combustion air intake | boiler or furnace with electrically or thermally activated shut off damper installed on either the exhaust flue or combustion air intake | boiler or furnace with electrically or thermally activated shut off damper installed on either the exhaust flue or combustion air intake | boiler or furnace with electrically or thermally activated shut off damper installed on either the exhaust flue or combustion air intake | boiler or furnace with electrically or thermally activated shut off damper installed on either the exhaust flue or combustion air intake | boiler or furnace with electrically or thermally activated shut off damper installed on either the exhaust flue or combustion air intake | boiler or furnace with electrically or thermally activated shut off damper installed on either the exhaust flue or combustion air intake | boiler or furnace with electrically or thermally activated shut off damper installed on either the exhaust flue or combustion air intake | boiler or furnace with electrically or thermally activated shut off damper installed on either the exhaust flue or combustion air intake | boiler or furnace with electrically or thermally activated shut off damper installed on either the exhaust flue or combustion air intake | boiler or furnace with electrically or thermally activated shut off damper installed on either the exhaust flue or combustion air intake | boiler or furnace with electrically or thermally activated shut off damper installed on either the exhaust flue or combustion air intake | boiler or furnace with electrically or thermally activated shut off damper installed on either the exhaust flue or combustion air intake | boiler or furnace with electrically or thermally activated shut off damper installed on either the exhaust flue or combustion air intake | boiler or furnace with electrically or thermally activated shut off damper installed on either the exhaust flue or combustion air intake | boiler or furnace with electrically or thermally activated shut off damper installed on either the exhaust flue or combustion air intake | boiler or furnace with electrically or thermally activated shut off damper installed on either the exhaust flue or combustion air intake | boiler or furnace with electrically or thermally activated shut off damper installed on either the exhaust flue or combustion air intake | boiler or furnace with electrically or thermally activated shut off damper installed on either the exhaust flue or combustion air intake | boiler or furnace with electrically or thermally activated shut off damper installed on either the exhaust flue or combustion air intake | boiler or furnace with electrically or thermally activated shut off damper installed on either the exhaust flue or combustion air intake | boiler or furnace with electrically or thermally activated shut off damper installed on either the exhaust flue or combustion air intake | 2242.39 | 2242.39 | 2242.39 | 2242.39 | 2242.39 | 2242.39 | 2242.39 | 2242.39 | 2242.39 | 2242.39 | 2242.39 | 2242.39 | 2242.39 | 2242.39 | 2242.39 | 2242.39 | 2242.39 | 2242.39 | 2242.39 | 2242.39 | 2242.39 | 2242.39 | 2242.39 | 2242.39 | 2242.39 | 2242.39 | 2242.39 | 2242.39 | 5.2709 | 5.2709 | 5.2709 | 5.2709 | 5.2709 | 5.2709 | 5.2709 | 5.2709 | 5.2709 | 5.2709 | 5.2709 | 5.2709 | 5.2709 | 5.2709 | 5.2709 | 5.2709 | 5.2709 | 5.2709 | 5.2709 | 5.2709 | 5.2709 | 5.2709 | 5.2709 | 5.2709 | 5.2709 | 5.2709 | 5.2709 | 5.2709 | 0 | 0 | 0 | 0 | 0 | 0 | 0 | 0 | 0 | 0 | 0 | 0 | 0 | 0 | 0 | 0 | 0 | 0 | 0 | 0 | 0 | 0 | 0 | 0 | 0 | 0 | 0 | 0 | 0 | 0 | 0 | 0 | 0 | 0 | 0 | 0 | 0 | 0 | 0 | 0 | 0 | 0 | 0 | 0 | 0 | 0 | 0 | 0 | 0 | 0 | 0 | 0 | 0 | 0 | 0 | 0 | 0 | 0 | 0 | 0 | 0 | 0 | 0 | 0 | 0 | 0 | 0 | 0 | 0 | 0 | 0 | 0 | 0 | 0 | 0 | 0 | 0 | 0 | 0 | 0 | 0 | 0 | 0 | 0 | 0 | 0 | 0 | 0 | 0 | 0 | 0 | 0 | 0 | 0 | 0 | 0 | 0 | 0 | 0 | 0 | 0 | 0 | 0 | 0 | 0 | 0 | 0 | 0 | 0 | 0 | 0 | 0 | boiler or furnace with electrically or thermally activated shut off damper installed on either the exhaust flue or combustion air intake | boiler or furnace with electrically or thermally activated shut off damper installed on either the exhaust flue or combustion air intake | boiler or furnace with electrically or thermally activated shut off damper installed on either the exhaust flue or combustion air intake | boiler or furnace with electrically or thermally activated shut off damper installed on either the exhaust flue or combustion air intake | boiler or furnace with electrically or thermally activated shut off damper installed on either the exhaust flue or combustion air intake | boiler or furnace with electrically or thermally activated shut off damper installed on either the exhaust flue or combustion air intake | boiler or furnace with electrically or thermally activated shut off damper installed on either the exhaust flue or combustion air intake | boiler or furnace with electrically or thermally activated shut off damper installed on either the exhaust flue or combustion air intake | boiler or furnace with electrically or thermally activated shut off damper installed on either the exhaust flue or combustion air intake | boiler or furnace with electrically or thermally activated shut off damper installed on either the exhaust flue or combustion air intake | boiler or furnace with electrically or thermally activated shut off damper installed on either the exhaust flue or combustion air intake | boiler or furnace with electrically or thermally activated shut off damper installed on either the exhaust flue or combustion air intake | boiler or furnace with electrically or thermally activated shut off damper installed on either the exhaust flue or combustion air intake | boiler or furnace with electrically or thermally activated shut off damper installed on either the exhaust flue or combustion air intake | boiler or furnace with electrically or thermally activated shut off damper installed on either the exhaust flue or combustion air intake | boiler or furnace with electrically or thermally activated shut off damper installed on either the exhaust flue or combustion air intake | boiler or furnace with electrically or thermally activated shut off damper installed on either the exhaust flue or combustion air intake | boiler or furnace with electrically or thermally activated shut off damper installed on either the exhaust flue or combustion air intake | boiler or furnace with electrically or thermally activated shut off damper installed on either the exhaust flue or combustion air intake | boiler or furnace with electrically or thermally activated shut off damper installed on either the exhaust flue or combustion air intake | boiler or furnace with electrically or thermally activated shut off damper installed on either the exhaust flue or combustion air intake | boiler or furnace with electrically or thermally activated shut off damper installed on either the exhaust flue or combustion air intake | boiler or furnace with electrically or thermally activated shut off damper installed on either the exhaust flue or combustion air intake | boiler or furnace with electrically or thermally activated shut off damper installed on either the exhaust flue or combustion air intake | boiler or furnace with electrically or thermally activated shut off damper installed on either the exhaust flue or combustion air intake | boiler or furnace with electrically or thermally activated shut off damper installed on either the exhaust flue or combustion air intake | boiler or furnace with electrically or thermally activated shut off damper installed on either the exhaust flue or combustion air intake | boiler or furnace with electrically or thermally activated shut off damper installed on either the exhaust flue or combustion air intake | 2242.39 | 2242.39 | 2242.39 | 2242.39 | 2242.39 | 2242.39 | 2242.39 | 2242.39 | 2242.39 | 2242.39 | 2242.39 | 2242.39 | 2242.39 | 2242.39 | 2242.39 | 2242.39 | 2242.39 | 2242.39 | 2242.39 | 2242.39 | 2242.39 | 2242.39 | 2242.39 | 2242.39 | 2242.39 | 2242.39 | 2242.39 | 2242.39 | 5.2709 | 5.2709 | 5.2709 | 5.2709 | 5.2709 | 5.2709 | 5.2709 | 5.2709 | 5.2709 | 5.2709 | 5.2709 | 5.2709 | 5.2709 | 5.2709 | 5.2709 | 5.2709 | 5.2709 | 5.2709 | 5.2709 | 5.2709 | 5.2709 | 5.2709 | 5.2709 | 5.2709 | 5.2709 | 5.2709 | 5.2709 | 5.2709 | 0 | 0 | 0 | 0 | 0 | 0 | 0 | 0 | 0 | 0 | 0 | 0 | 0 | 0 | 0 | 0 | 0 | 0 | 0 | 0 | 0 | 0 | 0 | 0 | 0 | 0 | 0 | 0 | 0 | 0 | 0 | 0 | 0 | 0 | 0 | 0 | 0 | 0 | 0 | 0 | 0 | 0 | 0 | 0 | 0 | 0 | 0 | 0 | 0 | 0 | 0 | 0 | 0 | 0 | 0 | 0 | 0 | 0 | 0 | 0 | 0 | 0 | 0 | 0 | 0 | 0 | 0 | 0 | 0 | 0 | 0 | 0 | 0 | 0 | 0 | 0 | 0 | 0 | 0 | 0 | 0 | 0 | 0 | 0 | 0 | 0
Water Heater - Drainwater Heat Recovery_Healthcare_Existing_DWHR unit retrofitted to the main drain which includes outlets from showers, sinks and other fixtures too. | Water Heater - Drainwater Heat Recovery_Healthcare_Existing | Water Heater - Drainwater Heat Recovery_Commercial_Existing_Storage type water heater without DWHR devices_DWHR unit retrofitted to the main drain which includes outlets from showers, sinks and other fixtures too. | Commercial | Healthcare | Existing | Water Heating | Natural Gas | Water Heater - Drainwater Heat Recovery | NEQ | Storage type water heater without DWHR devices | 30 | 30 | 30 | 2.7164 | 0 | 0 | 0 | 0.25 | Retro1Slow | 0.012666666666666666 | TBD | A | WCM533 | 0.7 | 0.42 | showerhead | 0.0321 | 49126.35039820611 | 49126.3504 | 38747.543976049914 | 38747.544 | IL TRM v12 - 5.4.11 - Drain Water Heat Recovery - RS-DHW-DWHR-V04-240101 | IL TRM v12 - 5.4.11 - Drain Water Heat Recovery - RS-DHW-DWHR-V04-240101 ¦ Cost adjusted for retrofit applications to account for expected increase in cost. | IL TRM v12 - 5.4.11 - Drain Water Heat Recovery - RS-DHW-DWHR-V04-240101 ¦ AEG adjusted with Regional Technical Forum research | 0 | 0 | 1972.9922 | Storage type water heater without DWHR devices | Storage type water heater without DWHR devices | Storage type water heater without DWHR devices | Storage type water heater without DWHR devices | Storage type water heater without DWHR devices | Storage type water heater without DWHR devices | Storage type water heater without DWHR devices | Storage type water heater without DWHR devices | Storage type water heater without DWHR devices | Storage type water heater without DWHR devices | Storage type water heater without DWHR devices | Storage type water heater without DWHR devices | Storage type water heater without DWHR devices | Storage type water heater without DWHR devices | Storage type water heater without DWHR devices | Storage type water heater without DWHR devices | Storage type water heater without DWHR devices | Storage type water heater without DWHR devices | Storage type water heater without DWHR devices | Storage type water heater without DWHR devices | Storage type water heater without DWHR devices | Storage type water heater without DWHR devices | Storage type water heater without DWHR devices | Storage type water heater without DWHR devices | Storage type water heater without DWHR devices | Storage type water heater without DWHR devices | Storage type water heater without DWHR devices | Storage type water heater without DWHR devices | 0 | 0 | 0 | 1.3196 | 2.6066 | 4.566 | 7.3152 | 10.9163 | 15.3415 | 20.4357 | 25.9464 | 31.4107 | 36.3024 | 39.9604 | 41.7544 | 41.1538 | 38.1329 | 33.127 | 27.123 | 20.5779 | 14.1627 | 7.4462 | 4.9507 | 1.1351e-16 | 1.1344e-16 | 1.1338e-16 | 1.1334e-16 | 1.1331e-16 | 0 | 0 | 0 | 1.3196 | 3.9107 | 8.4241 | 15.6122 | 26.2654 | 41.1147 | 60.6974 | 85.3936 | 114.9934 | 149.0038 | 186.1525 | 224.597 | 261.5996 | 295.2722 | 324.8728 | 348.7628 | 366.5966 | 378.6086 | 384.6078 | 388.5171 | 388.2251 | 387.9915 | 387.8046 | 387.6551 | 387.5355 | 0 | 0 | 0 | 3.918390558114519E-05 | 7.832605711014224E-05 | 0.00013907146134418296 | 0.00022621879317430443 | 0.00034336853154410776 | 0.0004917771073569244 | 0.0006689519186931398 | 0.0008672032950075869 | 0.001072581015146763 | 0.001264827810032305 | 0.0014190546045721474 | 0.001509606922343942 | 0.0015159093317798531 | 0.0014290001980992839 | 0.0012564107793002516 | 0.001039037832161098 | 0.0007945583422408394 | 0.0005500788523205814 | 0.0002903193942803068 | 0.0001935462628535378 | 4.4408920985006265E-21 | 4.4408920985006265E-21 | 4.4408920985006265E-21 | 4.4408920985006265E-21 | 4.4408920985006265E-21 | 0 | 0 | 0 | 3.918390558114519E-05 | 0.00011750996269128742 | 0.0002565814240354704 | 0.00048280021720977477 | 0.0008261687487538825 | 0.001317945856110807 | 0.0019868977748039468 | 0.002854101069811534 | 0.003926682084958297 | 0.005191509894990602 | 0.00661056449956275 | 0.008120171421906693 | 0.009636080753686545 | 0.011065080951785829 | 0.012321491731086081 | 0.01336052956324718 | 0.014155087905488018 | 0.014705166757808598 | 0.014995486152088905 | 0.015189032414942443 | 0.015189032414942443 | 0.015189032414942443 | 0.015189032414942443 | 0.015189032414942443 | 0.015189032414942443 | DWHR unit retrofitted to the main drain which includes outlets from showers, sinks and other fixtures too. | DWHR unit retrofitted to the main drain which includes outlets from showers, sinks and other fixtures too. | DWHR unit retrofitted to the main drain which includes outlets from showers, sinks and other fixtures too. | DWHR unit retrofitted to the main drain which includes outlets from showers, sinks and other fixtures too. | DWHR unit retrofitted to the main drain which includes outlets from showers, sinks and other fixtures too. | DWHR unit retrofitted to the main drain which includes outlets from showers, sinks and other fixtures too. | DWHR unit retrofitted to the main drain which includes outlets from showers, sinks and other fixtures too. | DWHR unit retrofitted to the main drain which includes outlets from showers, sinks and other fixtures too. | DWHR unit retrofitted to the main drain which includes outlets from showers, sinks and other fixtures too. | DWHR unit retrofitted to the main drain which includes outlets from showers, sinks and other fixtures too. | DWHR unit retrofitted to the main drain which includes outlets from showers, sinks and other fixtures too. | DWHR unit retrofitted to the main drain which includes outlets from showers, sinks and other fixtures too. | DWHR unit retrofitted to the main drain which includes outlets from showers, sinks and other fixtures too. | DWHR unit retrofitted to the main drain which includes outlets from showers, sinks and other fixtures too. | DWHR unit retrofitted to the main drain which includes outlets from showers, sinks and other fixtures too. | DWHR unit retrofitted to the main drain which includes outlets from showers, sinks and other fixtures too. | DWHR unit retrofitted to the main drain which includes outlets from showers, sinks and other fixtures too. | DWHR unit retrofitted to the main drain which includes outlets from showers, sinks and other fixtures too. | DWHR unit retrofitted to the main drain which includes outlets from showers, sinks and other fixtures too. | DWHR unit retrofitted to the main drain which includes outlets from showers, sinks and other fixtures too. | DWHR unit retrofitted to the main drain which includes outlets from showers, sinks and other fixtures too. | DWHR unit retrofitted to the main drain which includes outlets from showers, sinks and other fixtures too. | DWHR unit retrofitted to the main drain which includes outlets from showers, sinks and other fixtures too. | DWHR unit retrofitted to the main drain which includes outlets from showers, sinks and other fixtures too. | DWHR unit retrofitted to the main drain which includes outlets from showers, sinks and other fixtures too. | DWHR unit retrofitted to the main drain which includes outlets from showers, sinks and other fixtures too. | DWHR unit retrofitted to the main drain which includes outlets from showers, sinks and other fixtures too. | DWHR unit retrofitted to the main drain which includes outlets from showers, sinks and other fixtures too. | 1972.9922 | 1972.9922 | 1972.9922 | 1972.9922 | 1972.9922 | 1972.9922 | 1972.9922 | 1972.9922 | 1972.9922 | 1972.9922 | 1972.9922 | 1972.9922 | 1972.9922 | 1972.9922 | 1972.9922 | 1972.9922 | 1972.9922 | 1972.9922 | 1972.9922 | 1972.9922 | 1972.9922 | 1972.9922 | 1972.9922 | 1972.9922 | 1972.9922 | 1972.9922 | 1972.9922 | 1972.9922 | 2.7164 | 2.7164 | 2.7164 | 2.7164 | 2.7164 | 2.7164 | 2.7164 | 2.7164 | 2.7164 | 2.7164 | 2.7164 | 2.7164 | 2.7164 | 2.7164 | 2.7164 | 2.7164 | 2.7164 | 2.7164 | 2.7164 | 2.7164 | 2.7164 | 2.7164 | 2.7164 | 2.7164 | 2.7164 | 2.7164 | 2.7164 | 2.7164 | 0 | 0 | 0 | 0 | 0 | 0 | 0 | 0 | 0 | 0 | 0 | 0 | 0 | 0 | 0 | 0 | 0 | 0 | 0 | 0 | 0 | 0 | 0 | 0 | 0 | 0 | 0 | 0 | 0 | 0 | 0 | 0 | 0 | 0 | 0 | 0 | 0 | 0 | 0 | 0 | 0 | 0 | 0 | 0 | 0 | 0 | 0 | 0 | 0 | 0 | 0 | 0 | 0 | 0 | 0 | 0 | 0 | 0 | 0 | 0 | 0 | 0 | 0 | 0 | 0 | 0 | 0 | 0 | 0 | 0 | 0 | 0 | 0 | 0 | 0 | 0 | 0 | 0 | 0 | 0 | 0 | 0 | 0 | 0 | 0 | 0 | 0 | 0 | 0 | 0 | 0 | 0 | 0 | 0 | 0 | 0 | 0 | 0 | 0 | 0 | 0 | 0 | 0 | 0 | 0 | 0 | 0 | 0 | 0 | 0 | 0 | 0 | DWHR unit retrofitted to the main drain which includes outlets from showers, sinks and other fixtures too. | DWHR unit retrofitted to the main drain which includes outlets from showers, sinks and other fixtures too. | DWHR unit retrofitted to the main drain which includes outlets from showers, sinks and other fixtures too. | DWHR unit retrofitted to the main drain which includes outlets from showers, sinks and other fixtures too. | DWHR unit retrofitted to the main drain which includes outlets from showers, sinks and other fixtures too. | DWHR unit retrofitted to the main drain which includes outlets from showers, sinks and other fixtures too. | DWHR unit retrofitted to the main drain which includes outlets from showers, sinks and other fixtures too. | DWHR unit retrofitted to the main drain which includes outlets from showers, sinks and other fixtures too. | DWHR unit retrofitted to the main drain which includes outlets from showers, sinks and other fixtures too. | DWHR unit retrofitted to the main drain which includes outlets from showers, sinks and other fixtures too. | DWHR unit retrofitted to the main drain which includes outlets from showers, sinks and other fixtures too. | DWHR unit retrofitted to the main drain which includes outlets from showers, sinks and other fixtures too. | DWHR unit retrofitted to the main drain which includes outlets from showers, sinks and other fixtures too. | DWHR unit retrofitted to the main drain which includes outlets from showers, sinks and other fixtures too. | DWHR unit retrofitted to the main drain which includes outlets from showers, sinks and other fixtures too. | DWHR unit retrofitted to the main drain which includes outlets from showers, sinks and other fixtures too. | DWHR unit retrofitted to the main drain which includes outlets from showers, sinks and other fixtures too. | DWHR unit retrofitted to the main drain which includes outlets from showers, sinks and other fixtures too. | DWHR unit retrofitted to the main drain which includes outlets from showers, sinks and other fixtures too. | DWHR unit retrofitted to the main drain which includes outlets from showers, sinks and other fixtures too. | DWHR unit retrofitted to the main drain which includes outlets from showers, sinks and other fixtures too. | DWHR unit retrofitted to the main drain which includes outlets from showers, sinks and other fixtures too. | DWHR unit retrofitted to the main drain which includes outlets from showers, sinks and other fixtures too. | DWHR unit retrofitted to the main drain which includes outlets from showers, sinks and other fixtures too. | DWHR unit retrofitted to the main drain which includes outlets from showers, sinks and other fixtures too. | DWHR unit retrofitted to the main drain which includes outlets from showers, sinks and other fixtures too. | DWHR unit retrofitted to the main drain which includes outlets from showers, sinks and other fixtures too. | DWHR unit retrofitted to the main drain which includes outlets from showers, sinks and other fixtures too. | 1972.9922 | 1972.9922 | 1972.9922 | 1972.9922 | 1972.9922 | 1972.9922 | 1972.9922 | 1972.9922 | 1972.9922 | 1972.9922 | 1972.9922 | 1972.9922 | 1972.9922 | 1972.9922 | 1972.9922 | 1972.9922 | 1972.9922 | 1972.9922 | 1972.9922 | 1972.9922 | 1972.9922 | 1972.9922 | 1972.9922 | 1972.9922 | 1972.9922 | 1972.9922 | 1972.9922 | 1972.9922 | 2.7164 | 2.7164 | 2.7164 | 2.7164 | 2.7164 | 2.7164 | 2.7164 | 2.7164 | 2.7164 | 2.7164 | 2.7164 | 2.7164 | 2.7164 | 2.7164 | 2.7164 | 2.7164 | 2.7164 | 2.7164 | 2.7164 | 2.7164 | 2.7164 | 2.7164 | 2.7164 | 2.7164 | 2.7164 | 2.7164 | 2.7164 | 2.7164 | 0 | 0 | 0 | 0 | 0 | 0 | 0 | 0 | 0 | 0 | 0 | 0 | 0 | 0 | 0 | 0 | 0 | 0 | 0 | 0 | 0 | 0 | 0 | 0 | 0 | 0 | 0 | 0 | 0 | 0 | 0 | 0 | 0 | 0 | 0 | 0 | 0 | 0 | 0 | 0 | 0 | 0 | 0 | 0 | 0 | 0 | 0 | 0 | 0 | 0 | 0 | 0 | 0 | 0 | 0 | 0 | 0 | 0 | 0 | 0 | 0 | 0 | 0 | 0 | 0 | 0 | 0 | 0 | 0 | 0 | 0 | 0 | 0 | 0 | 0 | 0 | 0 | 0 | 0 | 0 | 0 | 0 | 0 | 0 | 0 | 0
Connected Thermostat - ENERGY STAR (1.0)_Office_Existing_Thermostat with capability to establish a schedule | Connected Thermostat - ENERGY STAR (1.0)_Office_Existing | Connected Thermostat - ENERGY STAR (1.0)_Commercial_Existing_Manual or programmable thermostat_Thermostat with capability to establish a schedule | Commercial | Office | Existing | Space Heating | Natural Gas | Connected Thermostat - ENERGY STAR (1.0) | NEQ | Manual or programmable thermostat | 5 | 5 | 5 | 0.57648 | 0 | 0 | 0.044199 | 0.95044 | Retro5Med | 8.35569166605469E-06 | TBD | A | WCM30 | 0.7 | 0.42 | tonCool | 0.0321 | 56239.994097869996 | 56239.9941 | 44358.3052039538 | 44358.3052 | RTF Wkbk - ComConnectedThermostats_v2_1 | RTF Wkbk - ComConnectedThermostats_v2_1 | AEG BEST | 0 | 0 | 102.1619 | Manual or programmable thermostat | Manual or programmable thermostat | Manual or programmable thermostat | Manual or programmable thermostat | Manual or programmable thermostat | Manual or programmable thermostat | Manual or programmable thermostat | Manual or programmable thermostat | Manual or programmable thermostat | Manual or programmable thermostat | Manual or programmable thermostat | Manual or programmable thermostat | Manual or programmable thermostat | Manual or programmable thermostat | Manual or programmable thermostat | Manual or programmable thermostat | Manual or programmable thermostat | Manual or programmable thermostat | Manual or programmable thermostat | Manual or programmable thermostat | Manual or programmable thermostat | Manual or programmable thermostat | Manual or programmable thermostat | Manual or programmable thermostat | Manual or programmable thermostat | Manual or programmable thermostat | Manual or programmable thermostat | Manual or programmable thermostat | 0 | 0 | 0 | 4196.0371 | 5046.5147 | 6026.1399 | 6795.5289 | 7489.0465 | 8404.8668 | 8794.8956 | 8522.929 | 7588.1156 | 6148.0632 | 4482.8958 | 2800.0326 | 1539.0155 | 704.3955 | 284.7092 | 99.4163 | 29.9901 | 6.3471 | 0.57074 | 0.37285 | 0 | 0 | 0 | 0 | 0 | 0 | 0 | 0 | 4196.0371 | 9156.5881 | 14961.3297 | 21329.3887 | 28097.1566 | 35376.5169 | 42539.3293 | 48876.3556 | 53764.2776 | 56824.9022 | 58026.3766 | 57563.2821 | 56028.7433 | 53964.8545 | 51840.402 | 49879.6586 | 48202.101 | 46812.1797 | 45729.3053 | 44811.4604 | 44152.4617 | 43540.1657 | 42970.8685 | 42441.1623 | 41947.9112 | 0 | 0 | 0 | 21.365331593534012 | 26.233219814166066 | 32.10178409956051 | 37.265113244536074 | 42.505580646160276 | 49.69413306852897 | 54.515235701611715 | 55.69116405906605 | 52.48223857887042 | 45.11292945825319 | 34.91028949450535 | 23.104370211612366 | 13.415440768032987 | 6.4592862957195845 | 2.7327749712659775 | 0.9937363531876289 | 0.31039852835766024 | 0.06765278532493085 | 0.006227515923439089 | 0.004151677282292726 | 0 | 0 | 0 | 0 | 0 | 0 | 0 | 0 | 21.365331593534012 | 47.59855140770008 | 79.70033550726059 | 116.96544875179667 | 159.47102939795695 | 209.16516246648592 | 263.68039816809767 | 319.3715622271637 | 371.85380080603414 | 416.9667302642873 | 451.8770197587927 | 474.9813899704051 | 488.39683073843804 | 494.8561170341576 | 497.58889200542353 | 498.58262835861115 | 498.89302688696887 | 498.9606796722938 | 498.96690718821725 | 498.9710588654996 | 498.9710588654996 | 498.9710588654996 | 498.9710588654996 | 498.9710588654996 | 498.9710588654996 | Thermostat with capability to establish a schedule | Thermostat with capability to establish a schedule | Thermostat with capability to establish a schedule | Thermostat with capability to establish a schedule | Thermostat with capability to establish a schedule | Thermostat with capability to establish a schedule | Thermostat with capability to establish a schedule | Thermostat with capability to establish a schedule | Thermostat with capability to establish a schedule | Thermostat with capability to establish a schedule | Thermostat with capability to establish a schedule | Thermostat with capability to establish a schedule | Thermostat with capability to establish a schedule | Thermostat with capability to establish a schedule | Thermostat with capability to establish a schedule | Thermostat with capability to establish a schedule | Thermostat with capability to establish a schedule | Thermostat with capability to establish a schedule | Thermostat with capability to establish a schedule | Thermostat with capability to establish a schedule | Thermostat with capability to establish a schedule | Thermostat with capability to establish a schedule | Thermostat with capability to establish a schedule | Thermostat with capability to establish a schedule | Thermostat with capability to establish a schedule | Thermostat with capability to establish a schedule | Thermostat with capability to establish a schedule | Thermostat with capability to establish a schedule | 102.1619 | 102.1619 | 102.1619 | 102.1619 | 102.1619 | 102.1619 | 102.1619 | 102.1619 | 102.1619 | 102.1619 | 102.1619 | 102.1619 | 102.1619 | 102.1619 | 102.1619 | 102.1619 | 102.1619 | 102.1619 | 102.1619 | 102.1619 | 102.1619 | 102.1619 | 102.1619 | 102.1619 | 102.1619 | 102.1619 | 102.1619 | 102.1619 | 0.5765 | 0.5765 | 0.5765 | 0.5765 | 0.5765 | 0.5765 | 0.5765 | 0.5765 | 0.5765 | 0.5765 | 0.5765 | 0.5765 | 0.5765 | 0.5765 | 0.5765 | 0.5765 | 0.5765 | 0.5765 | 0.5765 | 0.5765 | 0.5765 | 0.5765 | 0.5765 | 0.5765 | 0.5765 | 0.5765 | 0.5765 | 0.5765 | 0 | 0 | 0 | 0 | 0 | 0 | 0 | 0 | 0 | 0 | 0 | 0 | 0 | 0 | 0 | 0 | 0 | 0 | 0 | 0 | 0 | 0 | 0 | 0 | 0 | 0 | 0 | 0 | 0 | 0 | 0 | 0 | 0 | 0 | 0 | 0 | 0 | 0 | 0 | 0 | 0 | 0 | 0 | 0 | 0 | 0 | 0 | 0 | 0 | 0 | 0 | 0 | 0 | 0 | 0 | 0 | 0 | 0 | 0 | 0 | 0 | 0 | 0 | 0 | 0 | 0 | 0 | 0 | 0 | 0 | 0 | 0 | 0 | 0 | 0 | 0 | 0 | 0 | 0 | 0 | 0 | 0 | 0 | 0 | 0 | 0 | 0 | 0 | 0 | 0 | 0 | 0 | 0 | 0 | 0 | 0 | 0 | 0 | 0 | 0 | 0 | 0 | 0 | 0 | 0 | 0 | 0 | 0 | 0 | 0 | 0 | 0 | Thermostat with capability to establish a schedule | Thermostat with capability to establish a schedule | Thermostat with capability to establish a schedule | Thermostat with capability to establish a schedule | Thermostat with capability to establish a schedule | Thermostat with capability to establish a schedule | Thermostat with capability to establish a schedule | Thermostat with capability to establish a schedule | Thermostat with capability to establish a schedule | Thermostat with capability to establish a schedule | Thermostat with capability to establish a schedule | Thermostat with capability to establish a schedule | Thermostat with capability to establish a schedule | Thermostat with capability to establish a schedule | Thermostat with capability to establish a schedule | Thermostat with capability to establish a schedule | Thermostat with capability to establish a schedule | Thermostat with capability to establish a schedule | Thermostat with capability to establish a schedule | Thermostat with capability to establish a schedule | Thermostat with capability to establish a schedule | Thermostat with capability to establish a schedule | Thermostat with capability to establish a schedule | Thermostat with capability to establish a schedule | Thermostat with capability to establish a schedule | Thermostat with capability to establish a schedule | Thermostat with capability to establish a schedule | Thermostat with capability to establish a schedule | 102.1619 | 102.1619 | 102.1619 | 102.1619 | 102.1619 | 102.1619 | 102.1619 | 102.1619 | 102.1619 | 102.1619 | 102.1619 | 102.1619 | 102.1619 | 102.1619 | 102.1619 | 102.1619 | 102.1619 | 102.1619 | 102.1619 | 102.1619 | 102.1619 | 102.1619 | 102.1619 | 102.1619 | 102.1619 | 102.1619 | 102.1619 | 102.1619 | 0.5765 | 0.5765 | 0.5765 | 0.5765 | 0.5765 | 0.5765 | 0.5765 | 0.5765 | 0.5765 | 0.5765 | 0.5765 | 0.5765 | 0.5765 | 0.5765 | 0.5765 | 0.5765 | 0.5765 | 0.5765 | 0.5765 | 0.5765 | 0.5765 | 0.5765 | 0.5765 | 0.5765 | 0.5765 | 0.5765 | 0.5765 | 0.5765 | 0 | 0 | 0 | 0 | 0 | 0 | 0 | 0 | 0 | 0 | 0 | 0 | 0 | 0 | 0 | 0 | 0 | 0 | 0 | 0 | 0 | 0 | 0 | 0 | 0 | 0 | 0 | 0 | 0 | 0 | 0 | 0 | 0 | 0 | 0 | 0 | 0 | 0 | 0 | 0 | 0 | 0 | 0 | 0 | 0 | 0 | 0 | 0 | 0 | 0 | 0 | 0 | 0 | 0 | 0 | 0 | 0 | 0 | 0 | 0 | 0 | 0 | 0 | 0 | 0 | 0 | 0 | 0 | 0 | 0 | 0 | 0 | 0 | 0 | 0 | 0 | 0 | 0 | 0 | 0 | 0 | 0 | 0 | 0 | 0 | 0
Industrial Air Curtains_Restaurant_Existing_Air curtains installed | Industrial Air Curtains_Restaurant_Existing | Industrial Air Curtains_Commercial_Existing_No air curtain or other barriers to air on overhead door_Air curtains installed | Commercial | Restaurant | Existing | Space Heating | Natural Gas | Industrial Air Curtains | NEQ | No air curtain or other barriers to air on overhead door | 15 | 15 | 15 | 11.8892 | 0 | 0 | 0.01 | 0.5 | Retro1Slow | 0.012666666666666666 | TBD | A | WCM109 | 0.7 | 0.42 | perbldg | 0.0321 | 55796.39430472947 | 55796.3943 | 44008.42367696971 | 44008.4237 | IL TRM v13 - 4.4.33 - Industrial Air Curtain - CI-HVC-AIRC-V07-250101 | IL TRM v13 - 4.4.33 - Industrial Air Curtain - CI-HVC-AIRC-V07-250101 | IL TRM v13 - 4.4.33 - Industrial Air Curtain - CI-HVC-AIRC-V07-250101 | 0 | 0 | 5536.2537 | No air curtain or other barriers to air on overhead door | No air curtain or other barriers to air on overhead door | No air curtain or other barriers to air on overhead door | No air curtain or other barriers to air on overhead door | No air curtain or other barriers to air on overhead door | No air curtain or other barriers to air on overhead door | No air curtain or other barriers to air on overhead door | No air curtain or other barriers to air on overhead door | No air curtain or other barriers to air on overhead door | No air curtain or other barriers to air on overhead door | No air curtain or other barriers to air on overhead door | No air curtain or other barriers to air on overhead door | No air curtain or other barriers to air on overhead door | No air curtain or other barriers to air on overhead door | No air curtain or other barriers to air on overhead door | No air curtain or other barriers to air on overhead door | No air curtain or other barriers to air on overhead door | No air curtain or other barriers to air on overhead door | No air curtain or other barriers to air on overhead door | No air curtain or other barriers to air on overhead door | No air curtain or other barriers to air on overhead door | No air curtain or other barriers to air on overhead door | No air curtain or other barriers to air on overhead door | No air curtain or other barriers to air on overhead door | No air curtain or other barriers to air on overhead door | No air curtain or other barriers to air on overhead door | No air curtain or other barriers to air on overhead door | No air curtain or other barriers to air on overhead door | 0 | 0 | 0 | 29.7537 | 58.1466 | 100.6288 | 159.0058 | 233.5553 | 322.2912 | 420.712 | 521.7191 | 616.075 | 693.1773 | 742.4953 | 755.3154 | 726.6569 | 657.5373 | 555.8971 | 442.5928 | 326.5952 | 218.6392 | 111.9213 | 72.5144 | 3.8554e-17 | 3.7618e-17 | 3.6752e-17 | 3.5953e-17 | 3.5214e-17 | 0 | 0 | 0 | 29.7537 | 87.2355 | 185.6561 | 339.353 | 561.9504 | 863.7294 | 1249.5841 | 1717.0587 | 2255.4294 | 2845.1595 | 3458.8614 | 4062.8397 | 4619.0919 | 5091.4641 | 5451.6263 | 5691.1059 | 5818.3069 | 5844.8443 | 5780.9216 | 5690.7546 | 5544.8995 | 5410.1892 | 5285.7491 | 5170.774 | 5064.5222 | 0 | 0 | 0 | 0.0005721055043919021 | 0.0011436013777960225 | 0.002030516033529791 | 0.003302912633450932 | 0.005013360052242333 | 0.007180202837876517 | 0.009767047699349947 | 0.012661621427022011 | 0.015660243499744157 | 0.018467147199732734 | 0.020718939020184134 | 0.02204105019476845 | 0.02213306866704017 | 0.020864149884617662 | 0.01834425415114493 | 0.01517049549386498 | 0.011600967142367335 | 0.008031438790869695 | 0.004238814917403449 | 0.0028258766116023002 | 1.5419764230904953E-21 | 1.5419764230904953E-21 | 1.5419764230904953E-21 | 1.5419764230904953E-21 | 1.5419764230904953E-21 | 0 | 0 | 0 | 0.0005721055043919021 | 0.0017157068821879245 | 0.0037462229157177156 | 0.007049135549168647 | 0.01206249560141098 | 0.019242698439287494 | 0.029009746138637445 | 0.04167136756565946 | 0.05733161106540361 | 0.07579875826513635 | 0.09651769728532049 | 0.11855874748008895 | 0.1406918161471291 | 0.16155596603174677 | 0.1799002201828917 | 0.19507071567675668 | 0.20667168281912401 | 0.2147031216099937 | 0.21894193652739713 | 0.22176781313899943 | 0.22176781313899943 | 0.22176781313899943 | 0.22176781313899943 | 0.22176781313899943 | 0.22176781313899943 | Air curtains installed | Air curtains installed | Air curtains installed | Air curtains installed | Air curtains installed | Air curtains installed | Air curtains installed | Air curtains installed | Air curtains installed | Air curtains installed | Air curtains installed | Air curtains installed | Air curtains installed | Air curtains installed | Air curtains installed | Air curtains installed | Air curtains installed | Air curtains installed | Air curtains installed | Air curtains installed | Air curtains installed | Air curtains installed | Air curtains installed | Air curtains installed | Air curtains installed | Air curtains installed | Air curtains installed | Air curtains installed | 5536.2537 | 5536.2537 | 5536.2537 | 5536.2537 | 5536.2537 | 5536.2537 | 5536.2537 | 5536.2537 | 5536.2537 | 5536.2537 | 5536.2537 | 5536.2537 | 5536.2537 | 5536.2537 | 5536.2537 | 5536.2537 | 5536.2537 | 5536.2537 | 5536.2537 | 5536.2537 | 5536.2537 | 5536.2537 | 5536.2537 | 5536.2537 | 5536.2537 | 5536.2537 | 5536.2537 | 5536.2537 | 11.8892 | 11.8892 | 11.8892 | 11.8892 | 11.8892 | 11.8892 | 11.8892 | 11.8892 | 11.8892 | 11.8892 | 11.8892 | 11.8892 | 11.8892 | 11.8892 | 11.8892 | 11.8892 | 11.8892 | 11.8892 | 11.8892 | 11.8892 | 11.8892 | 11.8892 | 11.8892 | 11.8892 | 11.8892 | 11.8892 | 11.8892 | 11.8892 | 0 | 0 | 0 | 0 | 0 | 0 | 0 | 0 | 0 | 0 | 0 | 0 | 0 | 0 | 0 | 0 | 0 | 0 | 0 | 0 | 0 | 0 | 0 | 0 | 0 | 0 | 0 | 0 | 0 | 0 | 0 | 0 | 0 | 0 | 0 | 0 | 0 | 0 | 0 | 0 | 0 | 0 | 0 | 0 | 0 | 0 | 0 | 0 | 0 | 0 | 0 | 0 | 0 | 0 | 0 | 0 | 0 | 0 | 0 | 0 | 0 | 0 | 0 | 0 | 0 | 0 | 0 | 0 | 0 | 0 | 0 | 0 | 0 | 0 | 0 | 0 | 0 | 0 | 0 | 0 | 0 | 0 | 0 | 0 | 0 | 0 | 0 | 0 | 0 | 0 | 0 | 0 | 0 | 0 | 0 | 0 | 0 | 0 | 0 | 0 | 0 | 0 | 0 | 0 | 0 | 0 | 0 | 0 | 0 | 0 | 0 | 0 | Air curtains installed | Air curtains installed | Air curtains installed | Air curtains installed | Air curtains installed | Air curtains installed | Air curtains installed | Air curtains installed | Air curtains installed | Air curtains installed | Air curtains installed | Air curtains installed | Air curtains installed | Air curtains installed | Air curtains installed | Air curtains installed | Air curtains installed | Air curtains installed | Air curtains installed | Air curtains installed | Air curtains installed | Air curtains installed | Air curtains installed | Air curtains installed | Air curtains installed | Air curtains installed | Air curtains installed | Air curtains installed | 5536.2537 | 5536.2537 | 5536.2537 | 5536.2537 | 5536.2537 | 5536.2537 | 5536.2537 | 5536.2537 | 5536.2537 | 5536.2537 | 5536.2537 | 5536.2537 | 5536.2537 | 5536.2537 | 5536.2537 | 5536.2537 | 5536.2537 | 5536.2537 | 5536.2537 | 5536.2537 | 5536.2537 | 5536.2537 | 5536.2537 | 5536.2537 | 5536.2537 | 5536.2537 | 5536.2537 | 5536.2537 | 11.8892 | 11.8892 | 11.8892 | 11.8892 | 11.8892 | 11.8892 | 11.8892 | 11.8892 | 11.8892 | 11.8892 | 11.8892 | 11.8892 | 11.8892 | 11.8892 | 11.8892 | 11.8892 | 11.8892 | 11.8892 | 11.8892 | 11.8892 | 11.8892 | 11.8892 | 11.8892 | 11.8892 | 11.8892 | 11.8892 | 11.8892 | 11.8892 | 0 | 0 | 0 | 0 | 0 | 0 | 0 | 0 | 0 | 0 | 0 | 0 | 0 | 0 | 0 | 0 | 0 | 0 | 0 | 0 | 0 | 0 | 0 | 0 | 0 | 0 | 0 | 0 | 0 | 0 | 0 | 0 | 0 | 0 | 0 | 0 | 0 | 0 | 0 | 0 | 0 | 0 | 0 | 0 | 0 | 0 | 0 | 0 | 0 | 0 | 0 | 0 | 0 | 0 | 0 | 0 | 0 | 0 | 0 | 0 | 0 | 0 | 0 | 0 | 0 | 0 | 0 | 0 | 0 | 0 | 0 | 0 | 0 | 0 | 0 | 0 | 0 | 0 | 0 | 0 | 0 | 0 | 0 | 0 | 0 | 0
Infiltration Control - Loading Dock Sealing_Grocery_Existing_Dock doors with compression seals or shelters to form tight seal | Infiltration Control - Loading Dock Sealing_Grocery_Existing | Infiltration Control - Loading Dock Sealing_Commercial_Existing_Dock doors with no seals or shelters installed_Dock doors with compression seals or shelters to form tight seal | Commercial | Grocery | Existing | Space Heating | Natural Gas | Infiltration Control - Loading Dock Sealing | NEQ | Dock doors with no seals or shelters installed | 15 | 15 | 15 | 9.538 | 0 | 0 | 0.1 | 0.2 | RetroEven20 | 0.03333333333333333 | TBD | A | WCM310 | 0.7 | 0.42 | perbldg | 0.0321 | 60758.40321328761 | 60758.4032 | 47922.120844283156 | 47922.1208 | IL TRM v13 - 4.8.6 - Dock Door Seals and Shelter - CI-MSC-DDSS-V01-230101 | IL TRM v13 - 4.8.6 - Dock Door Seals and Shelter - CI-MSC-DDSS-V01-230101 | IL TRM v13 - 4.8.6 - Dock Door Seals and Shelter - CI-MSC-DDSS-V01-230101 | 0 | 0 | 4809.9603 | Dock doors with no seals or shelters installed | Dock doors with no seals or shelters installed | Dock doors with no seals or shelters installed | Dock doors with no seals or shelters installed | Dock doors with no seals or shelters installed | Dock doors with no seals or shelters installed | Dock doors with no seals or shelters installed | Dock doors with no seals or shelters installed | Dock doors with no seals or shelters installed | Dock doors with no seals or shelters installed | Dock doors with no seals or shelters installed | Dock doors with no seals or shelters installed | Dock doors with no seals or shelters installed | Dock doors with no seals or shelters installed | Dock doors with no seals or shelters installed | Dock doors with no seals or shelters installed | Dock doors with no seals or shelters installed | Dock doors with no seals or shelters installed | Dock doors with no seals or shelters installed | Dock doors with no seals or shelters installed | Dock doors with no seals or shelters installed | Dock doors with no seals or shelters installed | Dock doors with no seals or shelters installed | Dock doors with no seals or shelters installed | Dock doors with no seals or shelters installed | Dock doors with no seals or shelters installed | Dock doors with no seals or shelters installed | Dock doors with no seals or shelters installed | 0 | 0 | 0 | 44.32 | 43.394 | 42.381 | 41.2804 | 40.0887 | 38.7989 | 37.4318 | 36.0184 | 34.6053 | 33.2267 | 31.9145 | 30.6853 | 29.5402 | 28.4771 | 27.4897 | 26.5576 | 25.7106 | 24.9535 | 24.2867 | 15.7901 | 0 | 0 | 0 | 0 | 0 | 0 | 0 | 0 | 44.32 | 86.7879 | 127.143 | 165.1215 | 200.4433 | 232.7935 | 262.0228 | 288.147 | 311.4481 | 332.2669 | 351.0593 | 368.2232 | 384.0225 | 398.6793 | 412.3457 | 424.9214 | 437.08 | 449.1631 | 461.4473 | 465.8077 | 455.4959 | 445.9574 | 437.1293 | 428.9536 | 421.3775 | 0 | 0 | 0 | 0.00023884265600533996 | 0.00023884265600534007 | 0.00023884265600534007 | 0.00023884265600533996 | 0.00023884265600533996 | 0.00023884265600534007 | 0.00023884265600533994 | 0.00023884265600533994 | 0.00023884265600533994 | 0.00023884265600533994 | 0.00023884265600533996 | 0.00023884265600533996 | 0.00023884265600533994 | 0.00023884265600533996 | 0.00023884265600533994 | 0.00023884265600534007 | 0.00023884265600534007 | 0.00023884265600533996 | 0.00023884265600534007 | 0.00015922843733689334 | 0 | 0 | 0 | 0 | 0 | 0 | 0 | 0 | 0.00023884265600533996 | 0.00047768531201068003 | 0.00071652796801602 | 0.0009553706240213601 | 0.0011942132800267001 | 0.00143305593603204 | 0.00167189859203738 | 0.0019107412480427201 | 0.00214958390404806 | 0.0023884265600534003 | 0.00262726921605874 | 0.00286611187206408 | 0.0031049545280694203 | 0.00334379718407476 | 0.0035826398400801 | 0.0038214824960854403 | 0.004060325152090781 | 0.00429916780809612 | 0.004538010464101461 | 0.004697238901438354 | 0.004697238901438354 | 0.004697238901438354 | 0.004697238901438354 | 0.004697238901438354 | 0.004697238901438354 | Dock doors with compression seals or shelters to form tight seal | Dock doors with compression seals or shelters to form tight seal | Dock doors with compression seals or shelters to form tight seal | Dock doors with compression seals or shelters to form tight seal | Dock doors with compression seals or shelters to form tight seal | Dock doors with compression seals or shelters to form tight seal | Dock doors with compression seals or shelters to form tight seal | Dock doors with compression seals or shelters to form tight seal | Dock doors with compression seals or shelters to form tight seal | Dock doors with compression seals or shelters to form tight seal | Dock doors with compression seals or shelters to form tight seal | Dock doors with compression seals or shelters to form tight seal | Dock doors with compression seals or shelters to form tight seal | Dock doors with compression seals or shelters to form tight seal | Dock doors with compression seals or shelters to form tight seal | Dock doors with compression seals or shelters to form tight seal | Dock doors with compression seals or shelters to form tight seal | Dock doors with compression seals or shelters to form tight seal | Dock doors with compression seals or shelters to form tight seal | Dock doors with compression seals or shelters to form tight seal | Dock doors with compression seals or shelters to form tight seal | Dock doors with compression seals or shelters to form tight seal | Dock doors with compression seals or shelters to form tight seal | Dock doors with compression seals or shelters to form tight seal | Dock doors with compression seals or shelters to form tight seal | Dock doors with compression seals or shelters to form tight seal | Dock doors with compression seals or shelters to form tight seal | Dock doors with compression seals or shelters to form tight seal | 4809.9603 | 4809.9603 | 4809.9603 | 4809.9603 | 4809.9603 | 4809.9603 | 4809.9603 | 4809.9603 | 4809.9603 | 4809.9603 | 4809.9603 | 4809.9603 | 4809.9603 | 4809.9603 | 4809.9603 | 4809.9603 | 4809.9603 | 4809.9603 | 4809.9603 | 4809.9603 | 4809.9603 | 4809.9603 | 4809.9603 | 4809.9603 | 4809.9603 | 4809.9603 | 4809.9603 | 4809.9603 | 9.538 | 9.538 | 9.538 | 9.538 | 9.538 | 9.538 | 9.538 | 9.538 | 9.538 | 9.538 | 9.538 | 9.538 | 9.538 | 9.538 | 9.538 | 9.538 | 9.538 | 9.538 | 9.538 | 9.538 | 9.538 | 9.538 | 9.538 | 9.538 | 9.538 | 9.538 | 9.538 | 9.538 | 0 | 0 | 0 | 0 | 0 | 0 | 0 | 0 | 0 | 0 | 0 | 0 | 0 | 0 | 0 | 0 | 0 | 0 | 0 | 0 | 0 | 0 | 0 | 0 | 0 | 0 | 0 | 0 | 0 | 0 | 0 | 0 | 0 | 0 | 0 | 0 | 0 | 0 | 0 | 0 | 0 | 0 | 0 | 0 | 0 | 0 | 0 | 0 | 0 | 0 | 0 | 0 | 0 | 0 | 0 | 0 | 0 | 0 | 0 | 0 | 0 | 0 | 0 | 0 | 0 | 0 | 0 | 0 | 0 | 0 | 0 | 0 | 0 | 0 | 0 | 0 | 0 | 0 | 0 | 0 | 0 | 0 | 0 | 0 | 0 | 0 | 0 | 0 | 0 | 0 | 0 | 0 | 0 | 0 | 0 | 0 | 0 | 0 | 0 | 0 | 0 | 0 | 0 | 0 | 0 | 0 | 0 | 0 | 0 | 0 | 0 | 0 | Dock doors with compression seals or shelters to form tight seal | Dock doors with compression seals or shelters to form tight seal | Dock doors with compression seals or shelters to form tight seal | Dock doors with compression seals or shelters to form tight seal | Dock doors with compression seals or shelters to form tight seal | Dock doors with compression seals or shelters to form tight seal | Dock doors with compression seals or shelters to form tight seal | Dock doors with compression seals or shelters to form tight seal | Dock doors with compression seals or shelters to form tight seal | Dock doors with compression seals or shelters to form tight seal | Dock doors with compression seals or shelters to form tight seal | Dock doors with compression seals or shelters to form tight seal | Dock doors with compression seals or shelters to form tight seal | Dock doors with compression seals or shelters to form tight seal | Dock doors with compression seals or shelters to form tight seal | Dock doors with compression seals or shelters to form tight seal | Dock doors with compression seals or shelters to form tight seal | Dock doors with compression seals or shelters to form tight seal | Dock doors with compression seals or shelters to form tight seal | Dock doors with compression seals or shelters to form tight seal | Dock doors with compression seals or shelters to form tight seal | Dock doors with compression seals or shelters to form tight seal | Dock doors with compression seals or shelters to form tight seal | Dock doors with compression seals or shelters to form tight seal | Dock doors with compression seals or shelters to form tight seal | Dock doors with compression seals or shelters to form tight seal | Dock doors with compression seals or shelters to form tight seal | Dock doors with compression seals or shelters to form tight seal | 4809.9603 | 4809.9603 | 4809.9603 | 4809.9603 | 4809.9603 | 4809.9603 | 4809.9603 | 4809.9603 | 4809.9603 | 4809.9603 | 4809.9603 | 4809.9603 | 4809.9603 | 4809.9603 | 4809.9603 | 4809.9603 | 4809.9603 | 4809.9603 | 4809.9603 | 4809.9603 | 4809.9603 | 4809.9603 | 4809.9603 | 4809.9603 | 4809.9603 | 4809.9603 | 4809.9603 | 4809.9603 | 9.538 | 9.538 | 9.538 | 9.538 | 9.538 | 9.538 | 9.538 | 9.538 | 9.538 | 9.538 | 9.538 | 9.538 | 9.538 | 9.538 | 9.538 | 9.538 | 9.538 | 9.538 | 9.538 | 9.538 | 9.538 | 9.538 | 9.538 | 9.538 | 9.538 | 9.538 | 9.538 | 9.538 | 0 | 0 | 0 | 0 | 0 | 0 | 0 | 0 | 0 | 0 | 0 | 0 | 0 | 0 | 0 | 0 | 0 | 0 | 0 | 0 | 0 | 0 | 0 | 0 | 0 | 0 | 0 | 0 | 0 | 0 | 0 | 0 | 0 | 0 | 0 | 0 | 0 | 0 | 0 | 0 | 0 | 0 | 0 | 0 | 0 | 0 | 0 | 0 | 0 | 0 | 0 | 0 | 0 | 0 | 0 | 0 | 0 | 0 | 0 | 0 | 0 | 0 | 0 | 0 | 0 | 0 | 0 | 0 | 0 | 0 | 0 | 0 | 0 | 0 | 0 | 0 | 0 | 0 | 0 | 0 | 0 | 0 | 0 | 0 | 0 | 0
Windows - High Efficiency Glazing_Retail_Existing_U-0.29 Window | Windows - High Efficiency Glazing_Retail_Existing | Windows - High Efficiency Glazing_Commercial_Existing_Double Pane Window_U-0.29 Window | Commercial | Retail | Existing | Space Heating | Natural Gas | Windows - High Efficiency Glazing | NEQ | Double Pane Window | 45 | 45 | 45 | 0 | 0 | 0 | 0.28509 | 0.45517 | Retro1Slow | 0.012666666666666666 | TBD | A | WCM205 | 0.7 | 0.42 | sqft window | 0.0321 | 0 | 0 | 0 | 0 | RTF Wkbk - ComWeatherizationSchool_v4_1 | RTF Wkbk - ComWeatherizationSchool_v4_1 | AEG BEST | 0 | 0 | 34.6186 | Double Pane Window | Double Pane Window | Double Pane Window | Double Pane Window | Double Pane Window | Double Pane Window | Double Pane Window | Double Pane Window | Double Pane Window | Double Pane Window | Double Pane Window | Double Pane Window | Double Pane Window | Double Pane Window | Double Pane Window | Double Pane Window | Double Pane Window | Double Pane Window | Double Pane Window | Double Pane Window | Double Pane Window | Double Pane Window | Double Pane Window | Double Pane Window | Double Pane Window | Double Pane Window | Double Pane Window | Double Pane Window | 0 | 0 | 0 | 0 | 0 | 0 | 0 | 0 | 0 | 0 | 0 | 0 | 0 | 0 | 0 | 0 | 0 | 0 | 0 | 0 | 0 | 0 | 0 | 0 | 0 | 0 | 0 | 0 | 0 | 0 | 0 | 0 | 0 | 0 | 0 | 0 | 0 | 0 | 0 | 0 | 0 | 0 | 0 | 0 | 0 | 0 | 0 | 0 | 0 | 0 | 0 | 0 | 0 | 0 | 0 | 0 | 0 | 0 | 0 | 2.9961252555933435 | 5.989057864402019 | 10.633843448879663 | 17.297403856687524 | 26.255043086627254 | 37.60283181632907 | 51.15017782552459 | 66.30910460227942 | 82.01293414961428 | 96.71273165373559 | 108.50539977491387 | 115.42931616876965 | 115.91121831205957 | 109.26587128755602 | 96.06913888319916 | 79.44811637032943 | 60.75444193025192 | 42.060767490174406 | 22.19873839759205 | 14.799158931728028 | 3.5950923423418625E-16 | 3.5950923423418625E-16 | 3.5950923423418625E-16 | 3.5950923423418625E-16 | 3.5950923423418625E-16 | 0 | 0 | 0 | 2.9961252555933435 | 8.985183119995362 | 19.61902656887503 | 36.91643042556255 | 63.171473512189806 | 100.77430532851888 | 151.9244831540435 | 218.2335877563229 | 300.2465219059372 | 396.9592535596728 | 505.4646533345866 | 620.8939695033563 | 736.8051878154158 | 846.0710591029718 | 942.1401979861711 | 1021.5883143565004 | 1082.3427562867523 | 1124.4035237769267 | 1146.6022621745187 | 1161.4014211062467 | 1161.4014211062467 | 1161.4014211062467 | 1161.4014211062467 | 1161.4014211062467 | 1161.4014211062467 | U-0.29 Window | U-0.29 Window | U-0.29 Window | U-0.29 Window | U-0.29 Window | U-0.29 Window | U-0.29 Window | U-0.29 Window | U-0.29 Window | U-0.29 Window | U-0.29 Window | U-0.29 Window | U-0.29 Window | U-0.29 Window | U-0.29 Window | U-0.29 Window | U-0.29 Window | U-0.29 Window | U-0.29 Window | U-0.29 Window | U-0.29 Window | U-0.29 Window | U-0.29 Window | U-0.29 Window | U-0.29 Window | U-0.29 Window | U-0.29 Window | U-0.29 Window | 34.6186 | 34.6186 | 34.6186 | 34.6186 | 34.6186 | 34.6186 | 34.6186 | 34.6186 | 34.6186 | 34.6186 | 34.6186 | 34.6186 | 34.6186 | 34.6186 | 34.6186 | 34.6186 | 34.6186 | 34.6186 | 34.6186 | 34.6186 | 34.6186 | 34.6186 | 34.6186 | 34.6186 | 34.6186 | 34.6186 | 34.6186 | 34.6186 | 0 | 0 | 0 | 0 | 0 | 0 | 0 | 0 | 0 | 0 | 0 | 0 | 0 | 0 | 0 | 0 | 0 | 0 | 0 | 0 | 0 | 0 | 0 | 0 | 0 | 0 | 0 | 0 | 0 | 0 | 0 | 0 | 0 | 0 | 0 | 0 | 0 | 0 | 0 | 0 | 0 | 0 | 0 | 0 | 0 | 0 | 0 | 0 | 0 | 0 | 0 | 0 | 0 | 0 | 0 | 0 | 0 | 0 | 0 | 0 | 0 | 0 | 0 | 0 | 0 | 0 | 0 | 0 | 0 | 0 | 0 | 0 | 0 | 0 | 0 | 0 | 0 | 0 | 0 | 0 | 0 | 0 | 0 | 0 | 0 | 0 | 0 | 0 | 0 | 0 | 0 | 0 | 0 | 0 | 0 | 0 | 0 | 0 | 0 | 0 | 0 | 0 | 0 | 0 | 0 | 0 | 0 | 0 | 0 | 0 | 0 | 0 | 0 | 0 | 0 | 0 | 0 | 0 | 0 | 0 | 0 | 0 | 0 | 0 | 0 | 0 | 0 | 0 | 0 | 0 | 0 | 0 | 0 | 0 | 0 | 0 | 0 | 0 | 0 | 0 | U-0.29 Window | U-0.29 Window | U-0.29 Window | U-0.29 Window | U-0.29 Window | U-0.29 Window | U-0.29 Window | U-0.29 Window | U-0.29 Window | U-0.29 Window | U-0.29 Window | U-0.29 Window | U-0.29 Window | U-0.29 Window | U-0.29 Window | U-0.29 Window | U-0.29 Window | U-0.29 Window | U-0.29 Window | U-0.29 Window | U-0.29 Window | U-0.29 Window | U-0.29 Window | U-0.29 Window | U-0.29 Window | U-0.29 Window | U-0.29 Window | U-0.29 Window | 34.6186 | 34.6186 | 34.6186 | 34.6186 | 34.6186 | 34.6186 | 34.6186 | 34.6186 | 34.6186 | 34.6186 | 34.6186 | 34.6186 | 34.6186 | 34.6186 | 34.6186 | 34.6186 | 34.6186 | 34.6186 | 34.6186 | 34.6186 | 34.6186 | 34.6186 | 34.6186 | 34.6186 | 34.6186 | 34.6186 | 34.6186 | 34.6186 | 0 | 0 | 0 | 0 | 0 | 0 | 0 | 0 | 0 | 0 | 0 | 0 | 0 | 0 | 0 | 0 | 0 | 0 | 0 | 0 | 0 | 0 | 0 | 0 | 0 | 0 | 0 | 0 | 0 | 0 | 0 | 0 | 0 | 0 | 0 | 0 | 0 | 0 | 0 | 0 | 0 | 0 | 0 | 0 | 0 | 0 | 0 | 0 | 0 | 0 | 0 | 0 | 0 | 0 | 0 | 0 | 0 | 0 | 0 | 0 | 0 | 0 | 0 | 0 | 0 | 0 | 0 | 0 | 0 | 0 | 0 | 0 | 0 | 0 | 0 | 0 | 0 | 0 | 0 | 0 | 0 | 0 | 0 | 0 | 0 | 0 | 0 | 0 | 0 | 0 | 0 | 0 | 0 | 0 | 0 | 0 | 0 | 0 | 0 | 0 | 0 | 0 | 0 | 0 | 0 | 0 | 0 | 0 | 0 | 0 | 0 | 0 | 0 | 0
Infiltration Control - Loading Dock Sealing_Miscellaneous_Existing_Dock doors with compression seals or shelters to form tight seal | Infiltration Control - Loading Dock Sealing_Miscellaneous_Existing | Infiltration Control - Loading Dock Sealing_Commercial_Existing_Dock doors with no seals or shelters installed_Dock doors with compression seals or shelters to form tight seal | Commercial | Miscellaneous | Existing | Space Heating | Natural Gas | Infiltration Control - Loading Dock Sealing | NEQ | Dock doors with no seals or shelters installed | 15 | 15 | 15 | 9.1992 | 0 | 0 | 0 | 0.05 | RetroEven20 | 0.03333333333333333 | TBD | A | WCM810 | 0.7 | 0.42 | perbldg | 0.0321 | 62943.20905372224 | 62943.2091 | 49645.347986034445 | 49645.348 | IL TRM v13 - 4.8.6 - Dock Door Seals and Shelter - CI-MSC-DDSS-V01-230101 | IL TRM v13 - 4.8.6 - Dock Door Seals and Shelter - CI-MSC-DDSS-V01-230101 | IL TRM v13 - 4.8.6 - Dock Door Seals and Shelter - CI-MSC-DDSS-V01-230101 | 0 | 0 | 4809.9603 | Dock doors with no seals or shelters installed | Dock doors with no seals or shelters installed | Dock doors with no seals or shelters installed | Dock doors with no seals or shelters installed | Dock doors with no seals or shelters installed | Dock doors with no seals or shelters installed | Dock doors with no seals or shelters installed | Dock doors with no seals or shelters installed | Dock doors with no seals or shelters installed | Dock doors with no seals or shelters installed | Dock doors with no seals or shelters installed | Dock doors with no seals or shelters installed | Dock doors with no seals or shelters installed | Dock doors with no seals or shelters installed | Dock doors with no seals or shelters installed | Dock doors with no seals or shelters installed | Dock doors with no seals or shelters installed | Dock doors with no seals or shelters installed | Dock doors with no seals or shelters installed | Dock doors with no seals or shelters installed | Dock doors with no seals or shelters installed | Dock doors with no seals or shelters installed | Dock doors with no seals or shelters installed | Dock doors with no seals or shelters installed | Dock doors with no seals or shelters installed | Dock doors with no seals or shelters installed | Dock doors with no seals or shelters installed | Dock doors with no seals or shelters installed | 0 | 0 | 0 | 222.2521 | 217.3658 | 211.8334 | 205.6821 | 198.8952 | 191.3721 | 183.3434 | 175.1333 | 167.1115 | 159.5869 | 152.7853 | 146.8298 | 141.6498 | 137.1463 | 133.1913 | 129.6629 | 126.5785 | 123.8944 | 121.6259 | 79.7307 | 0 | 0 | 0 | 0 | 0 | 0 | 0 | 0 | 222.2521 | 434.7317 | 635.5001 | 822.7284 | 994.4759 | 1148.2326 | 1283.4039 | 1401.0667 | 1504.0036 | 1595.8686 | 1680.6386 | 1761.9571 | 1841.448 | 1920.0479 | 1997.8691 | 2074.6063 | 2151.8349 | 2230.0999 | 2310.8926 | 2352.0561 | 2318.4869 | 2287.3919 | 2258.5751 | 2231.8559 | 2207.0685 | 0 | 0 | 0 | 0.0038227852139761475 | 0.0038227852139761475 | 0.0038227852139761462 | 0.0038227852139761475 | 0.0038227852139761454 | 0.0038227852139761467 | 0.0038227852139761467 | 0.0038227852139761462 | 0.0038227852139761462 | 0.0038227852139761454 | 0.0038227852139761462 | 0.0038227852139761454 | 0.0038227852139761462 | 0.0038227852139761462 | 0.0038227852139761462 | 0.0038227852139761462 | 0.0038227852139761462 | 0.0038227852139761475 | 0.0038227852139761467 | 0.002548523475984097 | 0 | 0 | 0 | 0 | 0 | 0 | 0 | 0 | 0.0038227852139761475 | 0.007645570427952295 | 0.01146835564192844 | 0.015291140855904587 | 0.019113926069880733 | 0.02293671128385688 | 0.02675949649783303 | 0.030582281711809173 | 0.03440506692578532 | 0.038227852139761466 | 0.04205063735373761 | 0.045873422567713755 | 0.04969620778168989 | 0.05351899299566604 | 0.05734177820964218 | 0.061164563423618326 | 0.06498734863759446 | 0.06881013385157062 | 0.07263291906554677 | 0.07518144254153086 | 0.07518144254153086 | 0.07518144254153086 | 0.07518144254153086 | 0.07518144254153086 | 0.07518144254153086 | Dock doors with compression seals or shelters to form tight seal | Dock doors with compression seals or shelters to form tight seal | Dock doors with compression seals or shelters to form tight seal | Dock doors with compression seals or shelters to form tight seal | Dock doors with compression seals or shelters to form tight seal | Dock doors with compression seals or shelters to form tight seal | Dock doors with compression seals or shelters to form tight seal | Dock doors with compression seals or shelters to form tight seal | Dock doors with compression seals or shelters to form tight seal | Dock doors with compression seals or shelters to form tight seal | Dock doors with compression seals or shelters to form tight seal | Dock doors with compression seals or shelters to form tight seal | Dock doors with compression seals or shelters to form tight seal | Dock doors with compression seals or shelters to form tight seal | Dock doors with compression seals or shelters to form tight seal | Dock doors with compression seals or shelters to form tight seal | Dock doors with compression seals or shelters to form tight seal | Dock doors with compression seals or shelters to form tight seal | Dock doors with compression seals or shelters to form tight seal | Dock doors with compression seals or shelters to form tight seal | Dock doors with compression seals or shelters to form tight seal | Dock doors with compression seals or shelters to form tight seal | Dock doors with compression seals or shelters to form tight seal | Dock doors with compression seals or shelters to form tight seal | Dock doors with compression seals or shelters to form tight seal | Dock doors with compression seals or shelters to form tight seal | Dock doors with compression seals or shelters to form tight seal | Dock doors with compression seals or shelters to form tight seal | 4809.9603 | 4809.9603 | 4809.9603 | 4809.9603 | 4809.9603 | 4809.9603 | 4809.9603 | 4809.9603 | 4809.9603 | 4809.9603 | 4809.9603 | 4809.9603 | 4809.9603 | 4809.9603 | 4809.9603 | 4809.9603 | 4809.9603 | 4809.9603 | 4809.9603 | 4809.9603 | 4809.9603 | 4809.9603 | 4809.9603 | 4809.9603 | 4809.9603 | 4809.9603 | 4809.9603 | 4809.9603 | 9.1992 | 9.1992 | 9.1992 | 9.1992 | 9.1992 | 9.1992 | 9.1992 | 9.1992 | 9.1992 | 9.1992 | 9.1992 | 9.1992 | 9.1992 | 9.1992 | 9.1992 | 9.1992 | 9.1992 | 9.1992 | 9.1992 | 9.1992 | 9.1992 | 9.1992 | 9.1992 | 9.1992 | 9.1992 | 9.1992 | 9.1992 | 9.1992 | 0 | 0 | 0 | 0 | 0 | 0 | 0 | 0 | 0 | 0 | 0 | 0 | 0 | 0 | 0 | 0 | 0 | 0 | 0 | 0 | 0 | 0 | 0 | 0 | 0 | 0 | 0 | 0 | 0 | 0 | 0 | 0 | 0 | 0 | 0 | 0 | 0 | 0 | 0 | 0 | 0 | 0 | 0 | 0 | 0 | 0 | 0 | 0 | 0 | 0 | 0 | 0 | 0 | 0 | 0 | 0 | 0 | 0 | 0 | 0 | 0 | 0 | 0 | 0 | 0 | 0 | 0 | 0 | 0 | 0 | 0 | 0 | 0 | 0 | 0 | 0 | 0 | 0 | 0 | 0 | 0 | 0 | 0 | 0 | 0 | 0 | 0 | 0 | 0 | 0 | 0 | 0 | 0 | 0 | 0 | 0 | 0 | 0 | 0 | 0 | 0 | 0 | 0 | 0 | 0 | 0 | 0 | 0 | 0 | 0 | 0 | 0 | Dock doors with compression seals or shelters to form tight seal | Dock doors with compression seals or shelters to form tight seal | Dock doors with compression seals or shelters to form tight seal | Dock doors with compression seals or shelters to form tight seal | Dock doors with compression seals or shelters to form tight seal | Dock doors with compression seals or shelters to form tight seal | Dock doors with compression seals or shelters to form tight seal | Dock doors with compression seals or shelters to form tight seal | Dock doors with compression seals or shelters to form tight seal | Dock doors with compression seals or shelters to form tight seal | Dock doors with compression seals or shelters to form tight seal | Dock doors with compression seals or shelters to form tight seal | Dock doors with compression seals or shelters to form tight seal | Dock doors with compression seals or shelters to form tight seal | Dock doors with compression seals or shelters to form tight seal | Dock doors with compression seals or shelters to form tight seal | Dock doors with compression seals or shelters to form tight seal | Dock doors with compression seals or shelters to form tight seal | Dock doors with compression seals or shelters to form tight seal | Dock doors with compression seals or shelters to form tight seal | Dock doors with compression seals or shelters to form tight seal | Dock doors with compression seals or shelters to form tight seal | Dock doors with compression seals or shelters to form tight seal | Dock doors with compression seals or shelters to form tight seal | Dock doors with compression seals or shelters to form tight seal | Dock doors with compression seals or shelters to form tight seal | Dock doors with compression seals or shelters to form tight seal | Dock doors with compression seals or shelters to form tight seal | 4809.9603 | 4809.9603 | 4809.9603 | 4809.9603 | 4809.9603 | 4809.9603 | 4809.9603 | 4809.9603 | 4809.9603 | 4809.9603 | 4809.9603 | 4809.9603 | 4809.9603 | 4809.9603 | 4809.9603 | 4809.9603 | 4809.9603 | 4809.9603 | 4809.9603 | 4809.9603 | 4809.9603 | 4809.9603 | 4809.9603 | 4809.9603 | 4809.9603 | 4809.9603 | 4809.9603 | 4809.9603 | 9.1992 | 9.1992 | 9.1992 | 9.1992 | 9.1992 | 9.1992 | 9.1992 | 9.1992 | 9.1992 | 9.1992 | 9.1992 | 9.1992 | 9.1992 | 9.1992 | 9.1992 | 9.1992 | 9.1992 | 9.1992 | 9.1992 | 9.1992 | 9.1992 | 9.1992 | 9.1992 | 9.1992 | 9.1992 | 9.1992 | 9.1992 | 9.1992 | 0 | 0 | 0 | 0 | 0 | 0 | 0 | 0 | 0 | 0 | 0 | 0 | 0 | 0 | 0 | 0 | 0 | 0 | 0 | 0 | 0 | 0 | 0 | 0 | 0 | 0 | 0 | 0 | 0 | 0 | 0 | 0 | 0 | 0 | 0 | 0 | 0 | 0 | 0 | 0 | 0 | 0 | 0 | 0 | 0 | 0 | 0 | 0 | 0 | 0 | 0 | 0 | 0 | 0 | 0 | 0 | 0 | 0 | 0 | 0 | 0 | 0 | 0 | 0 | 0 | 0 | 0 | 0 | 0 | 0 | 0 | 0 | 0 | 0 | 0 | 0 | 0 | 0 | 0 | 0 | 0 | 0 | 0 | 0 | 0 | 0
Water Heater - Drainwater Heat Recovery_Education_Existing_DWHR unit retrofitted to the main drain which includes outlets from showers, sinks and other fixtures too. | Water Heater - Drainwater Heat Recovery_Education_Existing | Water Heater - Drainwater Heat Recovery_Commercial_Existing_Storage type water heater without DWHR devices_DWHR unit retrofitted to the main drain which includes outlets from showers, sinks and other fixtures too. | Commercial | Education | Existing | Water Heating | Natural Gas | Water Heater - Drainwater Heat Recovery | NEQ | Storage type water heater without DWHR devices | 30 | 30 | 30 | 2.2696 | 0 | 0 | 0 | 0.25 | Retro1Slow | 0.012666666666666666 | TBD | A | WCM433 | 0.7 | 0.42 | showerhead | 0.0321 | 58766.3587568607 | 58766.3588 | 46350.930850481695 | 46350.9309 | IL TRM v12 - 5.4.11 - Drain Water Heat Recovery - RS-DHW-DWHR-V04-240101 | IL TRM v12 - 5.4.11 - Drain Water Heat Recovery - RS-DHW-DWHR-V04-240101 ¦ Cost adjusted for retrofit applications to account for expected increase in cost. | IL TRM v12 - 5.4.11 - Drain Water Heat Recovery - RS-DHW-DWHR-V04-240101 ¦ AEG adjusted with Regional Technical Forum research | 0 | 0 | 1972.9922 | Storage type water heater without DWHR devices | Storage type water heater without DWHR devices | Storage type water heater without DWHR devices | Storage type water heater without DWHR devices | Storage type water heater without DWHR devices | Storage type water heater without DWHR devices | Storage type water heater without DWHR devices | Storage type water heater without DWHR devices | Storage type water heater without DWHR devices | Storage type water heater without DWHR devices | Storage type water heater without DWHR devices | Storage type water heater without DWHR devices | Storage type water heater without DWHR devices | Storage type water heater without DWHR devices | Storage type water heater without DWHR devices | Storage type water heater without DWHR devices | Storage type water heater without DWHR devices | Storage type water heater without DWHR devices | Storage type water heater without DWHR devices | Storage type water heater without DWHR devices | Storage type water heater without DWHR devices | Storage type water heater without DWHR devices | Storage type water heater without DWHR devices | Storage type water heater without DWHR devices | Storage type water heater without DWHR devices | Storage type water heater without DWHR devices | Storage type water heater without DWHR devices | Storage type water heater without DWHR devices | 0 | 0 | 0 | 61.3137 | 120.6965 | 210.4837 | 335.2203 | 496.3401 | 690.7293 | 909.5071 | 1139.9328 | 1361.3473 | 1552.3306 | 1687.5251 | 1744.1191 | 1703.5354 | 1567.2855 | 1354.2766 | 1104.5392 | 835.8396 | 574.2426 | 301.5871 | 200.3687 | 0 | 0 | 0 | 0 | 0 | 0 | 0 | 0 | 61.3137 | 181.077 | 388.3342 | 715.4332 | 1194.229 | 1851.1311 | 2701.3863 | 3751.6964 | 4983.8454 | 6371.5705 | 7861.2153 | 9381.612 | 10828.751 | 12135.8563 | 13281.2516 | 14202.7823 | 14890.5147 | 15351.1313 | 15577.4835 | 15724.441 | 15712.599 | 15703.1255 | 15695.5466 | 15689.4835 | 15684.6331 | 0 | 0 | 0 | 0.012141163811026813 | 0.024269390096317345 | 0.04309140113973451 | 0.07009407011187868 | 0.10639300823128672 | 0.15237752159668305 | 0.20727527555247677 | 0.2687036196620401 | 0.3323400669830242 | 0.39190788683744354 | 0.4396951798289524 | 0.46775288635998635 | 0.46970569285619174 | 0.4427768297671088 | 0.3892998632776513 | 0.3219466854828358 | 0.2461945241927567 | 0.17044236290267767 | 0.08995569153196879 | 0.059970461021312496 | 0 | 0 | 0 | 0 | 0 | 0 | 0 | 0 | 0.012141163811026813 | 0.036410553907344156 | 0.07950195504707866 | 0.1495960251589573 | 0.2559890333902441 | 0.4083665549869271 | 0.6156418305394038 | 0.884345450201444 | 1.2166855171844682 | 1.6085934040219116 | 2.048288583850864 | 2.5160414702108507 | 2.9857471630670425 | 3.428523992834151 | 3.817823856111803 | 4.139770541594639 | 4.385965065787396 | 4.556407428690073 | 4.646363120222042 | 4.706333581243355 | 4.706333581243355 | 4.706333581243355 | 4.706333581243355 | 4.706333581243355 | 4.706333581243355 | DWHR unit retrofitted to the main drain which includes outlets from showers, sinks and other fixtures too. | DWHR unit retrofitted to the main drain which includes outlets from showers, sinks and other fixtures too. | DWHR unit retrofitted to the main drain which includes outlets from showers, sinks and other fixtures too. | DWHR unit retrofitted to the main drain which includes outlets from showers, sinks and other fixtures too. | DWHR unit retrofitted to the main drain which includes outlets from showers, sinks and other fixtures too. | DWHR unit retrofitted to the main drain which includes outlets from showers, sinks and other fixtures too. | DWHR unit retrofitted to the main drain which includes outlets from showers, sinks and other fixtures too. | DWHR unit retrofitted to the main drain which includes outlets from showers, sinks and other fixtures too. | DWHR unit retrofitted to the main drain which includes outlets from showers, sinks and other fixtures too. | DWHR unit retrofitted to the main drain which includes outlets from showers, sinks and other fixtures too. | DWHR unit retrofitted to the main drain which includes outlets from showers, sinks and other fixtures too. | DWHR unit retrofitted to the main drain which includes outlets from showers, sinks and other fixtures too. | DWHR unit retrofitted to the main drain which includes outlets from showers, sinks and other fixtures too. | DWHR unit retrofitted to the main drain which includes outlets from showers, sinks and other fixtures too. | DWHR unit retrofitted to the main drain which includes outlets from showers, sinks and other fixtures too. | DWHR unit retrofitted to the main drain which includes outlets from showers, sinks and other fixtures too. | DWHR unit retrofitted to the main drain which includes outlets from showers, sinks and other fixtures too. | DWHR unit retrofitted to the main drain which includes outlets from showers, sinks and other fixtures too. | DWHR unit retrofitted to the main drain which includes outlets from showers, sinks and other fixtures too. | DWHR unit retrofitted to the main drain which includes outlets from showers, sinks and other fixtures too. | DWHR unit retrofitted to the main drain which includes outlets from showers, sinks and other fixtures too. | DWHR unit retrofitted to the main drain which includes outlets from showers, sinks and other fixtures too. | DWHR unit retrofitted to the main drain which includes outlets from showers, sinks and other fixtures too. | DWHR unit retrofitted to the main drain which includes outlets from showers, sinks and other fixtures too. | DWHR unit retrofitted to the main drain which includes outlets from showers, sinks and other fixtures too. | DWHR unit retrofitted to the main drain which includes outlets from showers, sinks and other fixtures too. | DWHR unit retrofitted to the main drain which includes outlets from showers, sinks and other fixtures too. | DWHR unit retrofitted to the main drain which includes outlets from showers, sinks and other fixtures too. | 1972.9922 | 1972.9922 | 1972.9922 | 1972.9922 | 1972.9922 | 1972.9922 | 1972.9922 | 1972.9922 | 1972.9922 | 1972.9922 | 1972.9922 | 1972.9922 | 1972.9922 | 1972.9922 | 1972.9922 | 1972.9922 | 1972.9922 | 1972.9922 | 1972.9922 | 1972.9922 | 1972.9922 | 1972.9922 | 1972.9922 | 1972.9922 | 1972.9922 | 1972.9922 | 1972.9922 | 1972.9922 | 2.2696 | 2.2696 | 2.2696 | 2.2696 | 2.2696 | 2.2696 | 2.2696 | 2.2696 | 2.2696 | 2.2696 | 2.2696 | 2.2696 | 2.2696 | 2.2696 | 2.2696 | 2.2696 | 2.2696 | 2.2696 | 2.2696 | 2.2696 | 2.2696 | 2.2696 | 2.2696 | 2.2696 | 2.2696 | 2.2696 | 2.2696 | 2.2696 | 0 | 0 | 0 | 0 | 0 | 0 | 0 | 0 | 0 | 0 | 0 | 0 | 0 | 0 | 0 | 0 | 0 | 0 | 0 | 0 | 0 | 0 | 0 | 0 | 0 | 0 | 0 | 0 | 0 | 0 | 0 | 0 | 0 | 0 | 0 | 0 | 0 | 0 | 0 | 0 | 0 | 0 | 0 | 0 | 0 | 0 | 0 | 0 | 0 | 0 | 0 | 0 | 0 | 0 | 0 | 0 | 0 | 0 | 0 | 0 | 0 | 0 | 0 | 0 | 0 | 0 | 0 | 0 | 0 | 0 | 0 | 0 | 0 | 0 | 0 | 0 | 0 | 0 | 0 | 0 | 0 | 0 | 0 | 0 | 0 | 0 | 0 | 0 | 0 | 0 | 0 | 0 | 0 | 0 | 0 | 0 | 0 | 0 | 0 | 0 | 0 | 0 | 0 | 0 | 0 | 0 | 0 | 0 | 0 | 0 | 0 | 0 | DWHR unit retrofitted to the main drain which includes outlets from showers, sinks and other fixtures too. | DWHR unit retrofitted to the main drain which includes outlets from showers, sinks and other fixtures too. | DWHR unit retrofitted to the main drain which includes outlets from showers, sinks and other fixtures too. | DWHR unit retrofitted to the main drain which includes outlets from showers, sinks and other fixtures too. | DWHR unit retrofitted to the main drain which includes outlets from showers, sinks and other fixtures too. | DWHR unit retrofitted to the main drain which includes outlets from showers, sinks and other fixtures too. | DWHR unit retrofitted to the main drain which includes outlets from showers, sinks and other fixtures too. | DWHR unit retrofitted to the main drain which includes outlets from showers, sinks and other fixtures too. | DWHR unit retrofitted to the main drain which includes outlets from showers, sinks and other fixtures too. | DWHR unit retrofitted to the main drain which includes outlets from showers, sinks and other fixtures too. | DWHR unit retrofitted to the main drain which includes outlets from showers, sinks and other fixtures too. | DWHR unit retrofitted to the main drain which includes outlets from showers, sinks and other fixtures too. | DWHR unit retrofitted to the main drain which includes outlets from showers, sinks and other fixtures too. | DWHR unit retrofitted to the main drain which includes outlets from showers, sinks and other fixtures too. | DWHR unit retrofitted to the main drain which includes outlets from showers, sinks and other fixtures too. | DWHR unit retrofitted to the main drain which includes outlets from showers, sinks and other fixtures too. | DWHR unit retrofitted to the main drain which includes outlets from showers, sinks and other fixtures too. | DWHR unit retrofitted to the main drain which includes outlets from showers, sinks and other fixtures too. | DWHR unit retrofitted to the main drain which includes outlets from showers, sinks and other fixtures too. | DWHR unit retrofitted to the main drain which includes outlets from showers, sinks and other fixtures too. | DWHR unit retrofitted to the main drain which includes outlets from showers, sinks and other fixtures too. | DWHR unit retrofitted to the main drain which includes outlets from showers, sinks and other fixtures too. | DWHR unit retrofitted to the main drain which includes outlets from showers, sinks and other fixtures too. | DWHR unit retrofitted to the main drain which includes outlets from showers, sinks and other fixtures too. | DWHR unit retrofitted to the main drain which includes outlets from showers, sinks and other fixtures too. | DWHR unit retrofitted to the main drain which includes outlets from showers, sinks and other fixtures too. | DWHR unit retrofitted to the main drain which includes outlets from showers, sinks and other fixtures too. | DWHR unit retrofitted to the main drain which includes outlets from showers, sinks and other fixtures too. | 1972.9922 | 1972.9922 | 1972.9922 | 1972.9922 | 1972.9922 | 1972.9922 | 1972.9922 | 1972.9922 | 1972.9922 | 1972.9922 | 1972.9922 | 1972.9922 | 1972.9922 | 1972.9922 | 1972.9922 | 1972.9922 | 1972.9922 | 1972.9922 | 1972.9922 | 1972.9922 | 1972.9922 | 1972.9922 | 1972.9922 | 1972.9922 | 1972.9922 | 1972.9922 | 1972.9922 | 1972.9922 | 2.2696 | 2.2696 | 2.2696 | 2.2696 | 2.2696 | 2.2696 | 2.2696 | 2.2696 | 2.2696 | 2.2696 | 2.2696 | 2.2696 | 2.2696 | 2.2696 | 2.2696 | 2.2696 | 2.2696 | 2.2696 | 2.2696 | 2.2696 | 2.2696 | 2.2696 | 2.2696 | 2.2696 | 2.2696 | 2.2696 | 2.2696 | 2.2696 | 0 | 0 | 0 | 0 | 0 | 0 | 0 | 0 | 0 | 0 | 0 | 0 | 0 | 0 | 0 | 0 | 0 | 0 | 0 | 0 | 0 | 0 | 0 | 0 | 0 | 0 | 0 | 0 | 0 | 0 | 0 | 0 | 0 | 0 | 0 | 0 | 0 | 0 | 0 | 0 | 0 | 0 | 0 | 0 | 0 | 0 | 0 | 0 | 0 | 0 | 0 | 0 | 0 | 0 | 0 | 0 | 0 | 0 | 0 | 0 | 0 | 0 | 0 | 0 | 0 | 0 | 0 | 0 | 0 | 0 | 0 | 0 | 0 | 0 | 0 | 0 | 0 | 0 | 0 | 0 | 0 | 0 | 0 | 0 | 0 | 0
Circulation Pump - Controls_Grocery_Existing_Circulation pump controls based on demand. | Circulation Pump - Controls_Grocery_Existing | Circulation Pump - Controls_Commercial_Existing_No circulation pump controls._Circulation pump controls based on demand. | Commercial | Grocery | Existing | Water Heating | Natural Gas | Circulation Pump - Controls | NEQ | No circulation pump controls. | 10 | 10 | 10 | 4.3936 | 0 | 0 | 0 | 0 | Retro3Slow | 0.004128203794943829 | TBD | A | WCM336 | 0.7 | 0.42 | perbldg | 0.0321 | 76425.35855812924 | 76425.3586 | 60279.15604584846 | 60279.156 | RTF WkBk - ComResCirculatorPumps_v4_1 | RTF WkBk - ComResCirculatorPumps_v4_1 | RTF WkBk - ComResCirculatorPumps_v4_1 | 0 | 0 | 2125.1551 | No circulation pump controls. | No circulation pump controls. | No circulation pump controls. | No circulation pump controls. | No circulation pump controls. | No circulation pump controls. | No circulation pump controls. | No circulation pump controls. | No circulation pump controls. | No circulation pump controls. | No circulation pump controls. | No circulation pump controls. | No circulation pump controls. | No circulation pump controls. | No circulation pump controls. | No circulation pump controls. | No circulation pump controls. | No circulation pump controls. | No circulation pump controls. | No circulation pump controls. | No circulation pump controls. | No circulation pump controls. | No circulation pump controls. | No circulation pump controls. | No circulation pump controls. | No circulation pump controls. | No circulation pump controls. | No circulation pump controls. | 0 | 0 | 0 | 0 | 0 | 0 | 0 | 0 | 0 | 0 | 0 | 0 | 0 | 0 | 0 | 0 | 0 | 0 | 0 | 0 | 0 | 0 | 0 | 0 | 0 | 0 | 0 | 0 | 0 | 0 | 0 | 0 | 0 | 0 | 0 | 0 | 0 | 0 | 0 | 0 | 0 | 0 | 0 | 0 | 0 | 0 | 0 | 0 | 0 | 0 | 0 | 0 | 0 | 0 | 0 | 0 | 0 | 0 | 0 | 0 | 0 | 0 | 0 | 0 | 0 | 0 | 0 | 0 | 0 | 0 | 0 | 0 | 0 | 0 | 0 | 0 | 0 | 0 | 0 | 0 | 0 | 0 | 0 | 0 | 0 | 0 | 0 | 0 | 0 | 0 | 0 | 0 | 0 | 0 | 0 | 0 | 0 | 0 | 0 | 0 | 0 | 0 | 0 | 0 | 0 | 0 | 0 | 0 | 0 | 0 | 0 | 0 | Circulation pump controls based on demand. | Circulation pump controls based on demand. | Circulation pump controls based on demand. | Circulation pump controls based on demand. | Circulation pump controls based on demand. | Circulation pump controls based on demand. | Circulation pump controls based on demand. | Circulation pump controls based on demand. | Circulation pump controls based on demand. | Circulation pump controls based on demand. | Circulation pump controls based on demand. | Circulation pump controls based on demand. | Circulation pump controls based on demand. | Circulation pump controls based on demand. | Circulation pump controls based on demand. | Circulation pump controls based on demand. | Circulation pump controls based on demand. | Circulation pump controls based on demand. | Circulation pump controls based on demand. | Circulation pump controls based on demand. | Circulation pump controls based on demand. | Circulation pump controls based on demand. | Circulation pump controls based on demand. | Circulation pump controls based on demand. | Circulation pump controls based on demand. | Circulation pump controls based on demand. | Circulation pump controls based on demand. | Circulation pump controls based on demand. | 2125.1551 | 2125.1551 | 2125.1551 | 2125.1551 | 2125.1551 | 2125.1551 | 2125.1551 | 2125.1551 | 2125.1551 | 2125.1551 | 2125.1551 | 2125.1551 | 2125.1551 | 2125.1551 | 2125.1551 | 2125.1551 | 2125.1551 | 2125.1551 | 2125.1551 | 2125.1551 | 2125.1551 | 2125.1551 | 2125.1551 | 2125.1551 | 2125.1551 | 2125.1551 | 2125.1551 | 2125.1551 | 4.3936 | 4.3936 | 4.3936 | 4.3936 | 4.3936 | 4.3936 | 4.3936 | 4.3936 | 4.3936 | 4.3936 | 4.3936 | 4.3936 | 4.3936 | 4.3936 | 4.3936 | 4.3936 | 4.3936 | 4.3936 | 4.3936 | 4.3936 | 4.3936 | 4.3936 | 4.3936 | 4.3936 | 4.3936 | 4.3936 | 4.3936 | 4.3936 | 0 | 0 | 0 | 0 | 0 | 0 | 0 | 0 | 0 | 0 | 0 | 0 | 0 | 0 | 0 | 0 | 0 | 0 | 0 | 0 | 0 | 0 | 0 | 0 | 0 | 0 | 0 | 0 | 0 | 0 | 0 | 0 | 0 | 0 | 0 | 0 | 0 | 0 | 0 | 0 | 0 | 0 | 0 | 0 | 0 | 0 | 0 | 0 | 0 | 0 | 0 | 0 | 0 | 0 | 0 | 0 | 0 | 0 | 0 | 0 | 0 | 0 | 0 | 0 | 0 | 0 | 0 | 0 | 0 | 0 | 0 | 0 | 0 | 0 | 0 | 0 | 0 | 0 | 0 | 0 | 0 | 0 | 0 | 0 | 0 | 0 | 0 | 0 | 0 | 0 | 0 | 0 | 0 | 0 | 0 | 0 | 0 | 0 | 0 | 0 | 0 | 0 | 0 | 0 | 0 | 0 | 0 | 0 | 0 | 0 | 0 | 0 | Circulation pump controls based on demand. | Circulation pump controls based on demand. | Circulation pump controls based on demand. | Circulation pump controls based on demand. | Circulation pump controls based on demand. | Circulation pump controls based on demand. | Circulation pump controls based on demand. | Circulation pump controls based on demand. | Circulation pump controls based on demand. | Circulation pump controls based on demand. | Circulation pump controls based on demand. | Circulation pump controls based on demand. | Circulation pump controls based on demand. | Circulation pump controls based on demand. | Circulation pump controls based on demand. | Circulation pump controls based on demand. | Circulation pump controls based on demand. | Circulation pump controls based on demand. | Circulation pump controls based on demand. | Circulation pump controls based on demand. | Circulation pump controls based on demand. | Circulation pump controls based on demand. | Circulation pump controls based on demand. | Circulation pump controls based on demand. | Circulation pump controls based on demand. | Circulation pump controls based on demand. | Circulation pump controls based on demand. | Circulation pump controls based on demand. | 2125.1551 | 2125.1551 | 2125.1551 | 2125.1551 | 2125.1551 | 2125.1551 | 2125.1551 | 2125.1551 | 2125.1551 | 2125.1551 | 2125.1551 | 2125.1551 | 2125.1551 | 2125.1551 | 2125.1551 | 2125.1551 | 2125.1551 | 2125.1551 | 2125.1551 | 2125.1551 | 2125.1551 | 2125.1551 | 2125.1551 | 2125.1551 | 2125.1551 | 2125.1551 | 2125.1551 | 2125.1551 | 4.3936 | 4.3936 | 4.3936 | 4.3936 | 4.3936 | 4.3936 | 4.3936 | 4.3936 | 4.3936 | 4.3936 | 4.3936 | 4.3936 | 4.3936 | 4.3936 | 4.3936 | 4.3936 | 4.3936 | 4.3936 | 4.3936 | 4.3936 | 4.3936 | 4.3936 | 4.3936 | 4.3936 | 4.3936 | 4.3936 | 4.3936 | 4.3936 | 0 | 0 | 0 | 0 | 0 | 0 | 0 | 0 | 0 | 0 | 0 | 0 | 0 | 0 | 0 | 0 | 0 | 0 | 0 | 0 | 0 | 0 | 0 | 0 | 0 | 0 | 0 | 0 | 0 | 0 | 0 | 0 | 0 | 0 | 0 | 0 | 0 | 0 | 0 | 0 | 0 | 0 | 0 | 0 | 0 | 0 | 0 | 0 | 0 | 0 | 0 | 0 | 0 | 0 | 0 | 0 | 0 | 0 | 0 | 0 | 0 | 0 | 0 | 0 | 0 | 0 | 0 | 0 | 0 | 0 | 0 | 0 | 0 | 0 | 0 | 0 | 0 | 0 | 0 | 0 | 0 | 0 | 0 | 0 | 0 | 0
Infiltration Control - Loading Dock Sealing_Restaurant_Existing_Dock doors with compression seals or shelters to form tight seal | Infiltration Control - Loading Dock Sealing_Restaurant_Existing | Infiltration Control - Loading Dock Sealing_Commercial_Existing_Dock doors with no seals or shelters installed_Dock doors with compression seals or shelters to form tight seal | Commercial | Restaurant | Existing | Space Heating | Natural Gas | Infiltration Control - Loading Dock Sealing | NEQ | Dock doors with no seals or shelters installed | 15 | 15 | 15 | 6.8708 | 0 | 0 | 0 | 0.05 | RetroEven20 | 0.03333333333333333 | TBD | A | WCM110 | 0.7 | 0.42 | perbldg | 0.0321 | 83883.43896974836 | 83883.439 | 66161.58566628037 | 66161.5857 | IL TRM v13 - 4.8.6 - Dock Door Seals and Shelter - CI-MSC-DDSS-V01-230101 | IL TRM v13 - 4.8.6 - Dock Door Seals and Shelter - CI-MSC-DDSS-V01-230101 | IL TRM v13 - 4.8.6 - Dock Door Seals and Shelter - CI-MSC-DDSS-V01-230101 | 0 | 0 | 4809.9603 | Dock doors with no seals or shelters installed | Dock doors with no seals or shelters installed | Dock doors with no seals or shelters installed | Dock doors with no seals or shelters installed | Dock doors with no seals or shelters installed | Dock doors with no seals or shelters installed | Dock doors with no seals or shelters installed | Dock doors with no seals or shelters installed | Dock doors with no seals or shelters installed | Dock doors with no seals or shelters installed | Dock doors with no seals or shelters installed | Dock doors with no seals or shelters installed | Dock doors with no seals or shelters installed | Dock doors with no seals or shelters installed | Dock doors with no seals or shelters installed | Dock doors with no seals or shelters installed | Dock doors with no seals or shelters installed | Dock doors with no seals or shelters installed | Dock doors with no seals or shelters installed | Dock doors with no seals or shelters installed | Dock doors with no seals or shelters installed | Dock doors with no seals or shelters installed | Dock doors with no seals or shelters installed | Dock doors with no seals or shelters installed | Dock doors with no seals or shelters installed | Dock doors with no seals or shelters installed | Dock doors with no seals or shelters installed | Dock doors with no seals or shelters installed | 0 | 0 | 0 | 34.2095 | 33.4439 | 32.5953 | 31.6599 | 30.6327 | 29.5079 | 28.3083 | 27.0687 | 25.8309 | 24.6318 | 23.5014 | 22.4575 | 21.5005 | 20.625 | 19.8205 | 19.0729 | 18.3979 | 17.7859 | 17.2485 | 11.1744 | 0 | 0 | 0 | 0 | 0 | 0 | 0 | 0 | 34.2095 | 66.8878 | 97.7858 | 126.6396 | 153.1637 | 177.0475 | 198.1584 | 216.5493 | 232.4783 | 246.318 | 258.5152 | 269.4895 | 279.5062 | 288.7494 | 297.308 | 305.1664 | 312.7641 | 320.1465 | 327.7216 | 329.645 | 321.1961 | 313.3928 | 306.1844 | 299.5243 | 293.3696 | 0 | 0 | 0 | 0.0011382424590234827 | 0.0011382424590234829 | 0.001138242459023483 | 0.001138242459023483 | 0.001138242459023483 | 0.001138242459023483 | 0.0011382424590234829 | 0.0011382424590234829 | 0.001138242459023483 | 0.0011382424590234829 | 0.0011382424590234827 | 0.0011382424590234829 | 0.001138242459023483 | 0.0011382424590234829 | 0.0011382424590234827 | 0.0011382424590234829 | 0.0011382424590234829 | 0.0011382424590234829 | 0.0011382424590234829 | 0.0007588283060156553 | 0 | 0 | 0 | 0 | 0 | 0 | 0 | 0 | 0.0011382424590234827 | 0.0022764849180469653 | 0.003414727377070449 | 0.0045529698360939315 | 0.005691212295117415 | 0.006829454754140898 | 0.007967697213164381 | 0.009105939672187863 | 0.010244182131211347 | 0.01138242459023483 | 0.012520667049258312 | 0.013658909508281795 | 0.014797151967305279 | 0.015935394426328763 | 0.017073636885352246 | 0.018211879344375726 | 0.01935012180339921 | 0.020488364262422693 | 0.021626606721446177 | 0.02238543502746183 | 0.02238543502746183 | 0.02238543502746183 | 0.02238543502746183 | 0.02238543502746183 | 0.02238543502746183 | Dock doors with compression seals or shelters to form tight seal | Dock doors with compression seals or shelters to form tight seal | Dock doors with compression seals or shelters to form tight seal | Dock doors with compression seals or shelters to form tight seal | Dock doors with compression seals or shelters to form tight seal | Dock doors with compression seals or shelters to form tight seal | Dock doors with compression seals or shelters to form tight seal | Dock doors with compression seals or shelters to form tight seal | Dock doors with compression seals or shelters to form tight seal | Dock doors with compression seals or shelters to form tight seal | Dock doors with compression seals or shelters to form tight seal | Dock doors with compression seals or shelters to form tight seal | Dock doors with compression seals or shelters to form tight seal | Dock doors with compression seals or shelters to form tight seal | Dock doors with compression seals or shelters to form tight seal | Dock doors with compression seals or shelters to form tight seal | Dock doors with compression seals or shelters to form tight seal | Dock doors with compression seals or shelters to form tight seal | Dock doors with compression seals or shelters to form tight seal | Dock doors with compression seals or shelters to form tight seal | Dock doors with compression seals or shelters to form tight seal | Dock doors with compression seals or shelters to form tight seal | Dock doors with compression seals or shelters to form tight seal | Dock doors with compression seals or shelters to form tight seal | Dock doors with compression seals or shelters to form tight seal | Dock doors with compression seals or shelters to form tight seal | Dock doors with compression seals or shelters to form tight seal | Dock doors with compression seals or shelters to form tight seal | 4809.9603 | 4809.9603 | 4809.9603 | 4809.9603 | 4809.9603 | 4809.9603 | 4809.9603 | 4809.9603 | 4809.9603 | 4809.9603 | 4809.9603 | 4809.9603 | 4809.9603 | 4809.9603 | 4809.9603 | 4809.9603 | 4809.9603 | 4809.9603 | 4809.9603 | 4809.9603 | 4809.9603 | 4809.9603 | 4809.9603 | 4809.9603 | 4809.9603 | 4809.9603 | 4809.9603 | 4809.9603 | 6.8708 | 6.8708 | 6.8708 | 6.8708 | 6.8708 | 6.8708 | 6.8708 | 6.8708 | 6.8708 | 6.8708 | 6.8708 | 6.8708 | 6.8708 | 6.8708 | 6.8708 | 6.8708 | 6.8708 | 6.8708 | 6.8708 | 6.8708 | 6.8708 | 6.8708 | 6.8708 | 6.8708 | 6.8708 | 6.8708 | 6.8708 | 6.8708 | 0 | 0 | 0 | 0 | 0 | 0 | 0 | 0 | 0 | 0 | 0 | 0 | 0 | 0 | 0 | 0 | 0 | 0 | 0 | 0 | 0 | 0 | 0 | 0 | 0 | 0 | 0 | 0 | 0 | 0 | 0 | 0 | 0 | 0 | 0 | 0 | 0 | 0 | 0 | 0 | 0 | 0 | 0 | 0 | 0 | 0 | 0 | 0 | 0 | 0 | 0 | 0 | 0 | 0 | 0 | 0 | 0 | 0 | 0 | 0 | 0 | 0 | 0 | 0 | 0 | 0 | 0 | 0 | 0 | 0 | 0 | 0 | 0 | 0 | 0 | 0 | 0 | 0 | 0 | 0 | 0 | 0 | 0 | 0 | 0 | 0 | 0 | 0 | 0 | 0 | 0 | 0 | 0 | 0 | 0 | 0 | 0 | 0 | 0 | 0 | 0 | 0 | 0 | 0 | 0 | 0 | 0 | 0 | 0 | 0 | 0 | 0 | Dock doors with compression seals or shelters to form tight seal | Dock doors with compression seals or shelters to form tight seal | Dock doors with compression seals or shelters to form tight seal | Dock doors with compression seals or shelters to form tight seal | Dock doors with compression seals or shelters to form tight seal | Dock doors with compression seals or shelters to form tight seal | Dock doors with compression seals or shelters to form tight seal | Dock doors with compression seals or shelters to form tight seal | Dock doors with compression seals or shelters to form tight seal | Dock doors with compression seals or shelters to form tight seal | Dock doors with compression seals or shelters to form tight seal | Dock doors with compression seals or shelters to form tight seal | Dock doors with compression seals or shelters to form tight seal | Dock doors with compression seals or shelters to form tight seal | Dock doors with compression seals or shelters to form tight seal | Dock doors with compression seals or shelters to form tight seal | Dock doors with compression seals or shelters to form tight seal | Dock doors with compression seals or shelters to form tight seal | Dock doors with compression seals or shelters to form tight seal | Dock doors with compression seals or shelters to form tight seal | Dock doors with compression seals or shelters to form tight seal | Dock doors with compression seals or shelters to form tight seal | Dock doors with compression seals or shelters to form tight seal | Dock doors with compression seals or shelters to form tight seal | Dock doors with compression seals or shelters to form tight seal | Dock doors with compression seals or shelters to form tight seal | Dock doors with compression seals or shelters to form tight seal | Dock doors with compression seals or shelters to form tight seal | 4809.9603 | 4809.9603 | 4809.9603 | 4809.9603 | 4809.9603 | 4809.9603 | 4809.9603 | 4809.9603 | 4809.9603 | 4809.9603 | 4809.9603 | 4809.9603 | 4809.9603 | 4809.9603 | 4809.9603 | 4809.9603 | 4809.9603 | 4809.9603 | 4809.9603 | 4809.9603 | 4809.9603 | 4809.9603 | 4809.9603 | 4809.9603 | 4809.9603 | 4809.9603 | 4809.9603 | 4809.9603 | 6.8708 | 6.8708 | 6.8708 | 6.8708 | 6.8708 | 6.8708 | 6.8708 | 6.8708 | 6.8708 | 6.8708 | 6.8708 | 6.8708 | 6.8708 | 6.8708 | 6.8708 | 6.8708 | 6.8708 | 6.8708 | 6.8708 | 6.8708 | 6.8708 | 6.8708 | 6.8708 | 6.8708 | 6.8708 | 6.8708 | 6.8708 | 6.8708 | 0 | 0 | 0 | 0 | 0 | 0 | 0 | 0 | 0 | 0 | 0 | 0 | 0 | 0 | 0 | 0 | 0 | 0 | 0 | 0 | 0 | 0 | 0 | 0 | 0 | 0 | 0 | 0 | 0 | 0 | 0 | 0 | 0 | 0 | 0 | 0 | 0 | 0 | 0 | 0 | 0 | 0 | 0 | 0 | 0 | 0 | 0 | 0 | 0 | 0 | 0 | 0 | 0 | 0 | 0 | 0 | 0 | 0 | 0 | 0 | 0 | 0 | 0 | 0 | 0 | 0 | 0 | 0 | 0 | 0 | 0 | 0 | 0 | 0 | 0 | 0 | 0 | 0 | 0 | 0 | 0 | 0 | 0 | 0 | 0 | 0
Water Heater - Drainwater Heat Recovery_Office_Existing_DWHR unit retrofitted to the main drain which includes outlets from showers, sinks and other fixtures too. | Water Heater - Drainwater Heat Recovery_Office_Existing | Water Heater - Drainwater Heat Recovery_Commercial_Existing_Storage type water heater without DWHR devices_DWHR unit retrofitted to the main drain which includes outlets from showers, sinks and other fixtures too. | Commercial | Office | Existing | Water Heating | Natural Gas | Water Heater - Drainwater Heat Recovery | NEQ | Storage type water heater without DWHR devices | 30 | 30 | 30 | 1.436 | 0 | 0 | 0 | 0.25 | Retro1Slow | 0.012666666666666666 | TBD | A | WCM33 | 0.7 | 0.42 | showerhead | 0.0321 | 92910.80932137209 | 92910.8093 | 73281.76509854704 | 73281.7651 | IL TRM v12 - 5.4.11 - Drain Water Heat Recovery - RS-DHW-DWHR-V04-240101 | IL TRM v12 - 5.4.11 - Drain Water Heat Recovery - RS-DHW-DWHR-V04-240101 ¦ Cost adjusted for retrofit applications to account for expected increase in cost. | IL TRM v12 - 5.4.11 - Drain Water Heat Recovery - RS-DHW-DWHR-V04-240101 ¦ AEG adjusted with Regional Technical Forum research | 0 | 0 | 1972.9922 | Storage type water heater without DWHR devices | Storage type water heater without DWHR devices | Storage type water heater without DWHR devices | Storage type water heater without DWHR devices | Storage type water heater without DWHR devices | Storage type water heater without DWHR devices | Storage type water heater without DWHR devices | Storage type water heater without DWHR devices | Storage type water heater without DWHR devices | Storage type water heater without DWHR devices | Storage type water heater without DWHR devices | Storage type water heater without DWHR devices | Storage type water heater without DWHR devices | Storage type water heater without DWHR devices | Storage type water heater without DWHR devices | Storage type water heater without DWHR devices | Storage type water heater without DWHR devices | Storage type water heater without DWHR devices | Storage type water heater without DWHR devices | Storage type water heater without DWHR devices | Storage type water heater without DWHR devices | Storage type water heater without DWHR devices | Storage type water heater without DWHR devices | Storage type water heater without DWHR devices | Storage type water heater without DWHR devices | Storage type water heater without DWHR devices | Storage type water heater without DWHR devices | Storage type water heater without DWHR devices | 0 | 0 | 0 | 4.9679 | 9.8057 | 17.1617 | 27.4656 | 40.9339 | 57.4422 | 76.3912 | 96.8213 | 117.0008 | 134.9831 | 148.3401 | 154.7737 | 152.3586 | 141.0336 | 122.4242 | 100.1772 | 75.9738 | 52.2735 | 27.4778 | 18.2665 | 4.7016e-16 | 4.6988e-16 | 4.6965e-16 | 4.6947e-16 | 4.6932e-16 | 0 | 0 | 0 | 4.9679 | 14.7112 | 31.6626 | 58.6177 | 98.4898 | 153.943 | 226.8945 | 318.654 | 428.3359 | 554.0407 | 691.0319 | 832.5273 | 968.4879 | 1092.0557 | 1200.6016 | 1288.1349 | 1353.4754 | 1397.4198 | 1419.2763 | 1433.5093 | 1432.4315 | 1431.5692 | 1430.8795 | 1430.3276 | 1429.8862 | 0 | 0 | 0 | 0.00043630153497304047 | 0.0008721381505672344 | 0.0015485207805474087 | 0.002518881291639057 | 0.0038233099828165404 | 0.005475796851339726 | 0.0074485874907124945 | 0.009656059627898653 | 0.01194288155687716 | 0.014083494404376718 | 0.015800765467424708 | 0.016809039519060123 | 0.016879215038068093 | 0.01591150679496087 | 0.013989773184558425 | 0.011569387847981292 | 0.00884717894257393 | 0.006124970037166565 | 0.003232623075171244 | 0.002155082050114163 | 5.551115123125783E-20 | 5.551115123125783E-20 | 5.551115123125783E-20 | 5.551115123125783E-20 | 5.551115123125783E-20 | 0 | 0 | 0 | 0.00043630153497304047 | 0.001308439685540275 | 0.0028569604660876836 | 0.005375841757726741 | 0.00919915174054328 | 0.014674948591883006 | 0.0221235360825955 | 0.03177959571049415 | 0.04372247726737131 | 0.05780597167174803 | 0.07360673713917273 | 0.09041577665823286 | 0.10729499169630095 | 0.12320649849126183 | 0.13719627167582024 | 0.14876565952380152 | 0.15761283846637544 | 0.16373780850354203 | 0.16697043157871327 | 0.16912551362882744 | 0.16912551362882744 | 0.16912551362882744 | 0.16912551362882744 | 0.16912551362882744 | 0.16912551362882744 | DWHR unit retrofitted to the main drain which includes outlets from showers, sinks and other fixtures too. | DWHR unit retrofitted to the main drain which includes outlets from showers, sinks and other fixtures too. | DWHR unit retrofitted to the main drain which includes outlets from showers, sinks and other fixtures too. | DWHR unit retrofitted to the main drain which includes outlets from showers, sinks and other fixtures too. | DWHR unit retrofitted to the main drain which includes outlets from showers, sinks and other fixtures too. | DWHR unit retrofitted to the main drain which includes outlets from showers, sinks and other fixtures too. | DWHR unit retrofitted to the main drain which includes outlets from showers, sinks and other fixtures too. | DWHR unit retrofitted to the main drain which includes outlets from showers, sinks and other fixtures too. | DWHR unit retrofitted to the main drain which includes outlets from showers, sinks and other fixtures too. | DWHR unit retrofitted to the main drain which includes outlets from showers, sinks and other fixtures too. | DWHR unit retrofitted to the main drain which includes outlets from showers, sinks and other fixtures too. | DWHR unit retrofitted to the main drain which includes outlets from showers, sinks and other fixtures too. | DWHR unit retrofitted to the main drain which includes outlets from showers, sinks and other fixtures too. | DWHR unit retrofitted to the main drain which includes outlets from showers, sinks and other fixtures too. | DWHR unit retrofitted to the main drain which includes outlets from showers, sinks and other fixtures too. | DWHR unit retrofitted to the main drain which includes outlets from showers, sinks and other fixtures too. | DWHR unit retrofitted to the main drain which includes outlets from showers, sinks and other fixtures too. | DWHR unit retrofitted to the main drain which includes outlets from showers, sinks and other fixtures too. | DWHR unit retrofitted to the main drain which includes outlets from showers, sinks and other fixtures too. | DWHR unit retrofitted to the main drain which includes outlets from showers, sinks and other fixtures too. | DWHR unit retrofitted to the main drain which includes outlets from showers, sinks and other fixtures too. | DWHR unit retrofitted to the main drain which includes outlets from showers, sinks and other fixtures too. | DWHR unit retrofitted to the main drain which includes outlets from showers, sinks and other fixtures too. | DWHR unit retrofitted to the main drain which includes outlets from showers, sinks and other fixtures too. | DWHR unit retrofitted to the main drain which includes outlets from showers, sinks and other fixtures too. | DWHR unit retrofitted to the main drain which includes outlets from showers, sinks and other fixtures too. | DWHR unit retrofitted to the main drain which includes outlets from showers, sinks and other fixtures too. | DWHR unit retrofitted to the main drain which includes outlets from showers, sinks and other fixtures too. | 1972.9922 | 1972.9922 | 1972.9922 | 1972.9922 | 1972.9922 | 1972.9922 | 1972.9922 | 1972.9922 | 1972.9922 | 1972.9922 | 1972.9922 | 1972.9922 | 1972.9922 | 1972.9922 | 1972.9922 | 1972.9922 | 1972.9922 | 1972.9922 | 1972.9922 | 1972.9922 | 1972.9922 | 1972.9922 | 1972.9922 | 1972.9922 | 1972.9922 | 1972.9922 | 1972.9922 | 1972.9922 | 1.436 | 1.436 | 1.436 | 1.436 | 1.436 | 1.436 | 1.436 | 1.436 | 1.436 | 1.436 | 1.436 | 1.436 | 1.436 | 1.436 | 1.436 | 1.436 | 1.436 | 1.436 | 1.436 | 1.436 | 1.436 | 1.436 | 1.436 | 1.436 | 1.436 | 1.436 | 1.436 | 1.436 | 0 | 0 | 0 | 0 | 0 | 0 | 0 | 0 | 0 | 0 | 0 | 0 | 0 | 0 | 0 | 0 | 0 | 0 | 0 | 0 | 0 | 0 | 0 | 0 | 0 | 0 | 0 | 0 | 0 | 0 | 0 | 0 | 0 | 0 | 0 | 0 | 0 | 0 | 0 | 0 | 0 | 0 | 0 | 0 | 0 | 0 | 0 | 0 | 0 | 0 | 0 | 0 | 0 | 0 | 0 | 0 | 0 | 0 | 0 | 0 | 0 | 0 | 0 | 0 | 0 | 0 | 0 | 0 | 0 | 0 | 0 | 0 | 0 | 0 | 0 | 0 | 0 | 0 | 0 | 0 | 0 | 0 | 0 | 0 | 0 | 0 | 0 | 0 | 0 | 0 | 0 | 0 | 0 | 0 | 0 | 0 | 0 | 0 | 0 | 0 | 0 | 0 | 0 | 0 | 0 | 0 | 0 | 0 | 0 | 0 | 0 | 0 | DWHR unit retrofitted to the main drain which includes outlets from showers, sinks and other fixtures too. | DWHR unit retrofitted to the main drain which includes outlets from showers, sinks and other fixtures too. | DWHR unit retrofitted to the main drain which includes outlets from showers, sinks and other fixtures too. | DWHR unit retrofitted to the main drain which includes outlets from showers, sinks and other fixtures too. | DWHR unit retrofitted to the main drain which includes outlets from showers, sinks and other fixtures too. | DWHR unit retrofitted to the main drain which includes outlets from showers, sinks and other fixtures too. | DWHR unit retrofitted to the main drain which includes outlets from showers, sinks and other fixtures too. | DWHR unit retrofitted to the main drain which includes outlets from showers, sinks and other fixtures too. | DWHR unit retrofitted to the main drain which includes outlets from showers, sinks and other fixtures too. | DWHR unit retrofitted to the main drain which includes outlets from showers, sinks and other fixtures too. | DWHR unit retrofitted to the main drain which includes outlets from showers, sinks and other fixtures too. | DWHR unit retrofitted to the main drain which includes outlets from showers, sinks and other fixtures too. | DWHR unit retrofitted to the main drain which includes outlets from showers, sinks and other fixtures too. | DWHR unit retrofitted to the main drain which includes outlets from showers, sinks and other fixtures too. | DWHR unit retrofitted to the main drain which includes outlets from showers, sinks and other fixtures too. | DWHR unit retrofitted to the main drain which includes outlets from showers, sinks and other fixtures too. | DWHR unit retrofitted to the main drain which includes outlets from showers, sinks and other fixtures too. | DWHR unit retrofitted to the main drain which includes outlets from showers, sinks and other fixtures too. | DWHR unit retrofitted to the main drain which includes outlets from showers, sinks and other fixtures too. | DWHR unit retrofitted to the main drain which includes outlets from showers, sinks and other fixtures too. | DWHR unit retrofitted to the main drain which includes outlets from showers, sinks and other fixtures too. | DWHR unit retrofitted to the main drain which includes outlets from showers, sinks and other fixtures too. | DWHR unit retrofitted to the main drain which includes outlets from showers, sinks and other fixtures too. | DWHR unit retrofitted to the main drain which includes outlets from showers, sinks and other fixtures too. | DWHR unit retrofitted to the main drain which includes outlets from showers, sinks and other fixtures too. | DWHR unit retrofitted to the main drain which includes outlets from showers, sinks and other fixtures too. | DWHR unit retrofitted to the main drain which includes outlets from showers, sinks and other fixtures too. | DWHR unit retrofitted to the main drain which includes outlets from showers, sinks and other fixtures too. | 1972.9922 | 1972.9922 | 1972.9922 | 1972.9922 | 1972.9922 | 1972.9922 | 1972.9922 | 1972.9922 | 1972.9922 | 1972.9922 | 1972.9922 | 1972.9922 | 1972.9922 | 1972.9922 | 1972.9922 | 1972.9922 | 1972.9922 | 1972.9922 | 1972.9922 | 1972.9922 | 1972.9922 | 1972.9922 | 1972.9922 | 1972.9922 | 1972.9922 | 1972.9922 | 1972.9922 | 1972.9922 | 1.436 | 1.436 | 1.436 | 1.436 | 1.436 | 1.436 | 1.436 | 1.436 | 1.436 | 1.436 | 1.436 | 1.436 | 1.436 | 1.436 | 1.436 | 1.436 | 1.436 | 1.436 | 1.436 | 1.436 | 1.436 | 1.436 | 1.436 | 1.436 | 1.436 | 1.436 | 1.436 | 1.436 | 0 | 0 | 0 | 0 | 0 | 0 | 0 | 0 | 0 | 0 | 0 | 0 | 0 | 0 | 0 | 0 | 0 | 0 | 0 | 0 | 0 | 0 | 0 | 0 | 0 | 0 | 0 | 0 | 0 | 0 | 0 | 0 | 0 | 0 | 0 | 0 | 0 | 0 | 0 | 0 | 0 | 0 | 0 | 0 | 0 | 0 | 0 | 0 | 0 | 0 | 0 | 0 | 0 | 0 | 0 | 0 | 0 | 0 | 0 | 0 | 0 | 0 | 0 | 0 | 0 | 0 | 0 | 0 | 0 | 0 | 0 | 0 | 0 | 0 | 0 | 0 | 0 | 0 | 0 | 0 | 0 | 0 | 0 | 0 | 0 | 0
Water Heater - Drainwater Heat Recovery_Retail_Existing_DWHR unit retrofitted to the main drain which includes outlets from showers, sinks and other fixtures too. | Water Heater - Drainwater Heat Recovery_Retail_Existing | Water Heater - Drainwater Heat Recovery_Commercial_Existing_Storage type water heater without DWHR devices_DWHR unit retrofitted to the main drain which includes outlets from showers, sinks and other fixtures too. | Commercial | Retail | Existing | Water Heating | Natural Gas | Water Heater - Drainwater Heat Recovery | NEQ | Storage type water heater without DWHR devices | 30 | 30 | 30 | 1.436 | 0 | 0 | 0 | 0.25 | Retro1Slow | 0.012666666666666666 | TBD | A | WCM233 | 0.7 | 0.42 | showerhead | 0.0321 | 92923.18586757389 | 92923.1859 | 73291.52688146674 | 73291.5269 | IL TRM v12 - 5.4.11 - Drain Water Heat Recovery - RS-DHW-DWHR-V04-240101 | IL TRM v12 - 5.4.11 - Drain Water Heat Recovery - RS-DHW-DWHR-V04-240101 ¦ Cost adjusted for retrofit applications to account for expected increase in cost. | IL TRM v12 - 5.4.11 - Drain Water Heat Recovery - RS-DHW-DWHR-V04-240101 ¦ AEG adjusted with Regional Technical Forum research | 0 | 0 | 1972.9922 | Storage type water heater without DWHR devices | Storage type water heater without DWHR devices | Storage type water heater without DWHR devices | Storage type water heater without DWHR devices | Storage type water heater without DWHR devices | Storage type water heater without DWHR devices | Storage type water heater without DWHR devices | Storage type water heater without DWHR devices | Storage type water heater without DWHR devices | Storage type water heater without DWHR devices | Storage type water heater without DWHR devices | Storage type water heater without DWHR devices | Storage type water heater without DWHR devices | Storage type water heater without DWHR devices | Storage type water heater without DWHR devices | Storage type water heater without DWHR devices | Storage type water heater without DWHR devices | Storage type water heater without DWHR devices | Storage type water heater without DWHR devices | Storage type water heater without DWHR devices | Storage type water heater without DWHR devices | Storage type water heater without DWHR devices | Storage type water heater without DWHR devices | Storage type water heater without DWHR devices | Storage type water heater without DWHR devices | Storage type water heater without DWHR devices | Storage type water heater without DWHR devices | Storage type water heater without DWHR devices | 0 | 0 | 0 | 0.11939 | 0.23583 | 0.41305 | 0.66158 | 0.98686 | 1.3861 | 1.8449 | 2.3404 | 2.831 | 3.2696 | 3.5974 | 3.7581 | 3.7041 | 3.4329 | 2.9832 | 2.4435 | 1.8546 | 1.277 | 0.67172 | 0.44674 | 1.4965e-17 | 1.4956e-17 | 1.4948e-17 | 1.4943e-17 | 1.4938e-17 | 0 | 0 | 0 | 0.11939 | 0.35381 | 0.76207 | 1.412 | 2.3744 | 3.7146 | 5.4796 | 7.7026 | 10.3641 | 13.4203 | 16.7582 | 20.2149 | 23.5458 | 26.5818 | 29.2559 | 31.4194 | 33.0401 | 34.1382 | 34.6956 | 35.0593 | 35.033 | 35.0119 | 34.995 | 34.9815 | 34.9707 | 0 | 0 | 0 | 5.587472490834338E-07 | 1.1168991016276557E-06 | 1.9831049329974506E-06 | 3.2257919802139036E-06 | 4.896301672245949E-06 | 7.012550224960487E-06 | 9.53899410473092E-06 | 1.236598160125052E-05 | 1.5294587988205742E-05 | 1.8035952489632356E-05 | 2.023516657781551E-05 | 2.152640739984999E-05 | 2.161627730645285E-05 | 2.0376986872177994E-05 | 1.7915928906040216E-05 | 1.4816275248809973E-05 | 1.133009283732527E-05 | 7.843910425840576E-06 | 4.139841613638081E-06 | 2.7598944090920534E-06 | 9.251858538542971E-23 | 9.251858538542971E-23 | 9.251858538542971E-23 | 9.251858538542971E-23 | 9.251858538542971E-23 | 0 | 0 | 0 | 5.587472490834338E-07 | 1.6756463507110893E-06 | 3.6587512837085405E-06 | 6.884543263922443E-06 | 1.1780844936168392E-05 | 1.879339516112888E-05 | 2.8332389265859796E-05 | 4.069837086711031E-05 | 5.599295885531606E-05 | 7.402891134494842E-05 | 9.426407792276394E-05 | 0.00011579048532261391 | 0.00013740676262906677 | 0.00015778374950124478 | 0.000175699678407285 | 0.00019051595365609497 | 0.00020184604649342022 | 0.0002096899569192608 | 0.00021382979853289886 | 0.00021658969294199092 | 0.00021658969294199092 | 0.00021658969294199092 | 0.00021658969294199092 | 0.00021658969294199092 | 0.00021658969294199092 | DWHR unit retrofitted to the main drain which includes outlets from showers, sinks and other fixtures too. | DWHR unit retrofitted to the main drain which includes outlets from showers, sinks and other fixtures too. | DWHR unit retrofitted to the main drain which includes outlets from showers, sinks and other fixtures too. | DWHR unit retrofitted to the main drain which includes outlets from showers, sinks and other fixtures too. | DWHR unit retrofitted to the main drain which includes outlets from showers, sinks and other fixtures too. | DWHR unit retrofitted to the main drain which includes outlets from showers, sinks and other fixtures too. | DWHR unit retrofitted to the main drain which includes outlets from showers, sinks and other fixtures too. | DWHR unit retrofitted to the main drain which includes outlets from showers, sinks and other fixtures too. | DWHR unit retrofitted to the main drain which includes outlets from showers, sinks and other fixtures too. | DWHR unit retrofitted to the main drain which includes outlets from showers, sinks and other fixtures too. | DWHR unit retrofitted to the main drain which includes outlets from showers, sinks and other fixtures too. | DWHR unit retrofitted to the main drain which includes outlets from showers, sinks and other fixtures too. | DWHR unit retrofitted to the main drain which includes outlets from showers, sinks and other fixtures too. | DWHR unit retrofitted to the main drain which includes outlets from showers, sinks and other fixtures too. | DWHR unit retrofitted to the main drain which includes outlets from showers, sinks and other fixtures too. | DWHR unit retrofitted to the main drain which includes outlets from showers, sinks and other fixtures too. | DWHR unit retrofitted to the main drain which includes outlets from showers, sinks and other fixtures too. | DWHR unit retrofitted to the main drain which includes outlets from showers, sinks and other fixtures too. | DWHR unit retrofitted to the main drain which includes outlets from showers, sinks and other fixtures too. | DWHR unit retrofitted to the main drain which includes outlets from showers, sinks and other fixtures too. | DWHR unit retrofitted to the main drain which includes outlets from showers, sinks and other fixtures too. | DWHR unit retrofitted to the main drain which includes outlets from showers, sinks and other fixtures too. | DWHR unit retrofitted to the main drain which includes outlets from showers, sinks and other fixtures too. | DWHR unit retrofitted to the main drain which includes outlets from showers, sinks and other fixtures too. | DWHR unit retrofitted to the main drain which includes outlets from showers, sinks and other fixtures too. | DWHR unit retrofitted to the main drain which includes outlets from showers, sinks and other fixtures too. | DWHR unit retrofitted to the main drain which includes outlets from showers, sinks and other fixtures too. | DWHR unit retrofitted to the main drain which includes outlets from showers, sinks and other fixtures too. | 1972.9922 | 1972.9922 | 1972.9922 | 1972.9922 | 1972.9922 | 1972.9922 | 1972.9922 | 1972.9922 | 1972.9922 | 1972.9922 | 1972.9922 | 1972.9922 | 1972.9922 | 1972.9922 | 1972.9922 | 1972.9922 | 1972.9922 | 1972.9922 | 1972.9922 | 1972.9922 | 1972.9922 | 1972.9922 | 1972.9922 | 1972.9922 | 1972.9922 | 1972.9922 | 1972.9922 | 1972.9922 | 1.436 | 1.436 | 1.436 | 1.436 | 1.436 | 1.436 | 1.436 | 1.436 | 1.436 | 1.436 | 1.436 | 1.436 | 1.436 | 1.436 | 1.436 | 1.436 | 1.436 | 1.436 | 1.436 | 1.436 | 1.436 | 1.436 | 1.436 | 1.436 | 1.436 | 1.436 | 1.436 | 1.436 | 0 | 0 | 0 | 0 | 0 | 0 | 0 | 0 | 0 | 0 | 0 | 0 | 0 | 0 | 0 | 0 | 0 | 0 | 0 | 0 | 0 | 0 | 0 | 0 | 0 | 0 | 0 | 0 | 0 | 0 | 0 | 0 | 0 | 0 | 0 | 0 | 0 | 0 | 0 | 0 | 0 | 0 | 0 | 0 | 0 | 0 | 0 | 0 | 0 | 0 | 0 | 0 | 0 | 0 | 0 | 0 | 0 | 0 | 0 | 0 | 0 | 0 | 0 | 0 | 0 | 0 | 0 | 0 | 0 | 0 | 0 | 0 | 0 | 0 | 0 | 0 | 0 | 0 | 0 | 0 | 0 | 0 | 0 | 0 | 0 | 0 | 0 | 0 | 0 | 0 | 0 | 0 | 0 | 0 | 0 | 0 | 0 | 0 | 0 | 0 | 0 | 0 | 0 | 0 | 0 | 0 | 0 | 0 | 0 | 0 | 0 | 0 | DWHR unit retrofitted to the main drain which includes outlets from showers, sinks and other fixtures too. | DWHR unit retrofitted to the main drain which includes outlets from showers, sinks and other fixtures too. | DWHR unit retrofitted to the main drain which includes outlets from showers, sinks and other fixtures too. | DWHR unit retrofitted to the main drain which includes outlets from showers, sinks and other fixtures too. | DWHR unit retrofitted to the main drain which includes outlets from showers, sinks and other fixtures too. | DWHR unit retrofitted to the main drain which includes outlets from showers, sinks and other fixtures too. | DWHR unit retrofitted to the main drain which includes outlets from showers, sinks and other fixtures too. | DWHR unit retrofitted to the main drain which includes outlets from showers, sinks and other fixtures too. | DWHR unit retrofitted to the main drain which includes outlets from showers, sinks and other fixtures too. | DWHR unit retrofitted to the main drain which includes outlets from showers, sinks and other fixtures too. | DWHR unit retrofitted to the main drain which includes outlets from showers, sinks and other fixtures too. | DWHR unit retrofitted to the main drain which includes outlets from showers, sinks and other fixtures too. | DWHR unit retrofitted to the main drain which includes outlets from showers, sinks and other fixtures too. | DWHR unit retrofitted to the main drain which includes outlets from showers, sinks and other fixtures too. | DWHR unit retrofitted to the main drain which includes outlets from showers, sinks and other fixtures too. | DWHR unit retrofitted to the main drain which includes outlets from showers, sinks and other fixtures too. | DWHR unit retrofitted to the main drain which includes outlets from showers, sinks and other fixtures too. | DWHR unit retrofitted to the main drain which includes outlets from showers, sinks and other fixtures too. | DWHR unit retrofitted to the main drain which includes outlets from showers, sinks and other fixtures too. | DWHR unit retrofitted to the main drain which includes outlets from showers, sinks and other fixtures too. | DWHR unit retrofitted to the main drain which includes outlets from showers, sinks and other fixtures too. | DWHR unit retrofitted to the main drain which includes outlets from showers, sinks and other fixtures too. | DWHR unit retrofitted to the main drain which includes outlets from showers, sinks and other fixtures too. | DWHR unit retrofitted to the main drain which includes outlets from showers, sinks and other fixtures too. | DWHR unit retrofitted to the main drain which includes outlets from showers, sinks and other fixtures too. | DWHR unit retrofitted to the main drain which includes outlets from showers, sinks and other fixtures too. | DWHR unit retrofitted to the main drain which includes outlets from showers, sinks and other fixtures too. | DWHR unit retrofitted to the main drain which includes outlets from showers, sinks and other fixtures too. | 1972.9922 | 1972.9922 | 1972.9922 | 1972.9922 | 1972.9922 | 1972.9922 | 1972.9922 | 1972.9922 | 1972.9922 | 1972.9922 | 1972.9922 | 1972.9922 | 1972.9922 | 1972.9922 | 1972.9922 | 1972.9922 | 1972.9922 | 1972.9922 | 1972.9922 | 1972.9922 | 1972.9922 | 1972.9922 | 1972.9922 | 1972.9922 | 1972.9922 | 1972.9922 | 1972.9922 | 1972.9922 | 1.436 | 1.436 | 1.436 | 1.436 | 1.436 | 1.436 | 1.436 | 1.436 | 1.436 | 1.436 | 1.436 | 1.436 | 1.436 | 1.436 | 1.436 | 1.436 | 1.436 | 1.436 | 1.436 | 1.436 | 1.436 | 1.436 | 1.436 | 1.436 | 1.436 | 1.436 | 1.436 | 1.436 | 0 | 0 | 0 | 0 | 0 | 0 | 0 | 0 | 0 | 0 | 0 | 0 | 0 | 0 | 0 | 0 | 0 | 0 | 0 | 0 | 0 | 0 | 0 | 0 | 0 | 0 | 0 | 0 | 0 | 0 | 0 | 0 | 0 | 0 | 0 | 0 | 0 | 0 | 0 | 0 | 0 | 0 | 0 | 0 | 0 | 0 | 0 | 0 | 0 | 0 | 0 | 0 | 0 | 0 | 0 | 0 | 0 | 0 | 0 | 0 | 0 | 0 | 0 | 0 | 0 | 0 | 0 | 0 | 0 | 0 | 0 | 0 | 0 | 0 | 0 | 0 | 0 | 0 | 0 | 0 | 0 | 0 | 0 | 0 | 0 | 0
Water Heater - Drainwater Heat Recovery_Grocery_Existing_DWHR unit retrofitted to the main drain which includes outlets from showers, sinks and other fixtures too. | Water Heater - Drainwater Heat Recovery_Grocery_Existing | Water Heater - Drainwater Heat Recovery_Commercial_Existing_Storage type water heater without DWHR devices_DWHR unit retrofitted to the main drain which includes outlets from showers, sinks and other fixtures too. | Commercial | Grocery | Existing | Water Heating | Natural Gas | Water Heater - Drainwater Heat Recovery | NEQ | Storage type water heater without DWHR devices | 30 | 30 | 30 | 1.436 | 0 | 0 | 0 | 0.25 | Retro1Slow | 0.012666666666666666 | TBD | A | WCM333 | 0.7 | 0.42 | showerhead | 0.0321 | 92925.60882531824 | 92925.6088 | 73293.43794672986 | 73293.4379 | IL TRM v12 - 5.4.11 - Drain Water Heat Recovery - RS-DHW-DWHR-V04-240101 | IL TRM v12 - 5.4.11 - Drain Water Heat Recovery - RS-DHW-DWHR-V04-240101 ¦ Cost adjusted for retrofit applications to account for expected increase in cost. | IL TRM v12 - 5.4.11 - Drain Water Heat Recovery - RS-DHW-DWHR-V04-240101 ¦ AEG adjusted with Regional Technical Forum research | 0 | 0 | 1972.9922 | Storage type water heater without DWHR devices | Storage type water heater without DWHR devices | Storage type water heater without DWHR devices | Storage type water heater without DWHR devices | Storage type water heater without DWHR devices | Storage type water heater without DWHR devices | Storage type water heater without DWHR devices | Storage type water heater without DWHR devices | Storage type water heater without DWHR devices | Storage type water heater without DWHR devices | Storage type water heater without DWHR devices | Storage type water heater without DWHR devices | Storage type water heater without DWHR devices | Storage type water heater without DWHR devices | Storage type water heater without DWHR devices | Storage type water heater without DWHR devices | Storage type water heater without DWHR devices | Storage type water heater without DWHR devices | Storage type water heater without DWHR devices | Storage type water heater without DWHR devices | Storage type water heater without DWHR devices | Storage type water heater without DWHR devices | Storage type water heater without DWHR devices | Storage type water heater without DWHR devices | Storage type water heater without DWHR devices | Storage type water heater without DWHR devices | Storage type water heater without DWHR devices | Storage type water heater without DWHR devices | 0 | 0 | 0 | 0.57448 | 1.1322 | 1.9783 | 3.1611 | 4.7041 | 6.5923 | 8.7581 | 11.0927 | 13.3995 | 15.4576 | 16.9901 | 17.734 | 17.4663 | 16.1769 | 14.0495 | 11.5016 | 8.7269 | 6.0069 | 3.1586 | 2.1003 | 0 | 0 | 0 | 0 | 0 | 0 | 0 | 0 | 0.57448 | 1.6985 | 3.6499 | 6.7465 | 11.3183 | 17.6672 | 26.0131 | 36.5078 | 49.0551 | 63.4459 | 79.1472 | 95.3909 | 111.0266 | 125.2615 | 137.7823 | 147.8935 | 155.4697 | 160.5826 | 163.1495 | 164.8229 | 164.699 | 164.5999 | 164.5206 | 164.4572 | 164.4065 | 0 | 0 | 0 | 2.0211643299676115E-05 | 4.040174923609512E-05 | 7.1735135335919E-05 | 0.00011668702972585665 | 0.00017711461318043183 | 0.0002536659715112092 | 0.0003450553834471681 | 0.00044731640215648174 | 0.0005532532953678403 | 0.0006524170613606382 | 0.0007319695437449285 | 0.0007786777807013563 | 0.0007819286575488252 | 0.0007370996293194197 | 0.0006480754312889148 | 0.0005359512209679813 | 0.0004098450513284561 | 0.0002837388816889312 | 0.00014975107644693588 | 9.983405096462391E-05 | 0 | 0 | 0 | 0 | 0 | 0 | 0 | 0 | 2.0211643299676115E-05 | 6.061339253577123E-05 | 0.00013234852787169022 | 0.0002490355575975469 | 0.0004261501707779787 | 0.0006798161422891879 | 0.0010248715257363558 | 0.0014721879278928377 | 0.002025441223260678 | 0.0026778582846213165 | 0.0034098278283662448 | 0.004188505609067601 | 0.004970434266616426 | 0.005707533895935845 | 0.00635560932722476 | 0.006891560548192742 | 0.007301405599521198 | 0.007585144481210129 | 0.007734895557657065 | 0.00783472960862169 | 0.00783472960862169 | 0.00783472960862169 | 0.00783472960862169 | 0.00783472960862169 | 0.00783472960862169 | DWHR unit retrofitted to the main drain which includes outlets from showers, sinks and other fixtures too. | DWHR unit retrofitted to the main drain which includes outlets from showers, sinks and other fixtures too. | DWHR unit retrofitted to the main drain which includes outlets from showers, sinks and other fixtures too. | DWHR unit retrofitted to the main drain which includes outlets from showers, sinks and other fixtures too. | DWHR unit retrofitted to the main drain which includes outlets from showers, sinks and other fixtures too. | DWHR unit retrofitted to the main drain which includes outlets from showers, sinks and other fixtures too. | DWHR unit retrofitted to the main drain which includes outlets from showers, sinks and other fixtures too. | DWHR unit retrofitted to the main drain which includes outlets from showers, sinks and other fixtures too. | DWHR unit retrofitted to the main drain which includes outlets from showers, sinks and other fixtures too. | DWHR unit retrofitted to the main drain which includes outlets from showers, sinks and other fixtures too. | DWHR unit retrofitted to the main drain which includes outlets from showers, sinks and other fixtures too. | DWHR unit retrofitted to the main drain which includes outlets from showers, sinks and other fixtures too. | DWHR unit retrofitted to the main drain which includes outlets from showers, sinks and other fixtures too. | DWHR unit retrofitted to the main drain which includes outlets from showers, sinks and other fixtures too. | DWHR unit retrofitted to the main drain which includes outlets from showers, sinks and other fixtures too. | DWHR unit retrofitted to the main drain which includes outlets from showers, sinks and other fixtures too. | DWHR unit retrofitted to the main drain which includes outlets from showers, sinks and other fixtures too. | DWHR unit retrofitted to the main drain which includes outlets from showers, sinks and other fixtures too. | DWHR unit retrofitted to the main drain which includes outlets from showers, sinks and other fixtures too. | DWHR unit retrofitted to the main drain which includes outlets from showers, sinks and other fixtures too. | DWHR unit retrofitted to the main drain which includes outlets from showers, sinks and other fixtures too. | DWHR unit retrofitted to the main drain which includes outlets from showers, sinks and other fixtures too. | DWHR unit retrofitted to the main drain which includes outlets from showers, sinks and other fixtures too. | DWHR unit retrofitted to the main drain which includes outlets from showers, sinks and other fixtures too. | DWHR unit retrofitted to the main drain which includes outlets from showers, sinks and other fixtures too. | DWHR unit retrofitted to the main drain which includes outlets from showers, sinks and other fixtures too. | DWHR unit retrofitted to the main drain which includes outlets from showers, sinks and other fixtures too. | DWHR unit retrofitted to the main drain which includes outlets from showers, sinks and other fixtures too. | 1972.9922 | 1972.9922 | 1972.9922 | 1972.9922 | 1972.9922 | 1972.9922 | 1972.9922 | 1972.9922 | 1972.9922 | 1972.9922 | 1972.9922 | 1972.9922 | 1972.9922 | 1972.9922 | 1972.9922 | 1972.9922 | 1972.9922 | 1972.9922 | 1972.9922 | 1972.9922 | 1972.9922 | 1972.9922 | 1972.9922 | 1972.9922 | 1972.9922 | 1972.9922 | 1972.9922 | 1972.9922 | 1.436 | 1.436 | 1.436 | 1.436 | 1.436 | 1.436 | 1.436 | 1.436 | 1.436 | 1.436 | 1.436 | 1.436 | 1.436 | 1.436 | 1.436 | 1.436 | 1.436 | 1.436 | 1.436 | 1.436 | 1.436 | 1.436 | 1.436 | 1.436 | 1.436 | 1.436 | 1.436 | 1.436 | 0 | 0 | 0 | 0 | 0 | 0 | 0 | 0 | 0 | 0 | 0 | 0 | 0 | 0 | 0 | 0 | 0 | 0 | 0 | 0 | 0 | 0 | 0 | 0 | 0 | 0 | 0 | 0 | 0 | 0 | 0 | 0 | 0 | 0 | 0 | 0 | 0 | 0 | 0 | 0 | 0 | 0 | 0 | 0 | 0 | 0 | 0 | 0 | 0 | 0 | 0 | 0 | 0 | 0 | 0 | 0 | 0 | 0 | 0 | 0 | 0 | 0 | 0 | 0 | 0 | 0 | 0 | 0 | 0 | 0 | 0 | 0 | 0 | 0 | 0 | 0 | 0 | 0 | 0 | 0 | 0 | 0 | 0 | 0 | 0 | 0 | 0 | 0 | 0 | 0 | 0 | 0 | 0 | 0 | 0 | 0 | 0 | 0 | 0 | 0 | 0 | 0 | 0 | 0 | 0 | 0 | 0 | 0 | 0 | 0 | 0 | 0 | DWHR unit retrofitted to the main drain which includes outlets from showers, sinks and other fixtures too. | DWHR unit retrofitted to the main drain which includes outlets from showers, sinks and other fixtures too. | DWHR unit retrofitted to the main drain which includes outlets from showers, sinks and other fixtures too. | DWHR unit retrofitted to the main drain which includes outlets from showers, sinks and other fixtures too. | DWHR unit retrofitted to the main drain which includes outlets from showers, sinks and other fixtures too. | DWHR unit retrofitted to the main drain which includes outlets from showers, sinks and other fixtures too. | DWHR unit retrofitted to the main drain which includes outlets from showers, sinks and other fixtures too. | DWHR unit retrofitted to the main drain which includes outlets from showers, sinks and other fixtures too. | DWHR unit retrofitted to the main drain which includes outlets from showers, sinks and other fixtures too. | DWHR unit retrofitted to the main drain which includes outlets from showers, sinks and other fixtures too. | DWHR unit retrofitted to the main drain which includes outlets from showers, sinks and other fixtures too. | DWHR unit retrofitted to the main drain which includes outlets from showers, sinks and other fixtures too. | DWHR unit retrofitted to the main drain which includes outlets from showers, sinks and other fixtures too. | DWHR unit retrofitted to the main drain which includes outlets from showers, sinks and other fixtures too. | DWHR unit retrofitted to the main drain which includes outlets from showers, sinks and other fixtures too. | DWHR unit retrofitted to the main drain which includes outlets from showers, sinks and other fixtures too. | DWHR unit retrofitted to the main drain which includes outlets from showers, sinks and other fixtures too. | DWHR unit retrofitted to the main drain which includes outlets from showers, sinks and other fixtures too. | DWHR unit retrofitted to the main drain which includes outlets from showers, sinks and other fixtures too. | DWHR unit retrofitted to the main drain which includes outlets from showers, sinks and other fixtures too. | DWHR unit retrofitted to the main drain which includes outlets from showers, sinks and other fixtures too. | DWHR unit retrofitted to the main drain which includes outlets from showers, sinks and other fixtures too. | DWHR unit retrofitted to the main drain which includes outlets from showers, sinks and other fixtures too. | DWHR unit retrofitted to the main drain which includes outlets from showers, sinks and other fixtures too. | DWHR unit retrofitted to the main drain which includes outlets from showers, sinks and other fixtures too. | DWHR unit retrofitted to the main drain which includes outlets from showers, sinks and other fixtures too. | DWHR unit retrofitted to the main drain which includes outlets from showers, sinks and other fixtures too. | DWHR unit retrofitted to the main drain which includes outlets from showers, sinks and other fixtures too. | 1972.9922 | 1972.9922 | 1972.9922 | 1972.9922 | 1972.9922 | 1972.9922 | 1972.9922 | 1972.9922 | 1972.9922 | 1972.9922 | 1972.9922 | 1972.9922 | 1972.9922 | 1972.9922 | 1972.9922 | 1972.9922 | 1972.9922 | 1972.9922 | 1972.9922 | 1972.9922 | 1972.9922 | 1972.9922 | 1972.9922 | 1972.9922 | 1972.9922 | 1972.9922 | 1972.9922 | 1972.9922 | 1.436 | 1.436 | 1.436 | 1.436 | 1.436 | 1.436 | 1.436 | 1.436 | 1.436 | 1.436 | 1.436 | 1.436 | 1.436 | 1.436 | 1.436 | 1.436 | 1.436 | 1.436 | 1.436 | 1.436 | 1.436 | 1.436 | 1.436 | 1.436 | 1.436 | 1.436 | 1.436 | 1.436 | 0 | 0 | 0 | 0 | 0 | 0 | 0 | 0 | 0 | 0 | 0 | 0 | 0 | 0 | 0 | 0 | 0 | 0 | 0 | 0 | 0 | 0 | 0 | 0 | 0 | 0 | 0 | 0 | 0 | 0 | 0 | 0 | 0 | 0 | 0 | 0 | 0 | 0 | 0 | 0 | 0 | 0 | 0 | 0 | 0 | 0 | 0 | 0 | 0 | 0 | 0 | 0 | 0 | 0 | 0 | 0 | 0 | 0 | 0 | 0 | 0 | 0 | 0 | 0 | 0 | 0 | 0 | 0 | 0 | 0 | 0 | 0 | 0 | 0 | 0 | 0 | 0 | 0 | 0 | 0 | 0 | 0 | 0 | 0 | 0 | 0
Water Heater - Drainwater Heat Recovery_Restaurant_Existing_DWHR unit retrofitted to the main drain which includes outlets from showers, sinks and other fixtures too. | Water Heater - Drainwater Heat Recovery_Restaurant_Existing | Water Heater - Drainwater Heat Recovery_Commercial_Existing_Storage type water heater without DWHR devices_DWHR unit retrofitted to the main drain which includes outlets from showers, sinks and other fixtures too. | Commercial | Restaurant | Existing | Water Heating | Natural Gas | Water Heater - Drainwater Heat Recovery | NEQ | Storage type water heater without DWHR devices | 30 | 30 | 30 | 1.436 | 0 | 0 | 0 | 0.25 | Retro1Slow | 0.012666666666666666 | TBD | A | WCM133 | 0.7 | 0.42 | showerhead | 0.0321 | 92958.48868102825 | 92958.4887 | 73319.37135405047 | 73319.3714 | IL TRM v12 - 5.4.11 - Drain Water Heat Recovery - RS-DHW-DWHR-V04-240101 | IL TRM v12 - 5.4.11 - Drain Water Heat Recovery - RS-DHW-DWHR-V04-240101 ¦ Cost adjusted for retrofit applications to account for expected increase in cost. | IL TRM v12 - 5.4.11 - Drain Water Heat Recovery - RS-DHW-DWHR-V04-240101 ¦ AEG adjusted with Regional Technical Forum research | 0 | 0 | 1972.9922 | Storage type water heater without DWHR devices | Storage type water heater without DWHR devices | Storage type water heater without DWHR devices | Storage type water heater without DWHR devices | Storage type water heater without DWHR devices | Storage type water heater without DWHR devices | Storage type water heater without DWHR devices | Storage type water heater without DWHR devices | Storage type water heater without DWHR devices | Storage type water heater without DWHR devices | Storage type water heater without DWHR devices | Storage type water heater without DWHR devices | Storage type water heater without DWHR devices | Storage type water heater without DWHR devices | Storage type water heater without DWHR devices | Storage type water heater without DWHR devices | Storage type water heater without DWHR devices | Storage type water heater without DWHR devices | Storage type water heater without DWHR devices | Storage type water heater without DWHR devices | Storage type water heater without DWHR devices | Storage type water heater without DWHR devices | Storage type water heater without DWHR devices | Storage type water heater without DWHR devices | Storage type water heater without DWHR devices | Storage type water heater without DWHR devices | Storage type water heater without DWHR devices | Storage type water heater without DWHR devices | 0 | 0 | 0 | 1.4378 | 2.8278 | 4.9303 | 7.8592 | 11.6652 | 16.3037 | 21.604 | 27.2968 | 32.9032 | 37.8915 | 41.5963 | 43.3855 | 42.7172 | 39.5638 | 34.3671 | 28.1423 | 21.363 | 14.7116 | 7.7395 | 5.1478 | 1.1407e-16 | 1.14e-16 | 1.1395e-16 | 1.139e-16 | 1.1387e-16 | 0 | 0 | 0 | 1.4378 | 4.2424 | 9.0962 | 16.7733 | 28.0672 | 43.6935 | 64.1675 | 89.8379 | 120.4576 | 155.5264 | 193.7732 | 233.3704 | 271.5377 | 306.3513 | 337.0345 | 361.8699 | 380.5826 | 393.2835 | 399.7593 | 403.987 | 403.6829 | 403.4396 | 403.245 | 403.0893 | 402.9647 | 0 | 0 | 0 | 0.00022524158625478928 | 0.0004502431569011567 | 0.0007994271140498163 | 0.0013003777714221227 | 0.001973791830291363 | 0.002826891656205042 | 0.0038453489783604176 | 0.004984961117987162 | 0.006165537754732627 | 0.007270633645256998 | 0.008157178448025748 | 0.008677702050547423 | 0.00871393031002074 | 0.008214348891580911 | 0.0072222498681545145 | 0.005972720840959709 | 0.004567374760733894 | 0.003162028680508081 | 0.0016688484702681542 | 0.001112565646845436 | 2.4671622769447924E-20 | 2.4671622769447924E-20 | 2.4671622769447924E-20 | 2.4671622769447924E-20 | 2.4671622769447924E-20 | 0 | 0 | 0 | 0.00022524158625478928 | 0.0006754847431559459 | 0.0014749118572057623 | 0.0027752896286278852 | 0.004749081458919249 | 0.00757597311512429 | 0.011421322093484707 | 0.01640628321147187 | 0.022571820966204494 | 0.029842454611461493 | 0.037999633059487246 | 0.04667733511003466 | 0.0553912654200554 | 0.06360561431163632 | 0.07082786417979083 | 0.07680058502075053 | 0.08136795978148442 | 0.0845299884619925 | 0.08619883693226066 | 0.08731140257910609 | 0.08731140257910609 | 0.08731140257910609 | 0.08731140257910609 | 0.08731140257910609 | 0.08731140257910609 | DWHR unit retrofitted to the main drain which includes outlets from showers, sinks and other fixtures too. | DWHR unit retrofitted to the main drain which includes outlets from showers, sinks and other fixtures too. | DWHR unit retrofitted to the main drain which includes outlets from showers, sinks and other fixtures too. | DWHR unit retrofitted to the main drain which includes outlets from showers, sinks and other fixtures too. | DWHR unit retrofitted to the main drain which includes outlets from showers, sinks and other fixtures too. | DWHR unit retrofitted to the main drain which includes outlets from showers, sinks and other fixtures too. | DWHR unit retrofitted to the main drain which includes outlets from showers, sinks and other fixtures too. | DWHR unit retrofitted to the main drain which includes outlets from showers, sinks and other fixtures too. | DWHR unit retrofitted to the main drain which includes outlets from showers, sinks and other fixtures too. | DWHR unit retrofitted to the main drain which includes outlets from showers, sinks and other fixtures too. | DWHR unit retrofitted to the main drain which includes outlets from showers, sinks and other fixtures too. | DWHR unit retrofitted to the main drain which includes outlets from showers, sinks and other fixtures too. | DWHR unit retrofitted to the main drain which includes outlets from showers, sinks and other fixtures too. | DWHR unit retrofitted to the main drain which includes outlets from showers, sinks and other fixtures too. | DWHR unit retrofitted to the main drain which includes outlets from showers, sinks and other fixtures too. | DWHR unit retrofitted to the main drain which includes outlets from showers, sinks and other fixtures too. | DWHR unit retrofitted to the main drain which includes outlets from showers, sinks and other fixtures too. | DWHR unit retrofitted to the main drain which includes outlets from showers, sinks and other fixtures too. | DWHR unit retrofitted to the main drain which includes outlets from showers, sinks and other fixtures too. | DWHR unit retrofitted to the main drain which includes outlets from showers, sinks and other fixtures too. | DWHR unit retrofitted to the main drain which includes outlets from showers, sinks and other fixtures too. | DWHR unit retrofitted to the main drain which includes outlets from showers, sinks and other fixtures too. | DWHR unit retrofitted to the main drain which includes outlets from showers, sinks and other fixtures too. | DWHR unit retrofitted to the main drain which includes outlets from showers, sinks and other fixtures too. | DWHR unit retrofitted to the main drain which includes outlets from showers, sinks and other fixtures too. | DWHR unit retrofitted to the main drain which includes outlets from showers, sinks and other fixtures too. | DWHR unit retrofitted to the main drain which includes outlets from showers, sinks and other fixtures too. | DWHR unit retrofitted to the main drain which includes outlets from showers, sinks and other fixtures too. | 1972.9922 | 1972.9922 | 1972.9922 | 1972.9922 | 1972.9922 | 1972.9922 | 1972.9922 | 1972.9922 | 1972.9922 | 1972.9922 | 1972.9922 | 1972.9922 | 1972.9922 | 1972.9922 | 1972.9922 | 1972.9922 | 1972.9922 | 1972.9922 | 1972.9922 | 1972.9922 | 1972.9922 | 1972.9922 | 1972.9922 | 1972.9922 | 1972.9922 | 1972.9922 | 1972.9922 | 1972.9922 | 1.436 | 1.436 | 1.436 | 1.436 | 1.436 | 1.436 | 1.436 | 1.436 | 1.436 | 1.436 | 1.436 | 1.436 | 1.436 | 1.436 | 1.436 | 1.436 | 1.436 | 1.436 | 1.436 | 1.436 | 1.436 | 1.436 | 1.436 | 1.436 | 1.436 | 1.436 | 1.436 | 1.436 | 0 | 0 | 0 | 0 | 0 | 0 | 0 | 0 | 0 | 0 | 0 | 0 | 0 | 0 | 0 | 0 | 0 | 0 | 0 | 0 | 0 | 0 | 0 | 0 | 0 | 0 | 0 | 0 | 0 | 0 | 0 | 0 | 0 | 0 | 0 | 0 | 0 | 0 | 0 | 0 | 0 | 0 | 0 | 0 | 0 | 0 | 0 | 0 | 0 | 0 | 0 | 0 | 0 | 0 | 0 | 0 | 0 | 0 | 0 | 0 | 0 | 0 | 0 | 0 | 0 | 0 | 0 | 0 | 0 | 0 | 0 | 0 | 0 | 0 | 0 | 0 | 0 | 0 | 0 | 0 | 0 | 0 | 0 | 0 | 0 | 0 | 0 | 0 | 0 | 0 | 0 | 0 | 0 | 0 | 0 | 0 | 0 | 0 | 0 | 0 | 0 | 0 | 0 | 0 | 0 | 0 | 0 | 0 | 0 | 0 | 0 | 0 | DWHR unit retrofitted to the main drain which includes outlets from showers, sinks and other fixtures too. | DWHR unit retrofitted to the main drain which includes outlets from showers, sinks and other fixtures too. | DWHR unit retrofitted to the main drain which includes outlets from showers, sinks and other fixtures too. | DWHR unit retrofitted to the main drain which includes outlets from showers, sinks and other fixtures too. | DWHR unit retrofitted to the main drain which includes outlets from showers, sinks and other fixtures too. | DWHR unit retrofitted to the main drain which includes outlets from showers, sinks and other fixtures too. | DWHR unit retrofitted to the main drain which includes outlets from showers, sinks and other fixtures too. | DWHR unit retrofitted to the main drain which includes outlets from showers, sinks and other fixtures too. | DWHR unit retrofitted to the main drain which includes outlets from showers, sinks and other fixtures too. | DWHR unit retrofitted to the main drain which includes outlets from showers, sinks and other fixtures too. | DWHR unit retrofitted to the main drain which includes outlets from showers, sinks and other fixtures too. | DWHR unit retrofitted to the main drain which includes outlets from showers, sinks and other fixtures too. | DWHR unit retrofitted to the main drain which includes outlets from showers, sinks and other fixtures too. | DWHR unit retrofitted to the main drain which includes outlets from showers, sinks and other fixtures too. | DWHR unit retrofitted to the main drain which includes outlets from showers, sinks and other fixtures too. | DWHR unit retrofitted to the main drain which includes outlets from showers, sinks and other fixtures too. | DWHR unit retrofitted to the main drain which includes outlets from showers, sinks and other fixtures too. | DWHR unit retrofitted to the main drain which includes outlets from showers, sinks and other fixtures too. | DWHR unit retrofitted to the main drain which includes outlets from showers, sinks and other fixtures too. | DWHR unit retrofitted to the main drain which includes outlets from showers, sinks and other fixtures too. | DWHR unit retrofitted to the main drain which includes outlets from showers, sinks and other fixtures too. | DWHR unit retrofitted to the main drain which includes outlets from showers, sinks and other fixtures too. | DWHR unit retrofitted to the main drain which includes outlets from showers, sinks and other fixtures too. | DWHR unit retrofitted to the main drain which includes outlets from showers, sinks and other fixtures too. | DWHR unit retrofitted to the main drain which includes outlets from showers, sinks and other fixtures too. | DWHR unit retrofitted to the main drain which includes outlets from showers, sinks and other fixtures too. | DWHR unit retrofitted to the main drain which includes outlets from showers, sinks and other fixtures too. | DWHR unit retrofitted to the main drain which includes outlets from showers, sinks and other fixtures too. | 1972.9922 | 1972.9922 | 1972.9922 | 1972.9922 | 1972.9922 | 1972.9922 | 1972.9922 | 1972.9922 | 1972.9922 | 1972.9922 | 1972.9922 | 1972.9922 | 1972.9922 | 1972.9922 | 1972.9922 | 1972.9922 | 1972.9922 | 1972.9922 | 1972.9922 | 1972.9922 | 1972.9922 | 1972.9922 | 1972.9922 | 1972.9922 | 1972.9922 | 1972.9922 | 1972.9922 | 1972.9922 | 1.436 | 1.436 | 1.436 | 1.436 | 1.436 | 1.436 | 1.436 | 1.436 | 1.436 | 1.436 | 1.436 | 1.436 | 1.436 | 1.436 | 1.436 | 1.436 | 1.436 | 1.436 | 1.436 | 1.436 | 1.436 | 1.436 | 1.436 | 1.436 | 1.436 | 1.436 | 1.436 | 1.436 | 0 | 0 | 0 | 0 | 0 | 0 | 0 | 0 | 0 | 0 | 0 | 0 | 0 | 0 | 0 | 0 | 0 | 0 | 0 | 0 | 0 | 0 | 0 | 0 | 0 | 0 | 0 | 0 | 0 | 0 | 0 | 0 | 0 | 0 | 0 | 0 | 0 | 0 | 0 | 0 | 0 | 0 | 0 | 0 | 0 | 0 | 0 | 0 | 0 | 0 | 0 | 0 | 0 | 0 | 0 | 0 | 0 | 0 | 0 | 0 | 0 | 0 | 0 | 0 | 0 | 0 | 0 | 0 | 0 | 0 | 0 | 0 | 0 | 0 | 0 | 0 | 0 | 0 | 0 | 0 | 0 | 0 | 0 | 0 | 0 | 0
Ducting - Repair and Sealing_Warehouse_Existing_Sealed Ductwork | Ducting - Repair and Sealing_Warehouse_Existing | Ducting - Repair and Sealing_Commercial_Existing_Existing ductwork_Sealed Ductwork | Commercial | Warehouse | Existing | Space Heating | Natural Gas | Ducting - Repair and Sealing | NEQ | Existing ductwork | 20 | 20 | 20 | 0.001964 | 0 | 0 | 0.15 | 0.5 | Retro5Med | 8.35569166605469E-06 | TBD | A | WCM704 | 0.7 | 0.42 | sqft duct | 0.0321 | 113490.45611496155 | 113490.4561 | 89513.59918926543 | 89513.5992 | IL TRM v13 - 4.4.56 Commercial Duct Sealing - CI-HVC-DSEAL-V02-250101 | IL TRM v13 - 4.4.56 Commercial Duct Sealing - CI-HVC-DSEAL-V02-250101 | AEG BEST | 0 | 0 | 2.3068 | Existing ductwork | Existing ductwork | Existing ductwork | Existing ductwork | Existing ductwork | Existing ductwork | Existing ductwork | Existing ductwork | Existing ductwork | Existing ductwork | Existing ductwork | Existing ductwork | Existing ductwork | Existing ductwork | Existing ductwork | Existing ductwork | Existing ductwork | Existing ductwork | Existing ductwork | Existing ductwork | Existing ductwork | Existing ductwork | Existing ductwork | Existing ductwork | Existing ductwork | Existing ductwork | Existing ductwork | Existing ductwork | 0 | 0 | 0 | 403.9213 | 484.8576 | 577.9217 | 650.9337 | 717.2854 | 805.8591 | 845.6154 | 823.6256 | 739.1511 | 605.5824 | 447.9118 | 284.5318 | 159.2643 | 74.2273 | 30.5064 | 10.806 | 3.2982 | 0.70464 | 0.063783 | 0.041889 | 0 | 0 | 0 | 0 | 0 | 0 | 0 | 0 | 403.9213 | 879.744 | 1434.8285 | 2043.1106 | 2691.0877 | 3391.9023 | 4090.0897 | 4723.2374 | 5237.1269 | 5597.2364 | 5797.7483 | 5849.4269 | 5798.1098 | 5686.6676 | 5554.6643 | 5421.6655 | 5301.0967 | 5196.963 | 5110.4683 | 5034.39 | 4973.2109 | 4916.8052 | 4864.788 | 4816.8063 | 4772.5365 | 0 | 0 | 0 | 105864.11900114745 | 129984.25472743953 | 159062.688879283 | 184646.71918804795 | 210612.96559047105 | 246231.87306008127 | 270120.18860674347 | 275946.853127506 | 260046.79244208927 | 223532.2448308851 | 172978.68864011925 | 114480.96589658971 | 66472.81890769725 | 32005.431325928294 | 13540.759407123509 | 4923.9125116812775 | 1538.0087409352982 | 335.21607118726206 | 30.85702105367823 | 20.571347369118815 | 0 | 0 | 0 | 0 | 0 | 0 | 0 | 0 | 105864.11900114745 | 235848.373728587 | 394911.06260787 | 579557.7817959179 | 790170.747386389 | 1036402.6204464702 | 1306522.8090532138 | 1582469.66218072 | 1842516.454622809 | 2066048.6994536943 | 2239027.3880938133 | 2353508.353990403 | 2419981.1728981 | 2451986.6042240285 | 2465527.363631152 | 2470451.2761428333 | 2471989.2848837688 | 2472324.500954956 | 2472355.3579760096 | 2472375.929323379 | 2472375.929323379 | 2472375.929323379 | 2472375.929323379 | 2472375.929323379 | 2472375.929323379 | Sealed Ductwork | Sealed Ductwork | Sealed Ductwork | Sealed Ductwork | Sealed Ductwork | Sealed Ductwork | Sealed Ductwork | Sealed Ductwork | Sealed Ductwork | Sealed Ductwork | Sealed Ductwork | Sealed Ductwork | Sealed Ductwork | Sealed Ductwork | Sealed Ductwork | Sealed Ductwork | Sealed Ductwork | Sealed Ductwork | Sealed Ductwork | Sealed Ductwork | Sealed Ductwork | Sealed Ductwork | Sealed Ductwork | Sealed Ductwork | Sealed Ductwork | Sealed Ductwork | Sealed Ductwork | Sealed Ductwork | 2.3068 | 2.3068 | 2.3068 | 2.3068 | 2.3068 | 2.3068 | 2.3068 | 2.3068 | 2.3068 | 2.3068 | 2.3068 | 2.3068 | 2.3068 | 2.3068 | 2.3068 | 2.3068 | 2.3068 | 2.3068 | 2.3068 | 2.3068 | 2.3068 | 2.3068 | 2.3068 | 2.3068 | 2.3068 | 2.3068 | 2.3068 | 2.3068 | 0.002 | 0.002 | 0.002 | 0.002 | 0.002 | 0.002 | 0.002 | 0.002 | 0.002 | 0.002 | 0.002 | 0.002 | 0.002 | 0.002 | 0.002 | 0.002 | 0.002 | 0.002 | 0.002 | 0.002 | 0.002 | 0.002 | 0.002 | 0.002 | 0.002 | 0.002 | 0.002 | 0.002 | 0 | 0 | 0 | 0 | 0 | 0 | 0 | 0 | 0 | 0 | 0 | 0 | 0 | 0 | 0 | 0 | 0 | 0 | 0 | 0 | 0 | 0 | 0 | 0 | 0 | 0 | 0 | 0 | 0 | 0 | 0 | 0 | 0 | 0 | 0 | 0 | 0 | 0 | 0 | 0 | 0 | 0 | 0 | 0 | 0 | 0 | 0 | 0 | 0 | 0 | 0 | 0 | 0 | 0 | 0 | 0 | 0 | 0 | 0 | 0 | 0 | 0 | 0 | 0 | 0 | 0 | 0 | 0 | 0 | 0 | 0 | 0 | 0 | 0 | 0 | 0 | 0 | 0 | 0 | 0 | 0 | 0 | 0 | 0 | 0 | 0 | 0 | 0 | 0 | 0 | 0 | 0 | 0 | 0 | 0 | 0 | 0 | 0 | 0 | 0 | 0 | 0 | 0 | 0 | 0 | 0 | 0 | 0 | 0 | 0 | 0 | 0 | Sealed Ductwork | Sealed Ductwork | Sealed Ductwork | Sealed Ductwork | Sealed Ductwork | Sealed Ductwork | Sealed Ductwork | Sealed Ductwork | Sealed Ductwork | Sealed Ductwork | Sealed Ductwork | Sealed Ductwork | Sealed Ductwork | Sealed Ductwork | Sealed Ductwork | Sealed Ductwork | Sealed Ductwork | Sealed Ductwork | Sealed Ductwork | Sealed Ductwork | Sealed Ductwork | Sealed Ductwork | Sealed Ductwork | Sealed Ductwork | Sealed Ductwork | Sealed Ductwork | Sealed Ductwork | Sealed Ductwork | 2.3068 | 2.3068 | 2.3068 | 2.3068 | 2.3068 | 2.3068 | 2.3068 | 2.3068 | 2.3068 | 2.3068 | 2.3068 | 2.3068 | 2.3068 | 2.3068 | 2.3068 | 2.3068 | 2.3068 | 2.3068 | 2.3068 | 2.3068 | 2.3068 | 2.3068 | 2.3068 | 2.3068 | 2.3068 | 2.3068 | 2.3068 | 2.3068 | 0.002 | 0.002 | 0.002 | 0.002 | 0.002 | 0.002 | 0.002 | 0.002 | 0.002 | 0.002 | 0.002 | 0.002 | 0.002 | 0.002 | 0.002 | 0.002 | 0.002 | 0.002 | 0.002 | 0.002 | 0.002 | 0.002 | 0.002 | 0.002 | 0.002 | 0.002 | 0.002 | 0.002 | 0 | 0 | 0 | 0 | 0 | 0 | 0 | 0 | 0 | 0 | 0 | 0 | 0 | 0 | 0 | 0 | 0 | 0 | 0 | 0 | 0 | 0 | 0 | 0 | 0 | 0 | 0 | 0 | 0 | 0 | 0 | 0 | 0 | 0 | 0 | 0 | 0 | 0 | 0 | 0 | 0 | 0 | 0 | 0 | 0 | 0 | 0 | 0 | 0 | 0 | 0 | 0 | 0 | 0 | 0 | 0 | 0 | 0 | 0 | 0 | 0 | 0 | 0 | 0 | 0 | 0 | 0 | 0 | 0 | 0 | 0 | 0 | 0 | 0 | 0 | 0 | 0 | 0 | 0 | 0 | 0 | 0 | 0 | 0 | 0 | 0
Windows - High Efficiency Glazing_Education_Existing_U-0.29 Window | Windows - High Efficiency Glazing_Education_Existing | Windows - High Efficiency Glazing_Commercial_Existing_Double Pane Window_U-0.29 Window | Commercial | Education | Existing | Space Heating | Natural Gas | Windows - High Efficiency Glazing | NEQ | Double Pane Window | 45 | 45 | 45 | -0.017269 | 0 | 0 | 0.55484 | 0.8933 | Retro1Slow | 0.012666666666666666 | TBD | A | WCM405 | 0.7 | 0.42 | sqft window | 0.0321 | 9999 | 9999 | 9999 | 9999 | RTF Wkbk - ComWeatherizationSchool_v4_1 | RTF Wkbk - ComWeatherizationSchool_v4_1 | AEG BEST | 0 | 0 | 34.6186 | Double Pane Window | Double Pane Window | Double Pane Window | Double Pane Window | Double Pane Window | Double Pane Window | Double Pane Window | Double Pane Window | Double Pane Window | Double Pane Window | Double Pane Window | Double Pane Window | Double Pane Window | Double Pane Window | Double Pane Window | Double Pane Window | Double Pane Window | Double Pane Window | Double Pane Window | Double Pane Window | Double Pane Window | Double Pane Window | Double Pane Window | Double Pane Window | Double Pane Window | Double Pane Window | Double Pane Window | Double Pane Window | 0 | 0 | 0 | -61.094 | -120.3658 | -210.3068 | -336.0636 | -500.1513 | -700.7826 | -930.5949 | -1175.6042 | -1415.2093 | -1623.3853 | -1771.6066 | -1834.0358 | -1793.5663 | -1648.263 | -1414.5422 | -1143.279 | -855.9373 | -581.1951 | -301.5042 | -197.882 | 0 | 0 | 0 | 0 | 0 | 0 | 0 | 0 | -61.094 | -180.5808 | -388.0078 | -717.2329 | -1203.3992 | -1878.0735 | -2764.0208 | -3869.0965 | -5181.0326 | -6663.2161 | -8252.9028 | -9865.2733 | -11401.0444 | -12762.884 | -13872.2704 | -14700.9211 | -15248.5556 | -15536.9923 | -15573.2023 | -15529.2894 | -15326.5133 | -15137.2955 | -14960.5526 | -14795.2882 | -14640.5862 | 0 | 0 | 0 | 153.15401073432588 | 306.1448217963362 | 543.5739946707706 | 884.1976052227695 | 1342.0884668332 | 1922.1574588338144 | 2614.6620102508623 | 3389.5463145548224 | 4192.284609481764 | 4943.6994378624195 | 5546.509489493455 | 5900.4418104898805 | 5925.075375421298 | 5585.382784924916 | 4910.800675067618 | 4061.17789791593 | 3105.6066278180647 | 2150.0353577201977 | 1134.7408832412154 | 756.4939221608106 | 0 | 0 | 0 | 0 | 0 | 0 | 0 | 0 | 153.15401073432588 | 459.2988325306621 | 1002.8728272014328 | 1887.0704324242024 | 3229.158899257403 | 5151.316358091218 | 7765.97836834208 | 11155.524682896903 | 15347.809292378668 | 20291.508730241087 | 25838.018219734546 | 31738.46003022442 | 37663.53540564572 | 43248.91819057064 | 48159.71886563826 | 52220.896763554185 | 55326.50339137225 | 57476.538749092455 | 58611.27963233367 | 59367.77355449448 | 59367.77355449448 | 59367.77355449448 | 59367.77355449448 | 59367.77355449448 | 59367.77355449448 | U-0.29 Window | U-0.29 Window | U-0.29 Window | U-0.29 Window | U-0.29 Window | U-0.29 Window | U-0.29 Window | U-0.29 Window | U-0.29 Window | U-0.29 Window | U-0.29 Window | U-0.29 Window | U-0.29 Window | U-0.29 Window | U-0.29 Window | U-0.29 Window | U-0.29 Window | U-0.29 Window | U-0.29 Window | U-0.29 Window | U-0.29 Window | U-0.29 Window | U-0.29 Window | U-0.29 Window | U-0.29 Window | U-0.29 Window | U-0.29 Window | U-0.29 Window | 34.6186 | 34.6186 | 34.6186 | 34.6186 | 34.6186 | 34.6186 | 34.6186 | 34.6186 | 34.6186 | 34.6186 | 34.6186 | 34.6186 | 34.6186 | 34.6186 | 34.6186 | 34.6186 | 34.6186 | 34.6186 | 34.6186 | 34.6186 | 34.6186 | 34.6186 | 34.6186 | 34.6186 | 34.6186 | 34.6186 | 34.6186 | 34.6186 | -0.0173 | -0.0173 | -0.0173 | -0.0173 | -0.0173 | -0.0173 | -0.0173 | -0.0173 | -0.0173 | -0.0173 | -0.0173 | -0.0173 | -0.0173 | -0.0173 | -0.0173 | -0.0173 | -0.0173 | -0.0173 | -0.0173 | -0.0173 | -0.0173 | -0.0173 | -0.0173 | -0.0173 | -0.0173 | -0.0173 | -0.0173 | -0.0173 | 0 | 0 | 0 | 0 | 0 | 0 | 0 | 0 | 0 | 0 | 0 | 0 | 0 | 0 | 0 | 0 | 0 | 0 | 0 | 0 | 0 | 0 | 0 | 0 | 0 | 0 | 0 | 0 | 0 | 0 | 0 | 0 | 0 | 0 | 0 | 0 | 0 | 0 | 0 | 0 | 0 | 0 | 0 | 0 | 0 | 0 | 0 | 0 | 0 | 0 | 0 | 0 | 0 | 0 | 0 | 0 | 0 | 0 | 0 | 0 | 0 | 0 | 0 | 0 | 0 | 0 | 0 | 0 | 0 | 0 | 0 | 0 | 0 | 0 | 0 | 0 | 0 | 0 | 0 | 0 | 0 | 0 | 0 | 0 | 0 | 0 | 0 | 0 | 0 | 0 | 0 | 0 | 0 | 0 | 0 | 0 | 0 | 0 | 0 | 0 | 0 | 0 | 0 | 0 | 0 | 0 | 0 | 0 | 0 | 0 | 0 | 0 | U-0.29 Window | U-0.29 Window | U-0.29 Window | U-0.29 Window | U-0.29 Window | U-0.29 Window | U-0.29 Window | U-0.29 Window | U-0.29 Window | U-0.29 Window | U-0.29 Window | U-0.29 Window | U-0.29 Window | U-0.29 Window | U-0.29 Window | U-0.29 Window | U-0.29 Window | U-0.29 Window | U-0.29 Window | U-0.29 Window | U-0.29 Window | U-0.29 Window | U-0.29 Window | U-0.29 Window | U-0.29 Window | U-0.29 Window | U-0.29 Window | U-0.29 Window | 34.6186 | 34.6186 | 34.6186 | 34.6186 | 34.6186 | 34.6186 | 34.6186 | 34.6186 | 34.6186 | 34.6186 | 34.6186 | 34.6186 | 34.6186 | 34.6186 | 34.6186 | 34.6186 | 34.6186 | 34.6186 | 34.6186 | 34.6186 | 34.6186 | 34.6186 | 34.6186 | 34.6186 | 34.6186 | 34.6186 | 34.6186 | 34.6186 | -0.0173 | -0.0173 | -0.0173 | -0.0173 | -0.0173 | -0.0173 | -0.0173 | -0.0173 | -0.0173 | -0.0173 | -0.0173 | -0.0173 | -0.0173 | -0.0173 | -0.0173 | -0.0173 | -0.0173 | -0.0173 | -0.0173 | -0.0173 | -0.0173 | -0.0173 | -0.0173 | -0.0173 | -0.0173 | -0.0173 | -0.0173 | -0.0173 | 0 | 0 | 0 | 0 | 0 | 0 | 0 | 0 | 0 | 0 | 0 | 0 | 0 | 0 | 0 | 0 | 0 | 0 | 0 | 0 | 0 | 0 | 0 | 0 | 0 | 0 | 0 | 0 | 0 | 0 | 0 | 0 | 0 | 0 | 0 | 0 | 0 | 0 | 0 | 0 | 0 | 0 | 0 | 0 | 0 | 0 | 0 | 0 | 0 | 0 | 0 | 0 | 0 | 0 | 0 | 0 | 0 | 0 | 0 | 0 | 0 | 0 | 0 | 0 | 0 | 0 | 0 | 0 | 0 | 0 | 0 | 0 | 0 | 0 | 0 | 0 | 0 | 0 | 0 | 0 | 0 | 0 | 0 | 0 | 0 | 0
Insulation - Wall Cavity_Grocery_Existing_R-13+10ci | Insulation - Wall Cavity_Grocery_Existing | Insulation - Wall Cavity_Commercial_Existing_Existing/Assumed R-13_R-13+10ci | Commercial | Grocery | Existing | Space Heating | Natural Gas | Insulation - Wall Cavity | NEQ | Existing/Assumed R-13 | 45 | 45 | 45 | 0.0012377 | 0 | 0 | 0.15 | 0.5 | Retro3Slow | 0.004128203794943829 | TBD | A | WCM302 | 0.7072020440499351 | 0.42432122642996106 | sqft wall | 0.0321 | 131498.41632365543 | 131498.4163 | 104466.26459005897 | 104466.2646 | Regional Technical Forum. ComWeatherizationSchool - UES Workbook, Version 4.1. Northwest Power and Conservation Council. July 18, 2023. | Regional Technical Forum. ComWeatherizationSchool_v4_1 ¦ ResMFWeatherization_v6_1 - AEG Adjusted | AEG BEST | 0 | 0 | 2.828 | Existing/Assumed R-13 | Existing/Assumed R-13 | Existing/Assumed R-13 | Existing/Assumed R-13 | Existing/Assumed R-13 | Existing/Assumed R-13 | Existing/Assumed R-13 | Existing/Assumed R-13 | Existing/Assumed R-13 | Existing/Assumed R-13 | Existing/Assumed R-13 | Existing/Assumed R-13 | Existing/Assumed R-13 | Existing/Assumed R-13 | Existing/Assumed R-13 | Existing/Assumed R-13 | Existing/Assumed R-13 | Existing/Assumed R-13 | Existing/Assumed R-13 | Existing/Assumed R-13 | Existing/Assumed R-13 | Existing/Assumed R-13 | Existing/Assumed R-13 | Existing/Assumed R-13 | Existing/Assumed R-13 | Existing/Assumed R-13 | Existing/Assumed R-13 | Existing/Assumed R-13 | 0 | 0 | 0 | 22.8468 | 35.1612 | 68.6781 | 117.0606 | 176.83 | 239.5875 | 294.1731 | 330.2286 | 341.665 | 328.0397 | 294.0666 | 247.3876 | 196.1203 | 147.0423 | 104.5859 | 70.7248 | 45.6442 | 28.1899 | 14.0035 | 9.1042 | 0 | 0 | 0 | 0 | 0 | 0 | 0 | 0 | 22.8468 | 57.5298 | 124.8626 | 238.6755 | 408.6055 | 635.031 | 906.8032 | 1202.754 | 1497.186 | 1765.5191 | 1989.7903 | 2160.4601 | 2275.8727 | 2340.9195 | 2364.2454 | 2354.7084 | 2325.1595 | 2284.7884 | 2237.6457 | 2191.2647 | 2142.7557 | 2097.8844 | 2056.3548 | 2017.8947 | 1982.2549 | 0 | 0 | 0 | 9733.684779411238 | 15300.449004278222 | 30600.898008556447 | 53551.571514973795 | 83302.4445788481 | 116623.42241038728 | 148429.8103404929 | 173168.1120639084 | 186488.73606882434 | 186488.73606882434 | 174056.15366423625 | 152299.13445620658 | 125422.81661099356 | 97551.07958632843 | 71879.74285308429 | 50315.81999715883 | 33543.879998105884 | 21346.10545334014 | 10895.410374347352 | 7263.606916231571 | 0 | 0 | 0 | 0 | 0 | 0 | 0 | 0 | 9733.684779411238 | 25034.13378368946 | 55635.03179224591 | 109186.6033072197 | 192489.04788606783 | 309112.4702964551 | 457542.28063694795 | 630710.3927008563 | 817199.1287696807 | 1003687.864838505 | 1177744.0185027414 | 1330043.1529589477 | 1455465.9695699413 | 1553017.0491562698 | 1624896.792009354 | 1675212.612006513 | 1708756.4920046187 | 1730102.5974579589 | 1740998.0078323062 | 1748261.614748538 | 1748261.614748538 | 1748261.614748538 | 1748261.614748538 | 1748261.614748538 | 1748261.614748538 | R-13+10ci | R-13+10ci | R-13+10ci | R-13+10ci | R-13+10ci | R-13+10ci | R-13+10ci | R-13+10ci | R-13+10ci | R-13+10ci | R-13+10ci | R-13+10ci | R-13+10ci | R-13+10ci | R-13+10ci | R-13+10ci | R-13+10ci | R-13+10ci | R-13+10ci | R-13+10ci | R-13+10ci | R-13+10ci | R-13+10ci | R-13+10ci | R-13+10ci | R-13+10ci | R-13+10ci | R-13+10ci | 2.828 | 2.828 | 2.828 | 2.828 | 2.828 | 2.828 | 2.828 | 2.828 | 2.828 | 2.828 | 2.828 | 2.828 | 2.828 | 2.828 | 2.828 | 2.828 | 2.828 | 2.828 | 2.828 | 2.828 | 2.828 | 2.828 | 2.828 | 2.828 | 2.828 | 2.828 | 2.828 | 2.828 | 0.0012 | 0.0012 | 0.0012 | 0.0012 | 0.0012 | 0.0012 | 0.0012 | 0.0012 | 0.0012 | 0.0012 | 0.0012 | 0.0012 | 0.0012 | 0.0012 | 0.0012 | 0.0012 | 0.0012 | 0.0012 | 0.0012 | 0.0012 | 0.0012 | 0.0012 | 0.0012 | 0.0012 | 0.0012 | 0.0012 | 0.0012 | 0.0012 | 0 | 0 | 0 | 0 | 0 | 0 | 0 | 0 | 0 | 0 | 0 | 0 | 0 | 0 | 0 | 0 | 0 | 0 | 0 | 0 | 0 | 0 | 0 | 0 | 0 | 0 | 0 | 0 | 0 | 0 | 0 | 0 | 0 | 0 | 0 | 0 | 0 | 0 | 0 | 0 | 0 | 0 | 0 | 0 | 0 | 0 | 0 | 0 | 0 | 0 | 0 | 0 | 0 | 0 | 0 | 0 | 0 | 0 | 0 | 0 | 0 | 0 | 0 | 0 | 0 | 0 | 0 | 0 | 0 | 0 | 0 | 0 | 0 | 0 | 0 | 0 | 0 | 0 | 0 | 0 | 0 | 0 | 0 | 0 | 0 | 0 | 0 | 0 | 0 | 0 | 0 | 0 | 0 | 0 | 0 | 0 | 0 | 0 | 0 | 0 | 0 | 0 | 0 | 0 | 0 | 0 | 0 | 0 | 0 | 0 | 0 | 0 | R-13+10ci | R-13+10ci | R-13+10ci | R-13+10ci | R-13+10ci | R-13+10ci | R-13+10ci | R-13+10ci | R-13+10ci | R-13+10ci | R-13+10ci | R-13+10ci | R-13+10ci | R-13+10ci | R-13+10ci | R-13+10ci | R-13+10ci | R-13+10ci | R-13+10ci | R-13+10ci | R-13+10ci | R-13+10ci | R-13+10ci | R-13+10ci | R-13+10ci | R-13+10ci | R-13+10ci | R-13+10ci | 2.828 | 2.828 | 2.828 | 2.828 | 2.828 | 2.828 | 2.828 | 2.828 | 2.828 | 2.828 | 2.828 | 2.828 | 2.828 | 2.828 | 2.828 | 2.828 | 2.828 | 2.828 | 2.828 | 2.828 | 2.828 | 2.828 | 2.828 | 2.828 | 2.828 | 2.828 | 2.828 | 2.828 | 0.0012 | 0.0012 | 0.0012 | 0.0012 | 0.0012 | 0.0012 | 0.0012 | 0.0012 | 0.0012 | 0.0012 | 0.0012 | 0.0012 | 0.0012 | 0.0012 | 0.0012 | 0.0012 | 0.0012 | 0.0012 | 0.0012 | 0.0012 | 0.0012 | 0.0012 | 0.0012 | 0.0012 | 0.0012 | 0.0012 | 0.0012 | 0.0012 | 0 | 0 | 0 | 0 | 0 | 0 | 0 | 0 | 0 | 0 | 0 | 0 | 0 | 0 | 0 | 0 | 0 | 0 | 0 | 0 | 0 | 0 | 0 | 0 | 0 | 0 | 0 | 0 | 0 | 0 | 0 | 0 | 0 | 0 | 0 | 0 | 0 | 0 | 0 | 0 | 0 | 0 | 0 | 0 | 0 | 0 | 0 | 0 | 0 | 0 | 0 | 0 | 0 | 0 | 0 | 0 | 0 | 0 | 0 | 0 | 0 | 0 | 0 | 0 | 0 | 0 | 0 | 0 | 0 | 0 | 0 | 0 | 0 | 0 | 0 | 0 | 0 | 0 | 0 | 0 | 0 | 0 | 0 | 0 | 0 | 0
Commercial Laundry - Dryer Efficiency Retrofit_Education_Existing_Commercial gas dryer retrofitted with a two-stage modulating gas valve kit | Commercial Laundry - Dryer Efficiency Retrofit_Education_Existing | Commercial Laundry - Dryer Efficiency Retrofit_Commercial_Existing_Commercial gas dryer with no modulating capabilities_Commercial gas dryer retrofitted with a two-stage modulating gas valve kit | Commercial | Education | Existing | Miscellaneous | Natural Gas | Commercial Laundry - Dryer Efficiency Retrofit | NEQ | Commercial gas dryer with no modulating capabilities | 10 | 10 | 10 | 0.5741 | 0 | 0 | 0.042 | 0.07 | Retro5Med | 8.35569166605469E-06 | TBD | A | WCM440 | 0.7 | 0.42 | Washer | 0.0321 | 222263.28447652317 | 222263.2845 | 175306.25254486335 | 175306.2525 | IL TRM v13 - 4.9.3 - Modulating Commercial Gas Clothes Dryer - CI-MSC-MODD-V02-230101 ¦ IL TRM v13 - 4.9.9 - Commercial Clothes Dryer Moisture Sensor - CI-MSC-CDMS-V02-230101 | IL TRM v13 - 4.9.3 - Modulating Commercial Gas Clothes Dryer - CI-MSC-MODD-V02-230101 ¦ IL TRM v13 - 4.9.9 - Commercial Clothes Dryer Moisture Sensor - CI-MSC-CDMS-V02-230101 | IL TRM v13 - 4.9.3 - Modulating Commercial Gas Clothes Dryer - CI-MSC-MODD-V02-230101 ¦ IL TRM v13 - 4.9.9 - Commercial Clothes Dryer Moisture Sensor - CI-MSC-CDMS-V02-230101 | 0 | 0 | 799.6811 | Commercial gas dryer with no modulating capabilities | Commercial gas dryer with no modulating capabilities | Commercial gas dryer with no modulating capabilities | Commercial gas dryer with no modulating capabilities | Commercial gas dryer with no modulating capabilities | Commercial gas dryer with no modulating capabilities | Commercial gas dryer with no modulating capabilities | Commercial gas dryer with no modulating capabilities | Commercial gas dryer with no modulating capabilities | Commercial gas dryer with no modulating capabilities | Commercial gas dryer with no modulating capabilities | Commercial gas dryer with no modulating capabilities | Commercial gas dryer with no modulating capabilities | Commercial gas dryer with no modulating capabilities | Commercial gas dryer with no modulating capabilities | Commercial gas dryer with no modulating capabilities | Commercial gas dryer with no modulating capabilities | Commercial gas dryer with no modulating capabilities | Commercial gas dryer with no modulating capabilities | Commercial gas dryer with no modulating capabilities | Commercial gas dryer with no modulating capabilities | Commercial gas dryer with no modulating capabilities | Commercial gas dryer with no modulating capabilities | Commercial gas dryer with no modulating capabilities | Commercial gas dryer with no modulating capabilities | Commercial gas dryer with no modulating capabilities | Commercial gas dryer with no modulating capabilities | Commercial gas dryer with no modulating capabilities | 0 | 0 | 0 | 0.10818 | 0.13169 | 0.15989 | 0.18406 | 0.20808 | 0.24101 | 0.26183 | 0.26502 | 0.24754 | 0.21117 | 0.16236 | 0.10684 | 0.061731 | 0.029592 | 0.012453 | 0.004506 | 0.0014044 | 0.00030549 | 2.8059e-05 | 1.8673e-05 | 4.281e-22 | 4.2768e-22 | 4.2732e-22 | 4.27e-22 | 4.2674e-22 | 0 | 0 | 0 | 0.10818 | 0.23894 | 0.39697 | 0.57771 | 0.78068 | 1.0144 | 1.2664 | 1.5198 | 1.7539 | 1.9518 | 2.1016 | 2.1965 | 2.2473 | 2.2671 | 2.2675 | 2.2608 | 2.2572 | 2.2531 | 2.2482 | 2.2443 | 2.2417 | 2.2395 | 2.2376 | 2.2359 | 2.2345 | 0 | 0 | 0 | 2.725488033636162E-07 | 3.346464639420568E-07 | 4.095093401134133E-07 | 4.7537581982026066E-07 | 5.422263207416213E-07 | 6.33927746111783E-07 | 6.954285820706096E-07 | 7.104294195377202E-07 | 6.694944686392741E-07 | 5.754872039428227E-07 | 4.4533629563158254E-07 | 2.9473300828856173E-07 | 1.711352951352939E-07 | 8.239847543551187E-08 | 3.4860893453485776E-08 | 1.2676688528540292E-08 | 3.959627169807688E-09 | 8.630189334438312E-10 | 7.944187551832139E-11 | 5.296125034554757E-11 | 1.2155849461696294E-27 | 1.2155849461696294E-27 | 1.2155849461696294E-27 | 1.2155849461696294E-27 | 1.2155849461696294E-27 | 0 | 0 | 0 | 2.725488033636162E-07 | 6.07195267305673E-07 | 1.016704607419086E-06 | 1.4920804272393466E-06 | 2.034306747980968E-06 | 2.668234494092751E-06 | 3.3636630761633604E-06 | 4.074092495701081E-06 | 4.743586964340355E-06 | 5.3190741682831774E-06 | 5.764410463914761E-06 | 6.059143472203322E-06 | 6.230278767338616E-06 | 6.312677242774128E-06 | 6.347538136227614E-06 | 6.360214824756154E-06 | 6.364174451925963E-06 | 6.365037470859406E-06 | 6.3651169127349245E-06 | 6.3651698739852695E-06 | 6.3651698739852695E-06 | 6.3651698739852695E-06 | 6.3651698739852695E-06 | 6.3651698739852695E-06 | 6.3651698739852695E-06 | Commercial gas dryer retrofitted with a two-stage modulating gas valve kit | Commercial gas dryer retrofitted with a two-stage modulating gas valve kit | Commercial gas dryer retrofitted with a two-stage modulating gas valve kit | Commercial gas dryer retrofitted with a two-stage modulating gas valve kit | Commercial gas dryer retrofitted with a two-stage modulating gas valve kit | Commercial gas dryer retrofitted with a two-stage modulating gas valve kit | Commercial gas dryer retrofitted with a two-stage modulating gas valve kit | Commercial gas dryer retrofitted with a two-stage modulating gas valve kit | Commercial gas dryer retrofitted with a two-stage modulating gas valve kit | Commercial gas dryer retrofitted with a two-stage modulating gas valve kit | Commercial gas dryer retrofitted with a two-stage modulating gas valve kit | Commercial gas dryer retrofitted with a two-stage modulating gas valve kit | Commercial gas dryer retrofitted with a two-stage modulating gas valve kit | Commercial gas dryer retrofitted with a two-stage modulating gas valve kit | Commercial gas dryer retrofitted with a two-stage modulating gas valve kit | Commercial gas dryer retrofitted with a two-stage modulating gas valve kit | Commercial gas dryer retrofitted with a two-stage modulating gas valve kit | Commercial gas dryer retrofitted with a two-stage modulating gas valve kit | Commercial gas dryer retrofitted with a two-stage modulating gas valve kit | Commercial gas dryer retrofitted with a two-stage modulating gas valve kit | Commercial gas dryer retrofitted with a two-stage modulating gas valve kit | Commercial gas dryer retrofitted with a two-stage modulating gas valve kit | Commercial gas dryer retrofitted with a two-stage modulating gas valve kit | Commercial gas dryer retrofitted with a two-stage modulating gas valve kit | Commercial gas dryer retrofitted with a two-stage modulating gas valve kit | Commercial gas dryer retrofitted with a two-stage modulating gas valve kit | Commercial gas dryer retrofitted with a two-stage modulating gas valve kit | Commercial gas dryer retrofitted with a two-stage modulating gas valve kit | 799.6811 | 799.6811 | 799.6811 | 799.6811 | 799.6811 | 799.6811 | 799.6811 | 799.6811 | 799.6811 | 799.6811 | 799.6811 | 799.6811 | 799.6811 | 799.6811 | 799.6811 | 799.6811 | 799.6811 | 799.6811 | 799.6811 | 799.6811 | 799.6811 | 799.6811 | 799.6811 | 799.6811 | 799.6811 | 799.6811 | 799.6811 | 799.6811 | 0.5741 | 0.5741 | 0.5741 | 0.5741 | 0.5741 | 0.5741 | 0.5741 | 0.5741 | 0.5741 | 0.5741 | 0.5741 | 0.5741 | 0.5741 | 0.5741 | 0.5741 | 0.5741 | 0.5741 | 0.5741 | 0.5741 | 0.5741 | 0.5741 | 0.5741 | 0.5741 | 0.5741 | 0.5741 | 0.5741 | 0.5741 | 0.5741 | 0 | 0 | 0 | 0 | 0 | 0 | 0 | 0 | 0 | 0 | 0 | 0 | 0 | 0 | 0 | 0 | 0 | 0 | 0 | 0 | 0 | 0 | 0 | 0 | 0 | 0 | 0 | 0 | 0 | 0 | 0 | 0 | 0 | 0 | 0 | 0 | 0 | 0 | 0 | 0 | 0 | 0 | 0 | 0 | 0 | 0 | 0 | 0 | 0 | 0 | 0 | 0 | 0 | 0 | 0 | 0 | 0 | 0 | 0 | 0 | 0 | 0 | 0 | 0 | 0 | 0 | 0 | 0 | 0 | 0 | 0 | 0 | 0 | 0 | 0 | 0 | 0 | 0 | 0 | 0 | 0 | 0 | 0 | 0 | 0 | 0 | 0 | 0 | 0 | 0 | 0 | 0 | 0 | 0 | 0 | 0 | 0 | 0 | 0 | 0 | 0 | 0 | 0 | 0 | 0 | 0 | 0 | 0 | 0 | 0 | 0 | 0 | Commercial gas dryer retrofitted with a two-stage modulating gas valve kit | Commercial gas dryer retrofitted with a two-stage modulating gas valve kit | Commercial gas dryer retrofitted with a two-stage modulating gas valve kit | Commercial gas dryer retrofitted with a two-stage modulating gas valve kit | Commercial gas dryer retrofitted with a two-stage modulating gas valve kit | Commercial gas dryer retrofitted with a two-stage modulating gas valve kit | Commercial gas dryer retrofitted with a two-stage modulating gas valve kit | Commercial gas dryer retrofitted with a two-stage modulating gas valve kit | Commercial gas dryer retrofitted with a two-stage modulating gas valve kit | Commercial gas dryer retrofitted with a two-stage modulating gas valve kit | Commercial gas dryer retrofitted with a two-stage modulating gas valve kit | Commercial gas dryer retrofitted with a two-stage modulating gas valve kit | Commercial gas dryer retrofitted with a two-stage modulating gas valve kit | Commercial gas dryer retrofitted with a two-stage modulating gas valve kit | Commercial gas dryer retrofitted with a two-stage modulating gas valve kit | Commercial gas dryer retrofitted with a two-stage modulating gas valve kit | Commercial gas dryer retrofitted with a two-stage modulating gas valve kit | Commercial gas dryer retrofitted with a two-stage modulating gas valve kit | Commercial gas dryer retrofitted with a two-stage modulating gas valve kit | Commercial gas dryer retrofitted with a two-stage modulating gas valve kit | Commercial gas dryer retrofitted with a two-stage modulating gas valve kit | Commercial gas dryer retrofitted with a two-stage modulating gas valve kit | Commercial gas dryer retrofitted with a two-stage modulating gas valve kit | Commercial gas dryer retrofitted with a two-stage modulating gas valve kit | Commercial gas dryer retrofitted with a two-stage modulating gas valve kit | Commercial gas dryer retrofitted with a two-stage modulating gas valve kit | Commercial gas dryer retrofitted with a two-stage modulating gas valve kit | Commercial gas dryer retrofitted with a two-stage modulating gas valve kit | 799.6811 | 799.6811 | 799.6811 | 799.6811 | 799.6811 | 799.6811 | 799.6811 | 799.6811 | 799.6811 | 799.6811 | 799.6811 | 799.6811 | 799.6811 | 799.6811 | 799.6811 | 799.6811 | 799.6811 | 799.6811 | 799.6811 | 799.6811 | 799.6811 | 799.6811 | 799.6811 | 799.6811 | 799.6811 | 799.6811 | 799.6811 | 799.6811 | 0.5741 | 0.5741 | 0.5741 | 0.5741 | 0.5741 | 0.5741 | 0.5741 | 0.5741 | 0.5741 | 0.5741 | 0.5741 | 0.5741 | 0.5741 | 0.5741 | 0.5741 | 0.5741 | 0.5741 | 0.5741 | 0.5741 | 0.5741 | 0.5741 | 0.5741 | 0.5741 | 0.5741 | 0.5741 | 0.5741 | 0.5741 | 0.5741 | 0 | 0 | 0 | 0 | 0 | 0 | 0 | 0 | 0 | 0 | 0 | 0 | 0 | 0 | 0 | 0 | 0 | 0 | 0 | 0 | 0 | 0 | 0 | 0 | 0 | 0 | 0 | 0 | 0 | 0 | 0 | 0 | 0 | 0 | 0 | 0 | 0 | 0 | 0 | 0 | 0 | 0 | 0 | 0 | 0 | 0 | 0 | 0 | 0 | 0 | 0 | 0 | 0 | 0 | 0 | 0 | 0 | 0 | 0 | 0 | 0 | 0 | 0 | 0 | 0 | 0 | 0 | 0 | 0 | 0 | 0 | 0 | 0 | 0 | 0 | 0 | 0 | 0 | 0 | 0 | 0 | 0 | 0 | 0 | 0 | 0
Windows - Secondary Glazing Systems_Retail_Existing_Windows Upgraded with Secondary Commercial Window Glazing | Windows - Secondary Glazing Systems_Retail_Existing | Windows - Secondary Glazing Systems_Commercial_Existing_Standard Commercial Windows_Windows Upgraded with Secondary Commercial Window Glazing | Commercial | Retail | Existing | Space Heating | Natural Gas | Windows - Secondary Glazing Systems | NEQ | Standard Commercial Windows | 30 | 30 | 30 | 0.29197 | 0 | 0 | 0.01 | 0.5 | Retro1Slow | 0.012666666666666666 | TBD | A | WCM206 | 0.7 | 0.42 | sqft window | 0.0321 | 11828.809055397744 | 11828.8091 | 9329.764888764415 | 9329.7649 | Regional Technical Forum - UES Workbook - Secondary Glazing Systems (SGS) - ComSecondaryGlazingSystems_v3_1 - AEG Adjusted | Regional Technical Forum - UES Workbook - Secondary Glazing Systems (SGS) - ComSecondaryGlazingSystems_v3_1 - AEG Adjusted | Regional Technical Forum - UES Workbook - Secondary Glazing Systems (SGS) - ComSecondaryGlazingSystems_v3_1 - AEG Adjusted | 0 | 0 | 48.1437 | Standard Commercial Windows | Standard Commercial Windows | Standard Commercial Windows | Standard Commercial Windows | Standard Commercial Windows | Standard Commercial Windows | Standard Commercial Windows | Standard Commercial Windows | Standard Commercial Windows | Standard Commercial Windows | Standard Commercial Windows | Standard Commercial Windows | Standard Commercial Windows | Standard Commercial Windows | Standard Commercial Windows | Standard Commercial Windows | Standard Commercial Windows | Standard Commercial Windows | Standard Commercial Windows | Standard Commercial Windows | Standard Commercial Windows | Standard Commercial Windows | Standard Commercial Windows | Standard Commercial Windows | Standard Commercial Windows | Standard Commercial Windows | Standard Commercial Windows | Standard Commercial Windows | 0 | 0 | 0 | 193.7538 | 378.4219 | 654.4569 | 1033.5791 | 1517.8312 | 2094.4706 | 2735.0888 | 3395.0991 | 4017.044 | 4533.7583 | 4877.5426 | 4989.3423 | 4830.4402 | 4400.1791 | 3744.6342 | 2999.5807 | 2225.6917 | 1498.101 | 770.5216 | 501.467 | 1.6546e-14 | 1.6208e-14 | 1.5895e-14 | 1.5607e-14 | 1.534e-14 | 0 | 0 | 0 | 193.7538 | 567.7338 | 1207.4474 | 2205.8831 | 3652.0083 | 5613.1096 | 8123.6659 | 11173.7997 | 14706.2593 | 18608.8977 | 22721.684 | 26837.6582 | 30705.3405 | 34071.6101 | 36723.2438 | 38570.2857 | 39650.7843 | 40048.4851 | 39798.7371 | 39353.8881 | 38500.7565 | 37713.2415 | 36986.0888 | 36314.4754 | 35693.9718 | 0 | 0 | 0 | 8.632094252217776 | 17.254990214775315 | 30.637016507468914 | 49.83530649489903 | 75.64303464840386 | 108.33698884346703 | 147.3680565201163 | 191.04222683563665 | 236.28630884465522 | 278.637688282883 | 312.61337822344774 | 332.56177617332 | 333.95017764734337 | 314.80436198188664 | 276.78344222125884 | 228.89684848440538 | 175.03876648807457 | 121.18068449174395 | 63.956472370642636 | 42.63764824709508 | 1.438036936936745E-15 | 1.438036936936745E-15 | 1.438036936936745E-15 | 1.438036936936745E-15 | 1.438036936936745E-15 | 0 | 0 | 0 | 8.632094252217776 | 25.88708446699309 | 56.52410097446201 | 106.35940746936105 | 182.0024421177649 | 290.339430961232 | 437.70748748134827 | 628.7497143169849 | 865.0360231616401 | 1143.6737114445232 | 1456.287089667971 | 1788.848865841291 | 2122.799043488634 | 2437.6034054705206 | 2714.3868476917796 | 2943.283696176185 | 3118.3224626642595 | 3239.5031471560037 | 3303.4596195266463 | 3346.097267773741 | 3346.097267773741 | 3346.097267773741 | 3346.097267773741 | 3346.097267773741 | 3346.097267773741 | Windows Upgraded with Secondary Commercial Window Glazing | Windows Upgraded with Secondary Commercial Window Glazing | Windows Upgraded with Secondary Commercial Window Glazing | Windows Upgraded with Secondary Commercial Window Glazing | Windows Upgraded with Secondary Commercial Window Glazing | Windows Upgraded with Secondary Commercial Window Glazing | Windows Upgraded with Secondary Commercial Window Glazing | Windows Upgraded with Secondary Commercial Window Glazing | Windows Upgraded with Secondary Commercial Window Glazing | Windows Upgraded with Secondary Commercial Window Glazing | Windows Upgraded with Secondary Commercial Window Glazing | Windows Upgraded with Secondary Commercial Window Glazing | Windows Upgraded with Secondary Commercial Window Glazing | Windows Upgraded with Secondary Commercial Window Glazing | Windows Upgraded with Secondary Commercial Window Glazing | Windows Upgraded with Secondary Commercial Window Glazing | Windows Upgraded with Secondary Commercial Window Glazing | Windows Upgraded with Secondary Commercial Window Glazing | Windows Upgraded with Secondary Commercial Window Glazing | Windows Upgraded with Secondary Commercial Window Glazing | Windows Upgraded with Secondary Commercial Window Glazing | Windows Upgraded with Secondary Commercial Window Glazing | Windows Upgraded with Secondary Commercial Window Glazing | Windows Upgraded with Secondary Commercial Window Glazing | Windows Upgraded with Secondary Commercial Window Glazing | Windows Upgraded with Secondary Commercial Window Glazing | Windows Upgraded with Secondary Commercial Window Glazing | Windows Upgraded with Secondary Commercial Window Glazing | 48.1437 | 48.1437 | 48.1437 | 48.1437 | 48.1437 | 48.1437 | 48.1437 | 48.1437 | 48.1437 | 48.1437 | 48.1437 | 48.1437 | 48.1437 | 48.1437 | 48.1437 | 48.1437 | 48.1437 | 48.1437 | 48.1437 | 48.1437 | 48.1437 | 48.1437 | 48.1437 | 48.1437 | 48.1437 | 48.1437 | 48.1437 | 48.1437 | 0.292 | 0.292 | 0.292 | 0.292 | 0.292 | 0.292 | 0.292 | 0.292 | 0.292 | 0.292 | 0.292 | 0.292 | 0.292 | 0.292 | 0.292 | 0.292 | 0.292 | 0.292 | 0.292 | 0.292 | 0.292 | 0.292 | 0.292 | 0.292 | 0.292 | 0.292 | 0.292 | 0.292 | 0 | 0 | 0 | 0 | 0 | 0 | 0 | 0 | 0 | 0 | 0 | 0 | 0 | 0 | 0 | 0 | 0 | 0 | 0 | 0 | 0 | 0 | 0 | 0 | 0 | 0 | 0 | 0 | 0 | 0 | 0 | 0 | 0 | 0 | 0 | 0 | 0 | 0 | 0 | 0 | 0 | 0 | 0 | 0 | 0 | 0 | 0 | 0 | 0 | 0 | 0 | 0 | 0 | 0 | 0 | 0 | 0 | 0 | 0 | 0 | 0 | 0 | 0 | 0 | 0 | 0 | 0 | 0 | 0 | 0 | 0 | 0 | 0 | 0 | 0 | 0 | 0 | 0 | 0 | 0 | 0 | 0 | 0 | 0 | 0 | 0 | 0 | 0 | 0 | 0 | 0 | 0 | 0 | 0 | 0 | 0 | 0 | 0 | 0 | 0 | 0 | 0 | 0 | 0 | 0 | 0 | 0 | 0 | 0 | 0 | 0 | 0 | Windows Upgraded with Secondary Commercial Window Glazing | Windows Upgraded with Secondary Commercial Window Glazing | Windows Upgraded with Secondary Commercial Window Glazing | Windows Upgraded with Secondary Commercial Window Glazing | Windows Upgraded with Secondary Commercial Window Glazing | Windows Upgraded with Secondary Commercial Window Glazing | Windows Upgraded with Secondary Commercial Window Glazing | Windows Upgraded with Secondary Commercial Window Glazing | Windows Upgraded with Secondary Commercial Window Glazing | Windows Upgraded with Secondary Commercial Window Glazing | Windows Upgraded with Secondary Commercial Window Glazing | Windows Upgraded with Secondary Commercial Window Glazing | Windows Upgraded with Secondary Commercial Window Glazing | Windows Upgraded with Secondary Commercial Window Glazing | Windows Upgraded with Secondary Commercial Window Glazing | Windows Upgraded with Secondary Commercial Window Glazing | Windows Upgraded with Secondary Commercial Window Glazing | Windows Upgraded with Secondary Commercial Window Glazing | Windows Upgraded with Secondary Commercial Window Glazing | Windows Upgraded with Secondary Commercial Window Glazing | Windows Upgraded with Secondary Commercial Window Glazing | Windows Upgraded with Secondary Commercial Window Glazing | Windows Upgraded with Secondary Commercial Window Glazing | Windows Upgraded with Secondary Commercial Window Glazing | Windows Upgraded with Secondary Commercial Window Glazing | Windows Upgraded with Secondary Commercial Window Glazing | Windows Upgraded with Secondary Commercial Window Glazing | Windows Upgraded with Secondary Commercial Window Glazing | 48.1437 | 48.1437 | 48.1437 | 48.1437 | 48.1437 | 48.1437 | 48.1437 | 48.1437 | 48.1437 | 48.1437 | 48.1437 | 48.1437 | 48.1437 | 48.1437 | 48.1437 | 48.1437 | 48.1437 | 48.1437 | 48.1437 | 48.1437 | 48.1437 | 48.1437 | 48.1437 | 48.1437 | 48.1437 | 48.1437 | 48.1437 | 48.1437 | 0.292 | 0.292 | 0.292 | 0.292 | 0.292 | 0.292 | 0.292 | 0.292 | 0.292 | 0.292 | 0.292 | 0.292 | 0.292 | 0.292 | 0.292 | 0.292 | 0.292 | 0.292 | 0.292 | 0.292 | 0.292 | 0.292 | 0.292 | 0.292 | 0.292 | 0.292 | 0.292 | 0.292 | 0 | 0 | 0 | 0 | 0 | 0 | 0 | 0 | 0 | 0 | 0 | 0 | 0 | 0 | 0 | 0 | 0 | 0 | 0 | 0 | 0 | 0 | 0 | 0 | 0 | 0 | 0 | 0 | 0 | 0 | 0 | 0 | 0 | 0 | 0 | 0 | 0 | 0 | 0 | 0 | 0 | 0 | 0 | 0 | 0 | 0 | 0 | 0 | 0 | 0 | 0 | 0 | 0 | 0 | 0 | 0 | 0 | 0 | 0 | 0 | 0 | 0 | 0 | 0 | 0 | 0 | 0 | 0 | 0 | 0 | 0 | 0 | 0 | 0 | 0 | 0 | 0 | 0 | 0 | 0 | 0 | 0 | 0 | 0 | 0 | 0
Water Heater - Thermostatic Shower Restriction Valve_Warehouse_Existing_Showerhead with restrictor valve | Water Heater - Thermostatic Shower Restriction Valve_Warehouse_Existing | Water Heater - Thermostatic Shower Restriction Valve_Commercial_Existing_Typical showerhead without valve_Showerhead with restrictor valve | Commercial | Warehouse | Existing | Water Heating | Natural Gas | Water Heater - Thermostatic Shower Restriction Valve | NEQ | Typical showerhead without valve | 6 | 6 | 6 | 0.035022 | 0 | 0 | 0 | 0 | Retro12Med | 3.879925052500492E-06 | TBD | A | WCM731 | 0.7 | 0.42 | showerhead | 0.0321 | 245497.57967685506 | 245497.5797 | 193631.89382963208 | 193631.8938 | Regional Technical Forum. Thermostatic Shower Restriction Valve - UES Workbook, Version 6.1. Northwest Power and Conservation Council. August 29, 2023 | Regional Technical Forum. Thermostatic Shower Restriction Valve - UES Workbook, Version 6.1. Northwest Power and Conservation Council. August 29, 2023 | Regional Technical Forum. Thermostatic Shower Restriction Valve - UES Workbook, Version 6.1. Northwest Power and Conservation Council. August 29, 2023 | 0 | 0 | 34.4397 | Typical showerhead without valve | Typical showerhead without valve | Typical showerhead without valve | Typical showerhead without valve | Typical showerhead without valve | Typical showerhead without valve | Typical showerhead without valve | Typical showerhead without valve | Typical showerhead without valve | Typical showerhead without valve | Typical showerhead without valve | Typical showerhead without valve | Typical showerhead without valve | Typical showerhead without valve | Typical showerhead without valve | Typical showerhead without valve | Typical showerhead without valve | Typical showerhead without valve | Typical showerhead without valve | Typical showerhead without valve | Typical showerhead without valve | Typical showerhead without valve | Typical showerhead without valve | Typical showerhead without valve | Typical showerhead without valve | Typical showerhead without valve | Typical showerhead without valve | Typical showerhead without valve | 0 | 0 | 0 | 0 | 0 | 0 | 0 | 0 | 0 | 0 | 0 | 0 | 0 | 0 | 0 | 0 | 0 | 0 | 0 | 0 | 0 | 0 | 0 | 0 | 0 | 0 | 0 | 0 | 0 | 0 | 0 | 0 | 0 | 0 | 0 | 0 | 0 | 0 | 0 | 0 | 0 | 0 | 0 | 0 | 0 | 0 | 0 | 0 | 0 | 0 | 0 | 0 | 0 | 0 | 0 | 0 | 0 | 0 | 0 | 0 | 0 | 0 | 0 | 0 | 0 | 0 | 0 | 0 | 0 | 0 | 0 | 0 | 0 | 0 | 0 | 0 | 0 | 0 | 0 | 0 | 0 | 0 | 0 | 0 | 0 | 0 | 0 | 0 | 0 | 0 | 0 | 0 | 0 | 0 | 0 | 0 | 0 | 0 | 0 | 0 | 0 | 0 | 0 | 0 | 0 | 0 | 0 | 0 | 0 | 0 | 0 | 0 | Showerhead with restrictor valve | Showerhead with restrictor valve | Showerhead with restrictor valve | Showerhead with restrictor valve | Showerhead with restrictor valve | Showerhead with restrictor valve | Showerhead with restrictor valve | Showerhead with restrictor valve | Showerhead with restrictor valve | Showerhead with restrictor valve | Showerhead with restrictor valve | Showerhead with restrictor valve | Showerhead with restrictor valve | Showerhead with restrictor valve | Showerhead with restrictor valve | Showerhead with restrictor valve | Showerhead with restrictor valve | Showerhead with restrictor valve | Showerhead with restrictor valve | Showerhead with restrictor valve | Showerhead with restrictor valve | Showerhead with restrictor valve | Showerhead with restrictor valve | Showerhead with restrictor valve | Showerhead with restrictor valve | Showerhead with restrictor valve | Showerhead with restrictor valve | Showerhead with restrictor valve | 34.4397 | 34.4397 | 34.4397 | 34.4397 | 34.4397 | 34.4397 | 34.4397 | 34.4397 | 34.4397 | 34.4397 | 34.4397 | 34.4397 | 34.4397 | 34.4397 | 34.4397 | 34.4397 | 34.4397 | 34.4397 | 34.4397 | 34.4397 | 34.4397 | 34.4397 | 34.4397 | 34.4397 | 34.4397 | 34.4397 | 34.4397 | 34.4397 | 0.035 | 0.035 | 0.035 | 0.035 | 0.035 | 0.035 | 0.035 | 0.035 | 0.035 | 0.035 | 0.035 | 0.035 | 0.035 | 0.035 | 0.035 | 0.035 | 0.035 | 0.035 | 0.035 | 0.035 | 0.035 | 0.035 | 0.035 | 0.035 | 0.035 | 0.035 | 0.035 | 0.035 | 0 | 0 | 0 | 0 | 0 | 0 | 0 | 0 | 0 | 0 | 0 | 0 | 0 | 0 | 0 | 0 | 0 | 0 | 0 | 0 | 0 | 0 | 0 | 0 | 0 | 0 | 0 | 0 | 0 | 0 | 0 | 0 | 0 | 0 | 0 | 0 | 0 | 0 | 0 | 0 | 0 | 0 | 0 | 0 | 0 | 0 | 0 | 0 | 0 | 0 | 0 | 0 | 0 | 0 | 0 | 0 | 0 | 0 | 0 | 0 | 0 | 0 | 0 | 0 | 0 | 0 | 0 | 0 | 0 | 0 | 0 | 0 | 0 | 0 | 0 | 0 | 0 | 0 | 0 | 0 | 0 | 0 | 0 | 0 | 0 | 0 | 0 | 0 | 0 | 0 | 0 | 0 | 0 | 0 | 0 | 0 | 0 | 0 | 0 | 0 | 0 | 0 | 0 | 0 | 0 | 0 | 0 | 0 | 0 | 0 | 0 | 0 | Showerhead with restrictor valve | Showerhead with restrictor valve | Showerhead with restrictor valve | Showerhead with restrictor valve | Showerhead with restrictor valve | Showerhead with restrictor valve | Showerhead with restrictor valve | Showerhead with restrictor valve | Showerhead with restrictor valve | Showerhead with restrictor valve | Showerhead with restrictor valve | Showerhead with restrictor valve | Showerhead with restrictor valve | Showerhead with restrictor valve | Showerhead with restrictor valve | Showerhead with restrictor valve | Showerhead with restrictor valve | Showerhead with restrictor valve | Showerhead with restrictor valve | Showerhead with restrictor valve | Showerhead with restrictor valve | Showerhead with restrictor valve | Showerhead with restrictor valve | Showerhead with restrictor valve | Showerhead with restrictor valve | Showerhead with restrictor valve | Showerhead with restrictor valve | Showerhead with restrictor valve | 34.4397 | 34.4397 | 34.4397 | 34.4397 | 34.4397 | 34.4397 | 34.4397 | 34.4397 | 34.4397 | 34.4397 | 34.4397 | 34.4397 | 34.4397 | 34.4397 | 34.4397 | 34.4397 | 34.4397 | 34.4397 | 34.4397 | 34.4397 | 34.4397 | 34.4397 | 34.4397 | 34.4397 | 34.4397 | 34.4397 | 34.4397 | 34.4397 | 0.035 | 0.035 | 0.035 | 0.035 | 0.035 | 0.035 | 0.035 | 0.035 | 0.035 | 0.035 | 0.035 | 0.035 | 0.035 | 0.035 | 0.035 | 0.035 | 0.035 | 0.035 | 0.035 | 0.035 | 0.035 | 0.035 | 0.035 | 0.035 | 0.035 | 0.035 | 0.035 | 0.035 | 0 | 0 | 0 | 0 | 0 | 0 | 0 | 0 | 0 | 0 | 0 | 0 | 0 | 0 | 0 | 0 | 0 | 0 | 0 | 0 | 0 | 0 | 0 | 0 | 0 | 0 | 0 | 0 | 0 | 0 | 0 | 0 | 0 | 0 | 0 | 0 | 0 | 0 | 0 | 0 | 0 | 0 | 0 | 0 | 0 | 0 | 0 | 0 | 0 | 0 | 0 | 0 | 0 | 0 | 0 | 0 | 0 | 0 | 0 | 0 | 0 | 0 | 0 | 0 | 0 | 0 | 0 | 0 | 0 | 0 | 0 | 0 | 0 | 0 | 0 | 0 | 0 | 0 | 0 | 0 | 0 | 0 | 0 | 0 | 0 | 0
Strategic Energy Management_Grocery_Existing_Implementation of strategic energy management program. | Strategic Energy Management_Grocery_Existing | Strategic Energy Management_Commercial_Existing_No strategic energy management._Implementation of strategic energy management program. | Commercial | Grocery | Existing | Water Heating | Natural Gas | Strategic Energy Management | NEQ | No strategic energy management. | 3 | 3 | 3 | 0.00015673 | 0 | 0 | 0 | 0 | RetroEven20 | 0.03333333333333333 | TBD | A | WCM348 | 0.7 | 0.42 | sqft | 0.0321 | 340312.89184909186 | 340312.8918 | 268415.8020218189 | 268415.802 | 2021 Power Plan - Com-EM-2021P_V4 - Commercial SEM, Northwest Power and Conservation Council (NWPCC), 2021 Power Plan Conservation Supply Workbooks. January 2022. | 2021 Power Plan - Com-EM-2021P_V4 - Commercial SEM, Northwest Power and Conservation Council (NWPCC), 2021 Power Plan Conservation Supply Workbooks. January 2022. | 2021 Power Plan - Com-EM-2021P_V4 - Commercial SEM, Northwest Power and Conservation Council (NWPCC), 2021 Power Plan Conservation Supply Workbooks. January 2022. | 0 | 0 | 1.2664 | No strategic energy management. | No strategic energy management. | No strategic energy management. | No strategic energy management. | No strategic energy management. | No strategic energy management. | No strategic energy management. | No strategic energy management. | No strategic energy management. | No strategic energy management. | No strategic energy management. | No strategic energy management. | No strategic energy management. | No strategic energy management. | No strategic energy management. | No strategic energy management. | No strategic energy management. | No strategic energy management. | No strategic energy management. | No strategic energy management. | No strategic energy management. | No strategic energy management. | No strategic energy management. | No strategic energy management. | No strategic energy management. | No strategic energy management. | No strategic energy management. | No strategic energy management. | 0 | 0 | 0 | 0 | 0 | 0 | 0 | 0 | 0 | 0 | 0 | 0 | 0 | 0 | 0 | 0 | 0 | 0 | 0 | 0 | 0 | 0 | 0 | 0 | 0 | 0 | 0 | 0 | 0 | 0 | 0 | 0 | 0 | 0 | 0 | 0 | 0 | 0 | 0 | 0 | 0 | 0 | 0 | 0 | 0 | 0 | 0 | 0 | 0 | 0 | 0 | 0 | 0 | 0 | 0 | 0 | 0 | 0 | 0 | 0 | 0 | 0 | 0 | 0 | 0 | 0 | 0 | 0 | 0 | 0 | 0 | 0 | 0 | 0 | 0 | 0 | 0 | 0 | 0 | 0 | 0 | 0 | 0 | 0 | 0 | 0 | 0 | 0 | 0 | 0 | 0 | 0 | 0 | 0 | 0 | 0 | 0 | 0 | 0 | 0 | 0 | 0 | 0 | 0 | 0 | 0 | 0 | 0 | 0 | 0 | 0 | 0 | Implementation of strategic energy management program. | Implementation of strategic energy management program. | Implementation of strategic energy management program. | Implementation of strategic energy management program. | Implementation of strategic energy management program. | Implementation of strategic energy management program. | Implementation of strategic energy management program. | Implementation of strategic energy management program. | Implementation of strategic energy management program. | Implementation of strategic energy management program. | Implementation of strategic energy management program. | Implementation of strategic energy management program. | Implementation of strategic energy management program. | Implementation of strategic energy management program. | Implementation of strategic energy management program. | Implementation of strategic energy management program. | Implementation of strategic energy management program. | Implementation of strategic energy management program. | Implementation of strategic energy management program. | Implementation of strategic energy management program. | Implementation of strategic energy management program. | Implementation of strategic energy management program. | Implementation of strategic energy management program. | Implementation of strategic energy management program. | Implementation of strategic energy management program. | Implementation of strategic energy management program. | Implementation of strategic energy management program. | Implementation of strategic energy management program. | 1.2664 | 1.2664 | 1.2664 | 1.2664 | 1.2664 | 1.2664 | 1.2664 | 1.2664 | 1.2664 | 1.2664 | 1.2664 | 1.2664 | 1.2664 | 1.2664 | 1.2664 | 1.2664 | 1.2664 | 1.2664 | 1.2664 | 1.2664 | 1.2664 | 1.2664 | 1.2664 | 1.2664 | 1.2664 | 1.2664 | 1.2664 | 1.2664 | 0.0002 | 0.0002 | 0.0002 | 0.0002 | 0.0002 | 0.0002 | 0.0002 | 0.0002 | 0.0002 | 0.0002 | 0.0002 | 0.0002 | 0.0002 | 0.0002 | 0.0002 | 0.0002 | 0.0002 | 0.0002 | 0.0002 | 0.0002 | 0.0002 | 0.0002 | 0.0002 | 0.0002 | 0.0002 | 0.0002 | 0.0002 | 0.0002 | 0 | 0 | 0 | 0 | 0 | 0 | 0 | 0 | 0 | 0 | 0 | 0 | 0 | 0 | 0 | 0 | 0 | 0 | 0 | 0 | 0 | 0 | 0 | 0 | 0 | 0 | 0 | 0 | 0 | 0 | 0 | 0 | 0 | 0 | 0 | 0 | 0 | 0 | 0 | 0 | 0 | 0 | 0 | 0 | 0 | 0 | 0 | 0 | 0 | 0 | 0 | 0 | 0 | 0 | 0 | 0 | 0 | 0 | 0 | 0 | 0 | 0 | 0 | 0 | 0 | 0 | 0 | 0 | 0 | 0 | 0 | 0 | 0 | 0 | 0 | 0 | 0 | 0 | 0 | 0 | 0 | 0 | 0 | 0 | 0 | 0 | 0 | 0 | 0 | 0 | 0 | 0 | 0 | 0 | 0 | 0 | 0 | 0 | 0 | 0 | 0 | 0 | 0 | 0 | 0 | 0 | 0 | 0 | 0 | 0 | 0 | 0 | Implementation of strategic energy management program. | Implementation of strategic energy management program. | Implementation of strategic energy management program. | Implementation of strategic energy management program. | Implementation of strategic energy management program. | Implementation of strategic energy management program. | Implementation of strategic energy management program. | Implementation of strategic energy management program. | Implementation of strategic energy management program. | Implementation of strategic energy management program. | Implementation of strategic energy management program. | Implementation of strategic energy management program. | Implementation of strategic energy management program. | Implementation of strategic energy management program. | Implementation of strategic energy management program. | Implementation of strategic energy management program. | Implementation of strategic energy management program. | Implementation of strategic energy management program. | Implementation of strategic energy management program. | Implementation of strategic energy management program. | Implementation of strategic energy management program. | Implementation of strategic energy management program. | Implementation of strategic energy management program. | Implementation of strategic energy management program. | Implementation of strategic energy management program. | Implementation of strategic energy management program. | Implementation of strategic energy management program. | Implementation of strategic energy management program. | 1.2664 | 1.2664 | 1.2664 | 1.2664 | 1.2664 | 1.2664 | 1.2664 | 1.2664 | 1.2664 | 1.2664 | 1.2664 | 1.2664 | 1.2664 | 1.2664 | 1.2664 | 1.2664 | 1.2664 | 1.2664 | 1.2664 | 1.2664 | 1.2664 | 1.2664 | 1.2664 | 1.2664 | 1.2664 | 1.2664 | 1.2664 | 1.2664 | 0.0002 | 0.0002 | 0.0002 | 0.0002 | 0.0002 | 0.0002 | 0.0002 | 0.0002 | 0.0002 | 0.0002 | 0.0002 | 0.0002 | 0.0002 | 0.0002 | 0.0002 | 0.0002 | 0.0002 | 0.0002 | 0.0002 | 0.0002 | 0.0002 | 0.0002 | 0.0002 | 0.0002 | 0.0002 | 0.0002 | 0.0002 | 0.0002 | 0 | 0 | 0 | 0 | 0 | 0 | 0 | 0 | 0 | 0 | 0 | 0 | 0 | 0 | 0 | 0 | 0 | 0 | 0 | 0 | 0 | 0 | 0 | 0 | 0 | 0 | 0 | 0 | 0 | 0 | 0 | 0 | 0 | 0 | 0 | 0 | 0 | 0 | 0 | 0 | 0 | 0 | 0 | 0 | 0 | 0 | 0 | 0 | 0 | 0 | 0 | 0 | 0 | 0 | 0 | 0 | 0 | 0 | 0 | 0 | 0 | 0 | 0 | 0 | 0 | 0 | 0 | 0 | 0 | 0 | 0 | 0 | 0 | 0 | 0 | 0 | 0 | 0 | 0 | 0 | 0 | 0 | 0 | 0 | 0 | 0
Strategic Energy Management_Grocery_Existing_Implementation of strategic energy management program. | Strategic Energy Management_Grocery_Existing | Strategic Energy Management_Commercial_Existing_No strategic energy management._Implementation of strategic energy management program. | Commercial | Grocery | Existing | Space Heating | Natural Gas | Strategic Energy Management | NEQ | No strategic energy management. | 3 | 3 | 3 | 0.0017455 | 0 | 0 | 0 | 0 | RetroEven20 | 0.03333333333333333 | TBD | A | WCM347 | 0.7 | 0.42 | sqft | 0.0321 | 340312.89184909186 | 340312.8918 | 268415.8020218189 | 268415.802 | 2021 Power Plan - Com-EM-2021P_V4 - Commercial SEM, Northwest Power and Conservation Council (NWPCC), 2021 Power Plan Conservation Supply Workbooks. January 2022. | 2021 Power Plan - Com-EM-2021P_V4 - Commercial SEM, Northwest Power and Conservation Council (NWPCC), 2021 Power Plan Conservation Supply Workbooks. January 2022. | 2021 Power Plan - Com-EM-2021P_V4 - Commercial SEM, Northwest Power and Conservation Council (NWPCC), 2021 Power Plan Conservation Supply Workbooks. January 2022. | 0 | 0 | 1.2664 | No strategic energy management. | No strategic energy management. | No strategic energy management. | No strategic energy management. | No strategic energy management. | No strategic energy management. | No strategic energy management. | No strategic energy management. | No strategic energy management. | No strategic energy management. | No strategic energy management. | No strategic energy management. | No strategic energy management. | No strategic energy management. | No strategic energy management. | No strategic energy management. | No strategic energy management. | No strategic energy management. | No strategic energy management. | No strategic energy management. | No strategic energy management. | No strategic energy management. | No strategic energy management. | No strategic energy management. | No strategic energy management. | No strategic energy management. | No strategic energy management. | No strategic energy management. | 0 | 0 | 0 | 0 | 0 | 0 | 0 | 0 | 0 | 0 | 0 | 0 | 0 | 0 | 0 | 0 | 0 | 0 | 0 | 0 | 0 | 0 | 0 | 0 | 0 | 0 | 0 | 0 | 0 | 0 | 0 | 0 | 0 | 0 | 0 | 0 | 0 | 0 | 0 | 0 | 0 | 0 | 0 | 0 | 0 | 0 | 0 | 0 | 0 | 0 | 0 | 0 | 0 | 0 | 0 | 0 | 0 | 0 | 0 | 0 | 0 | 0 | 0 | 0 | 0 | 0 | 0 | 0 | 0 | 0 | 0 | 0 | 0 | 0 | 0 | 0 | 0 | 0 | 0 | 0 | 0 | 0 | 0 | 0 | 0 | 0 | 0 | 0 | 0 | 0 | 0 | 0 | 0 | 0 | 0 | 0 | 0 | 0 | 0 | 0 | 0 | 0 | 0 | 0 | 0 | 0 | 0 | 0 | 0 | 0 | 0 | 0 | Implementation of strategic energy management program. | Implementation of strategic energy management program. | Implementation of strategic energy management program. | Implementation of strategic energy management program. | Implementation of strategic energy management program. | Implementation of strategic energy management program. | Implementation of strategic energy management program. | Implementation of strategic energy management program. | Implementation of strategic energy management program. | Implementation of strategic energy management program. | Implementation of strategic energy management program. | Implementation of strategic energy management program. | Implementation of strategic energy management program. | Implementation of strategic energy management program. | Implementation of strategic energy management program. | Implementation of strategic energy management program. | Implementation of strategic energy management program. | Implementation of strategic energy management program. | Implementation of strategic energy management program. | Implementation of strategic energy management program. | Implementation of strategic energy management program. | Implementation of strategic energy management program. | Implementation of strategic energy management program. | Implementation of strategic energy management program. | Implementation of strategic energy management program. | Implementation of strategic energy management program. | Implementation of strategic energy management program. | Implementation of strategic energy management program. | 1.2664 | 1.2664 | 1.2664 | 1.2664 | 1.2664 | 1.2664 | 1.2664 | 1.2664 | 1.2664 | 1.2664 | 1.2664 | 1.2664 | 1.2664 | 1.2664 | 1.2664 | 1.2664 | 1.2664 | 1.2664 | 1.2664 | 1.2664 | 1.2664 | 1.2664 | 1.2664 | 1.2664 | 1.2664 | 1.2664 | 1.2664 | 1.2664 | 0.0017 | 0.0017 | 0.0017 | 0.0017 | 0.0017 | 0.0017 | 0.0017 | 0.0017 | 0.0017 | 0.0017 | 0.0017 | 0.0017 | 0.0017 | 0.0017 | 0.0017 | 0.0017 | 0.0017 | 0.0017 | 0.0017 | 0.0017 | 0.0017 | 0.0017 | 0.0017 | 0.0017 | 0.0017 | 0.0017 | 0.0017 | 0.0017 | 0 | 0 | 0 | 0 | 0 | 0 | 0 | 0 | 0 | 0 | 0 | 0 | 0 | 0 | 0 | 0 | 0 | 0 | 0 | 0 | 0 | 0 | 0 | 0 | 0 | 0 | 0 | 0 | 0 | 0 | 0 | 0 | 0 | 0 | 0 | 0 | 0 | 0 | 0 | 0 | 0 | 0 | 0 | 0 | 0 | 0 | 0 | 0 | 0 | 0 | 0 | 0 | 0 | 0 | 0 | 0 | 0 | 0 | 0 | 0 | 0 | 0 | 0 | 0 | 0 | 0 | 0 | 0 | 0 | 0 | 0 | 0 | 0 | 0 | 0 | 0 | 0 | 0 | 0 | 0 | 0 | 0 | 0 | 0 | 0 | 0 | 0 | 0 | 0 | 0 | 0 | 0 | 0 | 0 | 0 | 0 | 0 | 0 | 0 | 0 | 0 | 0 | 0 | 0 | 0 | 0 | 0 | 0 | 0 | 0 | 0 | 0 | Implementation of strategic energy management program. | Implementation of strategic energy management program. | Implementation of strategic energy management program. | Implementation of strategic energy management program. | Implementation of strategic energy management program. | Implementation of strategic energy management program. | Implementation of strategic energy management program. | Implementation of strategic energy management program. | Implementation of strategic energy management program. | Implementation of strategic energy management program. | Implementation of strategic energy management program. | Implementation of strategic energy management program. | Implementation of strategic energy management program. | Implementation of strategic energy management program. | Implementation of strategic energy management program. | Implementation of strategic energy management program. | Implementation of strategic energy management program. | Implementation of strategic energy management program. | Implementation of strategic energy management program. | Implementation of strategic energy management program. | Implementation of strategic energy management program. | Implementation of strategic energy management program. | Implementation of strategic energy management program. | Implementation of strategic energy management program. | Implementation of strategic energy management program. | Implementation of strategic energy management program. | Implementation of strategic energy management program. | Implementation of strategic energy management program. | 1.2664 | 1.2664 | 1.2664 | 1.2664 | 1.2664 | 1.2664 | 1.2664 | 1.2664 | 1.2664 | 1.2664 | 1.2664 | 1.2664 | 1.2664 | 1.2664 | 1.2664 | 1.2664 | 1.2664 | 1.2664 | 1.2664 | 1.2664 | 1.2664 | 1.2664 | 1.2664 | 1.2664 | 1.2664 | 1.2664 | 1.2664 | 1.2664 | 0.0017 | 0.0017 | 0.0017 | 0.0017 | 0.0017 | 0.0017 | 0.0017 | 0.0017 | 0.0017 | 0.0017 | 0.0017 | 0.0017 | 0.0017 | 0.0017 | 0.0017 | 0.0017 | 0.0017 | 0.0017 | 0.0017 | 0.0017 | 0.0017 | 0.0017 | 0.0017 | 0.0017 | 0.0017 | 0.0017 | 0.0017 | 0.0017 | 0 | 0 | 0 | 0 | 0 | 0 | 0 | 0 | 0 | 0 | 0 | 0 | 0 | 0 | 0 | 0 | 0 | 0 | 0 | 0 | 0 | 0 | 0 | 0 | 0 | 0 | 0 | 0 | 0 | 0 | 0 | 0 | 0 | 0 | 0 | 0 | 0 | 0 | 0 | 0 | 0 | 0 | 0 | 0 | 0 | 0 | 0 | 0 | 0 | 0 | 0 | 0 | 0 | 0 | 0 | 0 | 0 | 0 | 0 | 0 | 0 | 0 | 0 | 0 | 0 | 0 | 0 | 0 | 0 | 0 | 0 | 0 | 0 | 0 | 0 | 0 | 0 | 0 | 0 | 0 | 0 | 0 | 0 | 0 | 0 | 0
Windows - Secondary Glazing Systems_Warehouse_Existing_Windows Upgraded with Secondary Commercial Window Glazing | Windows - Secondary Glazing Systems_Warehouse_Existing | Windows - Secondary Glazing Systems_Commercial_Existing_Standard Commercial Windows_Windows Upgraded with Secondary Commercial Window Glazing | Commercial | Warehouse | Existing | Space Heating | Natural Gas | Windows - Secondary Glazing Systems | NEQ | Standard Commercial Windows | 30 | 30 | 30 | 0.29197 | 0 | 0 | 0.01 | 0.5 | Retro1Slow | 0.012666666666666666 | TBD | A | WCM706 | 0.7 | 0.42 | sqft window | 0.0321 | 11914.308087047253 | 11914.3081 | 9397.200744713324 | 9397.2007 | Regional Technical Forum - UES Workbook - Secondary Glazing Systems (SGS) - ComSecondaryGlazingSystems_v3_1 - AEG Adjusted | Regional Technical Forum - UES Workbook - Secondary Glazing Systems (SGS) - ComSecondaryGlazingSystems_v3_1 - AEG Adjusted | Regional Technical Forum - UES Workbook - Secondary Glazing Systems (SGS) - ComSecondaryGlazingSystems_v3_1 - AEG Adjusted | 0 | 0 | 48.1437 | Standard Commercial Windows | Standard Commercial Windows | Standard Commercial Windows | Standard Commercial Windows | Standard Commercial Windows | Standard Commercial Windows | Standard Commercial Windows | Standard Commercial Windows | Standard Commercial Windows | Standard Commercial Windows | Standard Commercial Windows | Standard Commercial Windows | Standard Commercial Windows | Standard Commercial Windows | Standard Commercial Windows | Standard Commercial Windows | Standard Commercial Windows | Standard Commercial Windows | Standard Commercial Windows | Standard Commercial Windows | Standard Commercial Windows | Standard Commercial Windows | Standard Commercial Windows | Standard Commercial Windows | Standard Commercial Windows | Standard Commercial Windows | Standard Commercial Windows | Standard Commercial Windows | 0 | 0 | 0 | 146.5201 | 286.6465 | 496.3907 | 784.6977 | 1152.932 | 1590.6409 | 2075.7515 | 2574.65 | 3045.0614 | 3438.6351 | 3706.4111 | 3805.0379 | 3703.2682 | 3396.4064 | 2914.0007 | 2356.4006 | 1766.0357 | 1201.0655 | 624.1585 | 410.3098 | 0 | 0 | 0 | 0 | 0 | 0 | 0 | 0 | 146.5201 | 430.0461 | 915.8214 | 1674.7159 | 2774.0352 | 4262.8632 | 6165.325 | 8473.574 | 11147.8648 | 14113.9435 | 17266.0515 | 20467.2885 | 23540.3207 | 26299.165 | 28577.3062 | 30299.917 | 31461.9952 | 32107.8836 | 32238.8406 | 32200.0964 | 31819.5264 | 31468.4809 | 31144.6006 | 30845.7202 | 30569.8513 | 0 | 0 | 0 | 4.871255501493955 | 9.73732023261371 | 17.289053021290385 | 28.123014397061745 | 42.686807849215214 | 61.13663005746733 | 83.16260632622874 | 107.80877401236154 | 133.34087282370746 | 157.24056437669552 | 176.41369452382133 | 187.67095613612824 | 188.45445758096943 | 177.65010846638657 | 156.19417794196787 | 129.1708593390087 | 98.77771596512424 | 68.38457259123989 | 36.09185775648772 | 24.061238504325143 | 0 | 0 | 0 | 0 | 0 | 0 | 0 | 0 | 4.871255501493955 | 14.608575734107665 | 31.897628755398053 | 60.02064315245979 | 102.707451001675 | 163.84408105914233 | 247.00668738537107 | 354.8154613977326 | 488.1563342214401 | 645.3968985981355 | 821.8105931219569 | 1009.4815492580852 | 1197.9360068390547 | 1375.5861153054414 | 1531.7802932474092 | 1660.9511525864177 | 1759.7288685515418 | 1828.1134411427818 | 1864.2052988992696 | 1888.2665374035948 | 1888.2665374035948 | 1888.2665374035948 | 1888.2665374035948 | 1888.2665374035948 | 1888.2665374035948 | Windows Upgraded with Secondary Commercial Window Glazing | Windows Upgraded with Secondary Commercial Window Glazing | Windows Upgraded with Secondary Commercial Window Glazing | Windows Upgraded with Secondary Commercial Window Glazing | Windows Upgraded with Secondary Commercial Window Glazing | Windows Upgraded with Secondary Commercial Window Glazing | Windows Upgraded with Secondary Commercial Window Glazing | Windows Upgraded with Secondary Commercial Window Glazing | Windows Upgraded with Secondary Commercial Window Glazing | Windows Upgraded with Secondary Commercial Window Glazing | Windows Upgraded with Secondary Commercial Window Glazing | Windows Upgraded with Secondary Commercial Window Glazing | Windows Upgraded with Secondary Commercial Window Glazing | Windows Upgraded with Secondary Commercial Window Glazing | Windows Upgraded with Secondary Commercial Window Glazing | Windows Upgraded with Secondary Commercial Window Glazing | Windows Upgraded with Secondary Commercial Window Glazing | Windows Upgraded with Secondary Commercial Window Glazing | Windows Upgraded with Secondary Commercial Window Glazing | Windows Upgraded with Secondary Commercial Window Glazing | Windows Upgraded with Secondary Commercial Window Glazing | Windows Upgraded with Secondary Commercial Window Glazing | Windows Upgraded with Secondary Commercial Window Glazing | Windows Upgraded with Secondary Commercial Window Glazing | Windows Upgraded with Secondary Commercial Window Glazing | Windows Upgraded with Secondary Commercial Window Glazing | Windows Upgraded with Secondary Commercial Window Glazing | Windows Upgraded with Secondary Commercial Window Glazing | 48.1437 | 48.1437 | 48.1437 | 48.1437 | 48.1437 | 48.1437 | 48.1437 | 48.1437 | 48.1437 | 48.1437 | 48.1437 | 48.1437 | 48.1437 | 48.1437 | 48.1437 | 48.1437 | 48.1437 | 48.1437 | 48.1437 | 48.1437 | 48.1437 | 48.1437 | 48.1437 | 48.1437 | 48.1437 | 48.1437 | 48.1437 | 48.1437 | 0.292 | 0.292 | 0.292 | 0.292 | 0.292 | 0.292 | 0.292 | 0.292 | 0.292 | 0.292 | 0.292 | 0.292 | 0.292 | 0.292 | 0.292 | 0.292 | 0.292 | 0.292 | 0.292 | 0.292 | 0.292 | 0.292 | 0.292 | 0.292 | 0.292 | 0.292 | 0.292 | 0.292 | 0 | 0 | 0 | 0 | 0 | 0 | 0 | 0 | 0 | 0 | 0 | 0 | 0 | 0 | 0 | 0 | 0 | 0 | 0 | 0 | 0 | 0 | 0 | 0 | 0 | 0 | 0 | 0 | 0 | 0 | 0 | 0 | 0 | 0 | 0 | 0 | 0 | 0 | 0 | 0 | 0 | 0 | 0 | 0 | 0 | 0 | 0 | 0 | 0 | 0 | 0 | 0 | 0 | 0 | 0 | 0 | 0 | 0 | 0 | 0 | 0 | 0 | 0 | 0 | 0 | 0 | 0 | 0 | 0 | 0 | 0 | 0 | 0 | 0 | 0 | 0 | 0 | 0 | 0 | 0 | 0 | 0 | 0 | 0 | 0 | 0 | 0 | 0 | 0 | 0 | 0 | 0 | 0 | 0 | 0 | 0 | 0 | 0 | 0 | 0 | 0 | 0 | 0 | 0 | 0 | 0 | 0 | 0 | 0 | 0 | 0 | 0 | Windows Upgraded with Secondary Commercial Window Glazing | Windows Upgraded with Secondary Commercial Window Glazing | Windows Upgraded with Secondary Commercial Window Glazing | Windows Upgraded with Secondary Commercial Window Glazing | Windows Upgraded with Secondary Commercial Window Glazing | Windows Upgraded with Secondary Commercial Window Glazing | Windows Upgraded with Secondary Commercial Window Glazing | Windows Upgraded with Secondary Commercial Window Glazing | Windows Upgraded with Secondary Commercial Window Glazing | Windows Upgraded with Secondary Commercial Window Glazing | Windows Upgraded with Secondary Commercial Window Glazing | Windows Upgraded with Secondary Commercial Window Glazing | Windows Upgraded with Secondary Commercial Window Glazing | Windows Upgraded with Secondary Commercial Window Glazing | Windows Upgraded with Secondary Commercial Window Glazing | Windows Upgraded with Secondary Commercial Window Glazing | Windows Upgraded with Secondary Commercial Window Glazing | Windows Upgraded with Secondary Commercial Window Glazing | Windows Upgraded with Secondary Commercial Window Glazing | Windows Upgraded with Secondary Commercial Window Glazing | Windows Upgraded with Secondary Commercial Window Glazing | Windows Upgraded with Secondary Commercial Window Glazing | Windows Upgraded with Secondary Commercial Window Glazing | Windows Upgraded with Secondary Commercial Window Glazing | Windows Upgraded with Secondary Commercial Window Glazing | Windows Upgraded with Secondary Commercial Window Glazing | Windows Upgraded with Secondary Commercial Window Glazing | Windows Upgraded with Secondary Commercial Window Glazing | 48.1437 | 48.1437 | 48.1437 | 48.1437 | 48.1437 | 48.1437 | 48.1437 | 48.1437 | 48.1437 | 48.1437 | 48.1437 | 48.1437 | 48.1437 | 48.1437 | 48.1437 | 48.1437 | 48.1437 | 48.1437 | 48.1437 | 48.1437 | 48.1437 | 48.1437 | 48.1437 | 48.1437 | 48.1437 | 48.1437 | 48.1437 | 48.1437 | 0.292 | 0.292 | 0.292 | 0.292 | 0.292 | 0.292 | 0.292 | 0.292 | 0.292 | 0.292 | 0.292 | 0.292 | 0.292 | 0.292 | 0.292 | 0.292 | 0.292 | 0.292 | 0.292 | 0.292 | 0.292 | 0.292 | 0.292 | 0.292 | 0.292 | 0.292 | 0.292 | 0.292 | 0 | 0 | 0 | 0 | 0 | 0 | 0 | 0 | 0 | 0 | 0 | 0 | 0 | 0 | 0 | 0 | 0 | 0 | 0 | 0 | 0 | 0 | 0 | 0 | 0 | 0 | 0 | 0 | 0 | 0 | 0 | 0 | 0 | 0 | 0 | 0 | 0 | 0 | 0 | 0 | 0 | 0 | 0 | 0 | 0 | 0 | 0 | 0 | 0 | 0 | 0 | 0 | 0 | 0 | 0 | 0 | 0 | 0 | 0 | 0 | 0 | 0 | 0 | 0 | 0 | 0 | 0 | 0 | 0 | 0 | 0 | 0 | 0 | 0 | 0 | 0 | 0 | 0 | 0 | 0 | 0 | 0 | 0 | 0 | 0 | 0
Windows - Secondary Glazing Systems_Healthcare_Existing_Windows Upgraded with Secondary Commercial Window Glazing | Windows - Secondary Glazing Systems_Healthcare_Existing | Windows - Secondary Glazing Systems_Commercial_Existing_Standard Commercial Windows_Windows Upgraded with Secondary Commercial Window Glazing | Commercial | Healthcare | Existing | Space Heating | Natural Gas | Windows - Secondary Glazing Systems | NEQ | Standard Commercial Windows | 30 | 30 | 30 | 0.29197 | 0 | 0 | 0.01 | 0.5 | Retro1Slow | 0.012666666666666666 | TBD | A | WCM506 | 0.7 | 0.42 | sqft window | 0.0321 | 12084.352604091184 | 12084.3526 | 9531.320363790224 | 9531.3204 | Regional Technical Forum - UES Workbook - Secondary Glazing Systems (SGS) - ComSecondaryGlazingSystems_v3_1 - AEG Adjusted | Regional Technical Forum - UES Workbook - Secondary Glazing Systems (SGS) - ComSecondaryGlazingSystems_v3_1 - AEG Adjusted | Regional Technical Forum - UES Workbook - Secondary Glazing Systems (SGS) - ComSecondaryGlazingSystems_v3_1 - AEG Adjusted | 0 | 0 | 48.1437 | Standard Commercial Windows | Standard Commercial Windows | Standard Commercial Windows | Standard Commercial Windows | Standard Commercial Windows | Standard Commercial Windows | Standard Commercial Windows | Standard Commercial Windows | Standard Commercial Windows | Standard Commercial Windows | Standard Commercial Windows | Standard Commercial Windows | Standard Commercial Windows | Standard Commercial Windows | Standard Commercial Windows | Standard Commercial Windows | Standard Commercial Windows | Standard Commercial Windows | Standard Commercial Windows | Standard Commercial Windows | Standard Commercial Windows | Standard Commercial Windows | Standard Commercial Windows | Standard Commercial Windows | Standard Commercial Windows | Standard Commercial Windows | Standard Commercial Windows | Standard Commercial Windows | 0 | 0 | 0 | 23.6731 | 46.3116 | 80.2363 | 126.9543 | 186.787 | 258.2324 | 337.8262 | 420.0492 | 497.6471 | 562.2099 | 605.1854 | 619.2712 | 599.8031 | 546.8422 | 466.1286 | 374.4801 | 278.9003 | 188.4922 | 97.3941 | 63.6882 | 1.1131e-15 | 1.096e-15 | 1.0802e-15 | 1.0655e-15 | 1.052e-15 | 0 | 0 | 0 | 23.6731 | 69.4797 | 148.0328 | 270.948 | 449.4227 | 692.054 | 1003.3998 | 1382.4472 | 1821.8687 | 2307.6014 | 2819.2129 | 3331.0579 | 3812.7289 | 4234.3264 | 4571.2752 | 4815.2744 | 4968.6198 | 5038.9296 | 5030.5693 | 4998.0961 | 4916.3896 | 4840.8329 | 4770.9427 | 4706.2758 | 4646.4238 | 0 | 0 | 0 | 0.547660508819602 | 1.094737435040544 | 1.9437558903952143 | 3.1617853691953264 | 4.79914857666901 | 6.8734062326477785 | 9.349720063219566 | 12.120614082492652 | 14.991110656110212 | 17.678080623611756 | 19.83365760141944 | 21.099277444316336 | 21.18736413979166 | 19.972663877868975 | 17.56043856458015 | 14.522288664302485 | 11.105279566819547 | 7.688270469336611 | 4.057698303260987 | 2.7051322021739925 | 4.806396614043252E-17 | 4.806396614043252E-17 | 4.806396614043252E-17 | 4.806396614043252E-17 | 4.806396614043252E-17 | 0 | 0 | 0 | 0.547660508819602 | 1.6423979438601461 | 3.5861538342553603 | 6.747939203450686 | 11.547087780119696 | 18.420494012767474 | 27.77021407598704 | 39.8908281584797 | 54.88193881458991 | 72.56001943820166 | 92.39367703962111 | 113.49295448393744 | 134.68031862372908 | 154.65298250159807 | 172.2134210661782 | 186.7357097304807 | 197.84098929730024 | 205.52925976663687 | 209.58695806989783 | 212.29209027207182 | 212.29209027207182 | 212.29209027207182 | 212.29209027207182 | 212.29209027207182 | 212.29209027207182 | Windows Upgraded with Secondary Commercial Window Glazing | Windows Upgraded with Secondary Commercial Window Glazing | Windows Upgraded with Secondary Commercial Window Glazing | Windows Upgraded with Secondary Commercial Window Glazing | Windows Upgraded with Secondary Commercial Window Glazing | Windows Upgraded with Secondary Commercial Window Glazing | Windows Upgraded with Secondary Commercial Window Glazing | Windows Upgraded with Secondary Commercial Window Glazing | Windows Upgraded with Secondary Commercial Window Glazing | Windows Upgraded with Secondary Commercial Window Glazing | Windows Upgraded with Secondary Commercial Window Glazing | Windows Upgraded with Secondary Commercial Window Glazing | Windows Upgraded with Secondary Commercial Window Glazing | Windows Upgraded with Secondary Commercial Window Glazing | Windows Upgraded with Secondary Commercial Window Glazing | Windows Upgraded with Secondary Commercial Window Glazing | Windows Upgraded with Secondary Commercial Window Glazing | Windows Upgraded with Secondary Commercial Window Glazing | Windows Upgraded with Secondary Commercial Window Glazing | Windows Upgraded with Secondary Commercial Window Glazing | Windows Upgraded with Secondary Commercial Window Glazing | Windows Upgraded with Secondary Commercial Window Glazing | Windows Upgraded with Secondary Commercial Window Glazing | Windows Upgraded with Secondary Commercial Window Glazing | Windows Upgraded with Secondary Commercial Window Glazing | Windows Upgraded with Secondary Commercial Window Glazing | Windows Upgraded with Secondary Commercial Window Glazing | Windows Upgraded with Secondary Commercial Window Glazing | 48.1437 | 48.1437 | 48.1437 | 48.1437 | 48.1437 | 48.1437 | 48.1437 | 48.1437 | 48.1437 | 48.1437 | 48.1437 | 48.1437 | 48.1437 | 48.1437 | 48.1437 | 48.1437 | 48.1437 | 48.1437 | 48.1437 | 48.1437 | 48.1437 | 48.1437 | 48.1437 | 48.1437 | 48.1437 | 48.1437 | 48.1437 | 48.1437 | 0.292 | 0.292 | 0.292 | 0.292 | 0.292 | 0.292 | 0.292 | 0.292 | 0.292 | 0.292 | 0.292 | 0.292 | 0.292 | 0.292 | 0.292 | 0.292 | 0.292 | 0.292 | 0.292 | 0.292 | 0.292 | 0.292 | 0.292 | 0.292 | 0.292 | 0.292 | 0.292 | 0.292 | 0 | 0 | 0 | 0 | 0 | 0 | 0 | 0 | 0 | 0 | 0 | 0 | 0 | 0 | 0 | 0 | 0 | 0 | 0 | 0 | 0 | 0 | 0 | 0 | 0 | 0 | 0 | 0 | 0 | 0 | 0 | 0 | 0 | 0 | 0 | 0 | 0 | 0 | 0 | 0 | 0 | 0 | 0 | 0 | 0 | 0 | 0 | 0 | 0 | 0 | 0 | 0 | 0 | 0 | 0 | 0 | 0 | 0 | 0 | 0 | 0 | 0 | 0 | 0 | 0 | 0 | 0 | 0 | 0 | 0 | 0 | 0 | 0 | 0 | 0 | 0 | 0 | 0 | 0 | 0 | 0 | 0 | 0 | 0 | 0 | 0 | 0 | 0 | 0 | 0 | 0 | 0 | 0 | 0 | 0 | 0 | 0 | 0 | 0 | 0 | 0 | 0 | 0 | 0 | 0 | 0 | 0 | 0 | 0 | 0 | 0 | 0 | Windows Upgraded with Secondary Commercial Window Glazing | Windows Upgraded with Secondary Commercial Window Glazing | Windows Upgraded with Secondary Commercial Window Glazing | Windows Upgraded with Secondary Commercial Window Glazing | Windows Upgraded with Secondary Commercial Window Glazing | Windows Upgraded with Secondary Commercial Window Glazing | Windows Upgraded with Secondary Commercial Window Glazing | Windows Upgraded with Secondary Commercial Window Glazing | Windows Upgraded with Secondary Commercial Window Glazing | Windows Upgraded with Secondary Commercial Window Glazing | Windows Upgraded with Secondary Commercial Window Glazing | Windows Upgraded with Secondary Commercial Window Glazing | Windows Upgraded with Secondary Commercial Window Glazing | Windows Upgraded with Secondary Commercial Window Glazing | Windows Upgraded with Secondary Commercial Window Glazing | Windows Upgraded with Secondary Commercial Window Glazing | Windows Upgraded with Secondary Commercial Window Glazing | Windows Upgraded with Secondary Commercial Window Glazing | Windows Upgraded with Secondary Commercial Window Glazing | Windows Upgraded with Secondary Commercial Window Glazing | Windows Upgraded with Secondary Commercial Window Glazing | Windows Upgraded with Secondary Commercial Window Glazing | Windows Upgraded with Secondary Commercial Window Glazing | Windows Upgraded with Secondary Commercial Window Glazing | Windows Upgraded with Secondary Commercial Window Glazing | Windows Upgraded with Secondary Commercial Window Glazing | Windows Upgraded with Secondary Commercial Window Glazing | Windows Upgraded with Secondary Commercial Window Glazing | 48.1437 | 48.1437 | 48.1437 | 48.1437 | 48.1437 | 48.1437 | 48.1437 | 48.1437 | 48.1437 | 48.1437 | 48.1437 | 48.1437 | 48.1437 | 48.1437 | 48.1437 | 48.1437 | 48.1437 | 48.1437 | 48.1437 | 48.1437 | 48.1437 | 48.1437 | 48.1437 | 48.1437 | 48.1437 | 48.1437 | 48.1437 | 48.1437 | 0.292 | 0.292 | 0.292 | 0.292 | 0.292 | 0.292 | 0.292 | 0.292 | 0.292 | 0.292 | 0.292 | 0.292 | 0.292 | 0.292 | 0.292 | 0.292 | 0.292 | 0.292 | 0.292 | 0.292 | 0.292 | 0.292 | 0.292 | 0.292 | 0.292 | 0.292 | 0.292 | 0.292 | 0 | 0 | 0 | 0 | 0 | 0 | 0 | 0 | 0 | 0 | 0 | 0 | 0 | 0 | 0 | 0 | 0 | 0 | 0 | 0 | 0 | 0 | 0 | 0 | 0 | 0 | 0 | 0 | 0 | 0 | 0 | 0 | 0 | 0 | 0 | 0 | 0 | 0 | 0 | 0 | 0 | 0 | 0 | 0 | 0 | 0 | 0 | 0 | 0 | 0 | 0 | 0 | 0 | 0 | 0 | 0 | 0 | 0 | 0 | 0 | 0 | 0 | 0 | 0 | 0 | 0 | 0 | 0 | 0 | 0 | 0 | 0 | 0 | 0 | 0 | 0 | 0 | 0 | 0 | 0 | 0 | 0 | 0 | 0 | 0 | 0
Windows - Secondary Glazing Systems_Education_Existing_Windows Upgraded with Secondary Commercial Window Glazing | Windows - Secondary Glazing Systems_Education_Existing | Windows - Secondary Glazing Systems_Commercial_Existing_Standard Commercial Windows_Windows Upgraded with Secondary Commercial Window Glazing | Commercial | Education | Existing | Space Heating | Natural Gas | Windows - Secondary Glazing Systems | NEQ | Standard Commercial Windows | 30 | 30 | 30 | 0.14925 | 0 | 0 | 0.01 | 0.5 | Retro1Slow | 0.012666666666666666 | TBD | A | WCM406 | 0.7 | 0.42 | sqft window | 0.0321 | 23454.14984670129 | 23454.1498 | 18499.04776641228 | 18499.0478 | Regional Technical Forum - UES Workbook - Secondary Glazing Systems (SGS) - ComSecondaryGlazingSystems_v3_1 - AEG Adjusted | Regional Technical Forum - UES Workbook - Secondary Glazing Systems (SGS) - ComSecondaryGlazingSystems_v3_1 - AEG Adjusted | Regional Technical Forum - UES Workbook - Secondary Glazing Systems (SGS) - ComSecondaryGlazingSystems_v3_1 - AEG Adjusted | 0 | 0 | 48.1437 | Standard Commercial Windows | Standard Commercial Windows | Standard Commercial Windows | Standard Commercial Windows | Standard Commercial Windows | Standard Commercial Windows | Standard Commercial Windows | Standard Commercial Windows | Standard Commercial Windows | Standard Commercial Windows | Standard Commercial Windows | Standard Commercial Windows | Standard Commercial Windows | Standard Commercial Windows | Standard Commercial Windows | Standard Commercial Windows | Standard Commercial Windows | Standard Commercial Windows | Standard Commercial Windows | Standard Commercial Windows | Standard Commercial Windows | Standard Commercial Windows | Standard Commercial Windows | Standard Commercial Windows | Standard Commercial Windows | Standard Commercial Windows | Standard Commercial Windows | Standard Commercial Windows | 0 | 0 | 0 | 762.7846 | 1498.7301 | 2609.4492 | 4151.7441 | 6146.2282 | 8555.5583 | 11274.7453 | 14123.6954 | 16853.9976 | 19167.5392 | 20750.5534 | 21330.671 | 20734.3273 | 18959.1282 | 16204.5664 | 13055.0645 | 9750.5791 | 6610.0088 | 3426.1274 | 2247.3508 | 4.0206e-14 | 3.971e-14 | 3.9247e-14 | 3.8814e-14 | 3.8408e-14 | 0 | 0 | 0 | 762.7846 | 2248.4946 | 4814.3321 | 8860.727 | 14788.2558 | 22928.6042 | 33487.8573 | 46483.2808 | 61701.9035 | 78673.5308 | 96664.9708 | 114737.6198 | 131800.5295 | 146804.94 | 158916.5215 | 167869.3213 | 173706.9468 | 176704.2704 | 176965.2552 | 176366.5365 | 174065.3595 | 171917.9974 | 169912.1609 | 168036.5496 | 166280.7721 | 0 | 0 | 0 | 221.7246375312925 | 443.2130070862133 | 786.944764697571 | 1280.0735193552182 | 1942.9728115949697 | 2782.7522360958806 | 3785.307245367352 | 4907.125346484673 | 6069.268320225759 | 7157.109113029747 | 8029.811300568051 | 8542.2073860984 | 8577.869973250601 | 8086.089078067066 | 7109.480805935923 | 5879.4620725116165 | 4496.059231920649 | 3112.656391329679 | 1642.7908732017752 | 1095.19391546785 | 1.98525640371372E-14 | 1.98525640371372E-14 | 1.98525640371372E-14 | 1.98525640371372E-14 | 1.98525640371372E-14 | 0 | 0 | 0 | 221.7246375312925 | 664.9376446175057 | 1451.8824093150765 | 2731.9559286702947 | 4674.928740265264 | 7457.6809763611445 | 11242.988221728498 | 16150.11356821317 | 22219.38188843893 | 29376.491001468676 | 37406.302302036725 | 45948.50968813513 | 54526.37966138573 | 62612.4687394528 | 69721.94954538872 | 75601.41161790033 | 80097.470849821 | 83210.12724115067 | 84852.91811435245 | 85948.1120298203 | 85948.1120298203 | 85948.1120298203 | 85948.1120298203 | 85948.1120298203 | 85948.1120298203 | Windows Upgraded with Secondary Commercial Window Glazing | Windows Upgraded with Secondary Commercial Window Glazing | Windows Upgraded with Secondary Commercial Window Glazing | Windows Upgraded with Secondary Commercial Window Glazing | Windows Upgraded with Secondary Commercial Window Glazing | Windows Upgraded with Secondary Commercial Window Glazing | Windows Upgraded with Secondary Commercial Window Glazing | Windows Upgraded with Secondary Commercial Window Glazing | Windows Upgraded with Secondary Commercial Window Glazing | Windows Upgraded with Secondary Commercial Window Glazing | Windows Upgraded with Secondary Commercial Window Glazing | Windows Upgraded with Secondary Commercial Window Glazing | Windows Upgraded with Secondary Commercial Window Glazing | Windows Upgraded with Secondary Commercial Window Glazing | Windows Upgraded with Secondary Commercial Window Glazing | Windows Upgraded with Secondary Commercial Window Glazing | Windows Upgraded with Secondary Commercial Window Glazing | Windows Upgraded with Secondary Commercial Window Glazing | Windows Upgraded with Secondary Commercial Window Glazing | Windows Upgraded with Secondary Commercial Window Glazing | Windows Upgraded with Secondary Commercial Window Glazing | Windows Upgraded with Secondary Commercial Window Glazing | Windows Upgraded with Secondary Commercial Window Glazing | Windows Upgraded with Secondary Commercial Window Glazing | Windows Upgraded with Secondary Commercial Window Glazing | Windows Upgraded with Secondary Commercial Window Glazing | Windows Upgraded with Secondary Commercial Window Glazing | Windows Upgraded with Secondary Commercial Window Glazing | 48.1437 | 48.1437 | 48.1437 | 48.1437 | 48.1437 | 48.1437 | 48.1437 | 48.1437 | 48.1437 | 48.1437 | 48.1437 | 48.1437 | 48.1437 | 48.1437 | 48.1437 | 48.1437 | 48.1437 | 48.1437 | 48.1437 | 48.1437 | 48.1437 | 48.1437 | 48.1437 | 48.1437 | 48.1437 | 48.1437 | 48.1437 | 48.1437 | 0.1492 | 0.1492 | 0.1492 | 0.1492 | 0.1492 | 0.1492 | 0.1492 | 0.1492 | 0.1492 | 0.1492 | 0.1492 | 0.1492 | 0.1492 | 0.1492 | 0.1492 | 0.1492 | 0.1492 | 0.1492 | 0.1492 | 0.1492 | 0.1492 | 0.1492 | 0.1492 | 0.1492 | 0.1492 | 0.1492 | 0.1492 | 0.1492 | 0 | 0 | 0 | 0 | 0 | 0 | 0 | 0 | 0 | 0 | 0 | 0 | 0 | 0 | 0 | 0 | 0 | 0 | 0 | 0 | 0 | 0 | 0 | 0 | 0 | 0 | 0 | 0 | 0 | 0 | 0 | 0 | 0 | 0 | 0 | 0 | 0 | 0 | 0 | 0 | 0 | 0 | 0 | 0 | 0 | 0 | 0 | 0 | 0 | 0 | 0 | 0 | 0 | 0 | 0 | 0 | 0 | 0 | 0 | 0 | 0 | 0 | 0 | 0 | 0 | 0 | 0 | 0 | 0 | 0 | 0 | 0 | 0 | 0 | 0 | 0 | 0 | 0 | 0 | 0 | 0 | 0 | 0 | 0 | 0 | 0 | 0 | 0 | 0 | 0 | 0 | 0 | 0 | 0 | 0 | 0 | 0 | 0 | 0 | 0 | 0 | 0 | 0 | 0 | 0 | 0 | 0 | 0 | 0 | 0 | 0 | 0 | Windows Upgraded with Secondary Commercial Window Glazing | Windows Upgraded with Secondary Commercial Window Glazing | Windows Upgraded with Secondary Commercial Window Glazing | Windows Upgraded with Secondary Commercial Window Glazing | Windows Upgraded with Secondary Commercial Window Glazing | Windows Upgraded with Secondary Commercial Window Glazing | Windows Upgraded with Secondary Commercial Window Glazing | Windows Upgraded with Secondary Commercial Window Glazing | Windows Upgraded with Secondary Commercial Window Glazing | Windows Upgraded with Secondary Commercial Window Glazing | Windows Upgraded with Secondary Commercial Window Glazing | Windows Upgraded with Secondary Commercial Window Glazing | Windows Upgraded with Secondary Commercial Window Glazing | Windows Upgraded with Secondary Commercial Window Glazing | Windows Upgraded with Secondary Commercial Window Glazing | Windows Upgraded with Secondary Commercial Window Glazing | Windows Upgraded with Secondary Commercial Window Glazing | Windows Upgraded with Secondary Commercial Window Glazing | Windows Upgraded with Secondary Commercial Window Glazing | Windows Upgraded with Secondary Commercial Window Glazing | Windows Upgraded with Secondary Commercial Window Glazing | Windows Upgraded with Secondary Commercial Window Glazing | Windows Upgraded with Secondary Commercial Window Glazing | Windows Upgraded with Secondary Commercial Window Glazing | Windows Upgraded with Secondary Commercial Window Glazing | Windows Upgraded with Secondary Commercial Window Glazing | Windows Upgraded with Secondary Commercial Window Glazing | Windows Upgraded with Secondary Commercial Window Glazing | 48.1437 | 48.1437 | 48.1437 | 48.1437 | 48.1437 | 48.1437 | 48.1437 | 48.1437 | 48.1437 | 48.1437 | 48.1437 | 48.1437 | 48.1437 | 48.1437 | 48.1437 | 48.1437 | 48.1437 | 48.1437 | 48.1437 | 48.1437 | 48.1437 | 48.1437 | 48.1437 | 48.1437 | 48.1437 | 48.1437 | 48.1437 | 48.1437 | 0.1492 | 0.1492 | 0.1492 | 0.1492 | 0.1492 | 0.1492 | 0.1492 | 0.1492 | 0.1492 | 0.1492 | 0.1492 | 0.1492 | 0.1492 | 0.1492 | 0.1492 | 0.1492 | 0.1492 | 0.1492 | 0.1492 | 0.1492 | 0.1492 | 0.1492 | 0.1492 | 0.1492 | 0.1492 | 0.1492 | 0.1492 | 0.1492 | 0 | 0 | 0 | 0 | 0 | 0 | 0 | 0 | 0 | 0 | 0 | 0 | 0 | 0 | 0 | 0 | 0 | 0 | 0 | 0 | 0 | 0 | 0 | 0 | 0 | 0 | 0 | 0 | 0 | 0 | 0 | 0 | 0 | 0 | 0 | 0 | 0 | 0 | 0 | 0 | 0 | 0 | 0 | 0 | 0 | 0 | 0 | 0 | 0 | 0 | 0 | 0 | 0 | 0 | 0 | 0 | 0 | 0 | 0 | 0 | 0 | 0 | 0 | 0 | 0 | 0 | 0 | 0 | 0 | 0 | 0 | 0 | 0 | 0 | 0 | 0 | 0 | 0 | 0 | 0 | 0 | 0 | 0 | 0 | 0 | 0
Building Shell - Air Sealing (Infiltration Control)_Grocery_Existing_Sealed building envelope | Building Shell - Air Sealing (Infiltration Control)_Grocery_Existing | Building Shell - Air Sealing (Infiltration Control)_Commercial_Existing_Building envelope with leakage_Sealed building envelope | Commercial | Grocery | Existing | Space Heating | Natural Gas | Building Shell - Air Sealing (Infiltration Control) | NEQ | Building envelope with leakage | 20 | 20 | 20 | 0.0022935 | 0 | 0 | 0.7 | 0.8 | Retro1Slow | 0.012666666666666666 | TBD | A | WCM308 | 0.7 | 0.42 | BldgPerim | 0.0321 | 809356.0847673904 | 809356.0848 | 638365.3626334342 | 638365.3626 | IL TRM v13 - 4.8.4 - C&I Air Sealing - CI-SHL-CAIR-V04-250101 | IL TRM v13 - 4.8.4 - C&I Air Sealing - CI-SHL-CAIR-V04-250101 | AEG BEST | 0 | 0 | 19.2827 | Building envelope with leakage | Building envelope with leakage | Building envelope with leakage | Building envelope with leakage | Building envelope with leakage | Building envelope with leakage | Building envelope with leakage | Building envelope with leakage | Building envelope with leakage | Building envelope with leakage | Building envelope with leakage | Building envelope with leakage | Building envelope with leakage | Building envelope with leakage | Building envelope with leakage | Building envelope with leakage | Building envelope with leakage | Building envelope with leakage | Building envelope with leakage | Building envelope with leakage | Building envelope with leakage | Building envelope with leakage | Building envelope with leakage | Building envelope with leakage | Building envelope with leakage | Building envelope with leakage | Building envelope with leakage | Building envelope with leakage | 0 | 0 | 0 | 0.30917 | 0.60502 | 1.0489 | 1.6614 | 2.4479 | 3.3911 | 4.4467 | 5.5413 | 6.5772 | 7.4375 | 8.004 | 8.1756 | 7.893 | 7.1641 | 6.0742 | 4.8489 | 3.5874 | 2.4094 | 1.2373 | 0.80431 | 0 | 0 | 0 | 0 | 0 | 0 | 0 | 0 | 0.30917 | 0.90768 | 1.9353 | 3.5459 | 5.8899 | 9.0879 | 13.2073 | 18.2373 | 24.0788 | 30.5274 | 37.286 | 43.9765 | 50.1727 | 55.4733 | 59.5691 | 62.35 | 63.9103 | 64.4097 | 63.9098 | 63.1204 | 61.723 | 60.4305 | 59.2342 | 58.1264 | 57.0998 | 0 | 0 | 0 | 3.919919416859431 | 7.835661799364567 | 13.912572357677325 | 22.630705813285793 | 34.3502505423024 | 49.196898657875806 | 66.921292712904 | 86.75416562101077 | 107.2999509638395 | 126.53213144519118 | 141.96082844592166 | 151.01959334979804 | 151.6500801977633 | 142.95577585101074 | 125.69009996033702 | 103.94432389352403 | 79.48683591857723 | 55.02934794363036 | 29.04326697024938 | 19.362177980166244 | 0 | 0 | 0 | 0 | 0 | 0 | 0 | 0 | 3.919919416859431 | 11.755581216223998 | 25.66815357390132 | 48.298859387187115 | 82.64910992948951 | 131.8460085873653 | 198.76730130026934 | 285.52146692128014 | 392.8214178851196 | 519.3535493303109 | 661.3143777762325 | 812.3339711260304 | 963.9840513237937 | 1106.9398271748043 | 1232.6299271351415 | 1336.5742510286655 | 1416.0610869472428 | 1471.090434890873 | 1500.1337018611223 | 1519.4958798412886 | 1519.4958798412886 | 1519.4958798412886 | 1519.4958798412886 | 1519.4958798412886 | 1519.4958798412886 | Sealed building envelope | Sealed building envelope | Sealed building envelope | Sealed building envelope | Sealed building envelope | Sealed building envelope | Sealed building envelope | Sealed building envelope | Sealed building envelope | Sealed building envelope | Sealed building envelope | Sealed building envelope | Sealed building envelope | Sealed building envelope | Sealed building envelope | Sealed building envelope | Sealed building envelope | Sealed building envelope | Sealed building envelope | Sealed building envelope | Sealed building envelope | Sealed building envelope | Sealed building envelope | Sealed building envelope | Sealed building envelope | Sealed building envelope | Sealed building envelope | Sealed building envelope | 19.2827 | 19.2827 | 19.2827 | 19.2827 | 19.2827 | 19.2827 | 19.2827 | 19.2827 | 19.2827 | 19.2827 | 19.2827 | 19.2827 | 19.2827 | 19.2827 | 19.2827 | 19.2827 | 19.2827 | 19.2827 | 19.2827 | 19.2827 | 19.2827 | 19.2827 | 19.2827 | 19.2827 | 19.2827 | 19.2827 | 19.2827 | 19.2827 | 0.0023 | 0.0023 | 0.0023 | 0.0023 | 0.0023 | 0.0023 | 0.0023 | 0.0023 | 0.0023 | 0.0023 | 0.0023 | 0.0023 | 0.0023 | 0.0023 | 0.0023 | 0.0023 | 0.0023 | 0.0023 | 0.0023 | 0.0023 | 0.0023 | 0.0023 | 0.0023 | 0.0023 | 0.0023 | 0.0023 | 0.0023 | 0.0023 | 0 | 0 | 0 | 0 | 0 | 0 | 0 | 0 | 0 | 0 | 0 | 0 | 0 | 0 | 0 | 0 | 0 | 0 | 0 | 0 | 0 | 0 | 0 | 0 | 0 | 0 | 0 | 0 | 0 | 0 | 0 | 0 | 0 | 0 | 0 | 0 | 0 | 0 | 0 | 0 | 0 | 0 | 0 | 0 | 0 | 0 | 0 | 0 | 0 | 0 | 0 | 0 | 0 | 0 | 0 | 0 | 0 | 0 | 0 | 0 | 0 | 0 | 0 | 0 | 0 | 0 | 0 | 0 | 0 | 0 | 0 | 0 | 0 | 0 | 0 | 0 | 0 | 0 | 0 | 0 | 0 | 0 | 0 | 0 | 0 | 0 | 0 | 0 | 0 | 0 | 0 | 0 | 0 | 0 | 0 | 0 | 0 | 0 | 0 | 0 | 0 | 0 | 0 | 0 | 0 | 0 | 0 | 0 | 0 | 0 | 0 | 0 | Sealed building envelope | Sealed building envelope | Sealed building envelope | Sealed building envelope | Sealed building envelope | Sealed building envelope | Sealed building envelope | Sealed building envelope | Sealed building envelope | Sealed building envelope | Sealed building envelope | Sealed building envelope | Sealed building envelope | Sealed building envelope | Sealed building envelope | Sealed building envelope | Sealed building envelope | Sealed building envelope | Sealed building envelope | Sealed building envelope | Sealed building envelope | Sealed building envelope | Sealed building envelope | Sealed building envelope | Sealed building envelope | Sealed building envelope | Sealed building envelope | Sealed building envelope | 19.2827 | 19.2827 | 19.2827 | 19.2827 | 19.2827 | 19.2827 | 19.2827 | 19.2827 | 19.2827 | 19.2827 | 19.2827 | 19.2827 | 19.2827 | 19.2827 | 19.2827 | 19.2827 | 19.2827 | 19.2827 | 19.2827 | 19.2827 | 19.2827 | 19.2827 | 19.2827 | 19.2827 | 19.2827 | 19.2827 | 19.2827 | 19.2827 | 0.0023 | 0.0023 | 0.0023 | 0.0023 | 0.0023 | 0.0023 | 0.0023 | 0.0023 | 0.0023 | 0.0023 | 0.0023 | 0.0023 | 0.0023 | 0.0023 | 0.0023 | 0.0023 | 0.0023 | 0.0023 | 0.0023 | 0.0023 | 0.0023 | 0.0023 | 0.0023 | 0.0023 | 0.0023 | 0.0023 | 0.0023 | 0.0023 | 0 | 0 | 0 | 0 | 0 | 0 | 0 | 0 | 0 | 0 | 0 | 0 | 0 | 0 | 0 | 0 | 0 | 0 | 0 | 0 | 0 | 0 | 0 | 0 | 0 | 0 | 0 | 0 | 0 | 0 | 0 | 0 | 0 | 0 | 0 | 0 | 0 | 0 | 0 | 0 | 0 | 0 | 0 | 0 | 0 | 0 | 0 | 0 | 0 | 0 | 0 | 0 | 0 | 0 | 0 | 0 | 0 | 0 | 0 | 0 | 0 | 0 | 0 | 0 | 0 | 0 | 0 | 0 | 0 | 0 | 0 | 0 | 0 | 0 | 0 | 0 | 0 | 0 | 0 | 0 | 0 | 0 | 0 | 0 | 0 | 0
Windows - Secondary Glazing Systems_Office_Existing_Windows Upgraded with Secondary Commercial Window Glazing | Windows - Secondary Glazing Systems_Office_Existing | Windows - Secondary Glazing Systems_Commercial_Existing_Standard Commercial Windows_Windows Upgraded with Secondary Commercial Window Glazing | Commercial | Office | Existing | Space Heating | Natural Gas | Windows - Secondary Glazing Systems | NEQ | Standard Commercial Windows | 30 | 30 | 30 | 0.12381 | 0 | 0 | 0.01 | 0.5 | Retro1Slow | 0.012666666666666666 | TBD | A | WCM6 | 0.7 | 0.42 | sqft window | 0.0321 | 28225.61421259608 | 28225.6142 | 22262.456280357466 | 22262.4563 | Regional Technical Forum - UES Workbook - Secondary Glazing Systems (SGS) - ComSecondaryGlazingSystems_v3_1 - AEG Adjusted | Regional Technical Forum - UES Workbook - Secondary Glazing Systems (SGS) - ComSecondaryGlazingSystems_v3_1 - AEG Adjusted | Regional Technical Forum - UES Workbook - Secondary Glazing Systems (SGS) - ComSecondaryGlazingSystems_v3_1 - AEG Adjusted | 0 | 0 | 48.1437 | Standard Commercial Windows | Standard Commercial Windows | Standard Commercial Windows | Standard Commercial Windows | Standard Commercial Windows | Standard Commercial Windows | Standard Commercial Windows | Standard Commercial Windows | Standard Commercial Windows | Standard Commercial Windows | Standard Commercial Windows | Standard Commercial Windows | Standard Commercial Windows | Standard Commercial Windows | Standard Commercial Windows | Standard Commercial Windows | Standard Commercial Windows | Standard Commercial Windows | Standard Commercial Windows | Standard Commercial Windows | Standard Commercial Windows | Standard Commercial Windows | Standard Commercial Windows | Standard Commercial Windows | Standard Commercial Windows | Standard Commercial Windows | Standard Commercial Windows | Standard Commercial Windows | 0 | 0 | 0 | 835.0941 | 1635.3418 | 2834.1619 | 4480.3506 | 6574.8509 | 9047.8118 | 11754.6128 | 14479.034 | 16955.0557 | 18897.8311 | 20045.4989 | 20205.0011 | 19288.3873 | 17359.4799 | 14642.0156 | 11671.6794 | 8648.6903 | 5830.8652 | 3013.3317 | 1972.8711 | 0 | 0 | 0 | 0 | 0 | 0 | 0 | 0 | 835.0941 | 2453.4486 | 5228.9181 | 9562.0448 | 15819.5519 | 24247.8267 | 34913.143 | 47652.7554 | 62071.8738 | 77566.5087 | 93380.5245 | 108682.6446 | 122609.2178 | 134418.4907 | 143592.7459 | 150080.9814 | 154076.7561 | 155875.5524 | 155643.6613 | 154826.0458 | 152826.8796 | 150982.3335 | 149280.3941 | 147709.989 | 146260.9125 | 0 | 0 | 0 | 568.903024982935 | 1137.1998315141857 | 2019.1497982164835 | 3284.423893844262 | 4985.2967278838105 | 7140.010160889511 | 9712.374620864513 | 12590.745370782566 | 15572.58203352447 | 18363.773506951406 | 20602.96045490479 | 21917.670837536454 | 22009.17421729388 | 20747.358471358813 | 18241.56837773265 | 15085.575493847546 | 11536.028318824587 | 7986.48114380164 | 4215.0872703397545 | 2810.0581802265037 | 0 | 0 | 0 | 0 | 0 | 0 | 0 | 0 | 568.903024982935 | 1706.1028564971207 | 3725.252654713604 | 7009.676548557865 | 11994.973276441675 | 19134.983437331186 | 28847.358058195696 | 41438.10342897826 | 57010.685462502726 | 75374.45896945414 | 95977.41942435893 | 117895.09026189538 | 139904.26447918927 | 160651.62295054807 | 178893.19132828072 | 193978.7668221283 | 205514.79514095286 | 213501.2762847545 | 217716.36355509429 | 220526.42173532076 | 220526.42173532076 | 220526.42173532076 | 220526.42173532076 | 220526.42173532076 | 220526.42173532076 | Windows Upgraded with Secondary Commercial Window Glazing | Windows Upgraded with Secondary Commercial Window Glazing | Windows Upgraded with Secondary Commercial Window Glazing | Windows Upgraded with Secondary Commercial Window Glazing | Windows Upgraded with Secondary Commercial Window Glazing | Windows Upgraded with Secondary Commercial Window Glazing | Windows Upgraded with Secondary Commercial Window Glazing | Windows Upgraded with Secondary Commercial Window Glazing | Windows Upgraded with Secondary Commercial Window Glazing | Windows Upgraded with Secondary Commercial Window Glazing | Windows Upgraded with Secondary Commercial Window Glazing | Windows Upgraded with Secondary Commercial Window Glazing | Windows Upgraded with Secondary Commercial Window Glazing | Windows Upgraded with Secondary Commercial Window Glazing | Windows Upgraded with Secondary Commercial Window Glazing | Windows Upgraded with Secondary Commercial Window Glazing | Windows Upgraded with Secondary Commercial Window Glazing | Windows Upgraded with Secondary Commercial Window Glazing | Windows Upgraded with Secondary Commercial Window Glazing | Windows Upgraded with Secondary Commercial Window Glazing | Windows Upgraded with Secondary Commercial Window Glazing | Windows Upgraded with Secondary Commercial Window Glazing | Windows Upgraded with Secondary Commercial Window Glazing | Windows Upgraded with Secondary Commercial Window Glazing | Windows Upgraded with Secondary Commercial Window Glazing | Windows Upgraded with Secondary Commercial Window Glazing | Windows Upgraded with Secondary Commercial Window Glazing | Windows Upgraded with Secondary Commercial Window Glazing | 48.1437 | 48.1437 | 48.1437 | 48.1437 | 48.1437 | 48.1437 | 48.1437 | 48.1437 | 48.1437 | 48.1437 | 48.1437 | 48.1437 | 48.1437 | 48.1437 | 48.1437 | 48.1437 | 48.1437 | 48.1437 | 48.1437 | 48.1437 | 48.1437 | 48.1437 | 48.1437 | 48.1437 | 48.1437 | 48.1437 | 48.1437 | 48.1437 | 0.1238 | 0.1238 | 0.1238 | 0.1238 | 0.1238 | 0.1238 | 0.1238 | 0.1238 | 0.1238 | 0.1238 | 0.1238 | 0.1238 | 0.1238 | 0.1238 | 0.1238 | 0.1238 | 0.1238 | 0.1238 | 0.1238 | 0.1238 | 0.1238 | 0.1238 | 0.1238 | 0.1238 | 0.1238 | 0.1238 | 0.1238 | 0.1238 | 0 | 0 | 0 | 0 | 0 | 0 | 0 | 0 | 0 | 0 | 0 | 0 | 0 | 0 | 0 | 0 | 0 | 0 | 0 | 0 | 0 | 0 | 0 | 0 | 0 | 0 | 0 | 0 | 0 | 0 | 0 | 0 | 0 | 0 | 0 | 0 | 0 | 0 | 0 | 0 | 0 | 0 | 0 | 0 | 0 | 0 | 0 | 0 | 0 | 0 | 0 | 0 | 0 | 0 | 0 | 0 | 0 | 0 | 0 | 0 | 0 | 0 | 0 | 0 | 0 | 0 | 0 | 0 | 0 | 0 | 0 | 0 | 0 | 0 | 0 | 0 | 0 | 0 | 0 | 0 | 0 | 0 | 0 | 0 | 0 | 0 | 0 | 0 | 0 | 0 | 0 | 0 | 0 | 0 | 0 | 0 | 0 | 0 | 0 | 0 | 0 | 0 | 0 | 0 | 0 | 0 | 0 | 0 | 0 | 0 | 0 | 0 | Windows Upgraded with Secondary Commercial Window Glazing | Windows Upgraded with Secondary Commercial Window Glazing | Windows Upgraded with Secondary Commercial Window Glazing | Windows Upgraded with Secondary Commercial Window Glazing | Windows Upgraded with Secondary Commercial Window Glazing | Windows Upgraded with Secondary Commercial Window Glazing | Windows Upgraded with Secondary Commercial Window Glazing | Windows Upgraded with Secondary Commercial Window Glazing | Windows Upgraded with Secondary Commercial Window Glazing | Windows Upgraded with Secondary Commercial Window Glazing | Windows Upgraded with Secondary Commercial Window Glazing | Windows Upgraded with Secondary Commercial Window Glazing | Windows Upgraded with Secondary Commercial Window Glazing | Windows Upgraded with Secondary Commercial Window Glazing | Windows Upgraded with Secondary Commercial Window Glazing | Windows Upgraded with Secondary Commercial Window Glazing | Windows Upgraded with Secondary Commercial Window Glazing | Windows Upgraded with Secondary Commercial Window Glazing | Windows Upgraded with Secondary Commercial Window Glazing | Windows Upgraded with Secondary Commercial Window Glazing | Windows Upgraded with Secondary Commercial Window Glazing | Windows Upgraded with Secondary Commercial Window Glazing | Windows Upgraded with Secondary Commercial Window Glazing | Windows Upgraded with Secondary Commercial Window Glazing | Windows Upgraded with Secondary Commercial Window Glazing | Windows Upgraded with Secondary Commercial Window Glazing | Windows Upgraded with Secondary Commercial Window Glazing | Windows Upgraded with Secondary Commercial Window Glazing | 48.1437 | 48.1437 | 48.1437 | 48.1437 | 48.1437 | 48.1437 | 48.1437 | 48.1437 | 48.1437 | 48.1437 | 48.1437 | 48.1437 | 48.1437 | 48.1437 | 48.1437 | 48.1437 | 48.1437 | 48.1437 | 48.1437 | 48.1437 | 48.1437 | 48.1437 | 48.1437 | 48.1437 | 48.1437 | 48.1437 | 48.1437 | 48.1437 | 0.1238 | 0.1238 | 0.1238 | 0.1238 | 0.1238 | 0.1238 | 0.1238 | 0.1238 | 0.1238 | 0.1238 | 0.1238 | 0.1238 | 0.1238 | 0.1238 | 0.1238 | 0.1238 | 0.1238 | 0.1238 | 0.1238 | 0.1238 | 0.1238 | 0.1238 | 0.1238 | 0.1238 | 0.1238 | 0.1238 | 0.1238 | 0.1238 | 0 | 0 | 0 | 0 | 0 | 0 | 0 | 0 | 0 | 0 | 0 | 0 | 0 | 0 | 0 | 0 | 0 | 0 | 0 | 0 | 0 | 0 | 0 | 0 | 0 | 0 | 0 | 0 | 0 | 0 | 0 | 0 | 0 | 0 | 0 | 0 | 0 | 0 | 0 | 0 | 0 | 0 | 0 | 0 | 0 | 0 | 0 | 0 | 0 | 0 | 0 | 0 | 0 | 0 | 0 | 0 | 0 | 0 | 0 | 0 | 0 | 0 | 0 | 0 | 0 | 0 | 0 | 0 | 0 | 0 | 0 | 0 | 0 | 0 | 0 | 0 | 0 | 0 | 0 | 0 | 0 | 0 | 0 | 0 | 0 | 0
Insulation - Ducting_Warehouse_Existing_Insulated duct. | Insulation - Ducting_Warehouse_Existing | Insulation - Ducting_Commercial_Existing_Uninsulated duct._Insulated duct. | Commercial | Warehouse | Existing | Space Heating | Natural Gas | Insulation - Ducting | NEQ | Uninsulated duct. | 20 | 20 | 20 | 0.00057813 | 0 | 0 | 0.05 | 0.2 | Retro5Med | 8.35569166605469E-06 | TBD | A | WCM703 | 0.7 | 0.42 | sqft duct | 0.0321 | 1537642.6464949052 | 1537642.6465 | 1212788.5662495026 | 1212788.5662 | IL TRM v13 - 4.4.56 Commercial Duct Sealing - CI-HVC-DSEAL-V02-250101 | IL TRM v13 - 4.4.56 Commercial Duct Sealing - CI-HVC-DSEAL-V02-250101 | AEG BEST | 0 | 0 | 9.2 | Uninsulated duct. | Uninsulated duct. | Uninsulated duct. | Uninsulated duct. | Uninsulated duct. | Uninsulated duct. | Uninsulated duct. | Uninsulated duct. | Uninsulated duct. | Uninsulated duct. | Uninsulated duct. | Uninsulated duct. | Uninsulated duct. | Uninsulated duct. | Uninsulated duct. | Uninsulated duct. | Uninsulated duct. | Uninsulated duct. | Uninsulated duct. | Uninsulated duct. | Uninsulated duct. | Uninsulated duct. | Uninsulated duct. | Uninsulated duct. | Uninsulated duct. | Uninsulated duct. | Uninsulated duct. | Uninsulated duct. | 0 | 0 | 0 | 50.9541 | 61.1593 | 72.8913 | 82.091 | 90.4473 | 101.6011 | 106.5962 | 103.8071 | 93.1457 | 76.3035 | 56.4312 | 35.8449 | 20.0631 | 9.3505 | 3.8429 | 1.3612 | 0.41548 | 0.088764 | 0.0080347 | 0.0052767 | 0 | 0 | 0 | 0 | 0 | 0 | 0 | 0 | 50.9541 | 110.9698 | 180.9701 | 257.662 | 339.3372 | 427.6443 | 515.5867 | 595.3013 | 659.9674 | 705.2531 | 730.4423 | 736.9031 | 730.4097 | 716.3577 | 699.7239 | 682.9684 | 667.7802 | 654.6627 | 643.7673 | 634.184 | 626.4776 | 619.3724 | 612.8201 | 606.776 | 601.1996 | 0 | 0 | 0 | 45370.33671477749 | 55707.53774033124 | 68169.72380540702 | 79134.30822344913 | 90262.69953877332 | 105527.9455971777 | 115765.79511717582 | 118262.93705464544 | 111448.62533232398 | 95799.53349895078 | 74133.72370290828 | 49063.271098538455 | 28488.350960441687 | 13716.613425397843 | 5803.182603052934 | 2110.248219291976 | 659.1466032579849 | 143.6640305088266 | 13.224437594433535 | 8.816291729622357 | 0 | 0 | 0 | 0 | 0 | 0 | 0 | 0 | 45370.33671477749 | 101077.87445510873 | 169247.59826051575 | 248381.90648396488 | 338644.6060227382 | 444172.55161991593 | 559938.3467370918 | 678201.2837917372 | 789649.9091240611 | 885449.4426230119 | 959583.1663259201 | 1008646.4374244586 | 1037134.7883849002 | 1050851.401810298 | 1056654.584413351 | 1058764.832632643 | 1059423.979235901 | 1059567.6432664099 | 1059580.8677040043 | 1059589.683995734 | 1059589.683995734 | 1059589.683995734 | 1059589.683995734 | 1059589.683995734 | 1059589.683995734 | Insulated duct. | Insulated duct. | Insulated duct. | Insulated duct. | Insulated duct. | Insulated duct. | Insulated duct. | Insulated duct. | Insulated duct. | Insulated duct. | Insulated duct. | Insulated duct. | Insulated duct. | Insulated duct. | Insulated duct. | Insulated duct. | Insulated duct. | Insulated duct. | Insulated duct. | Insulated duct. | Insulated duct. | Insulated duct. | Insulated duct. | Insulated duct. | Insulated duct. | Insulated duct. | Insulated duct. | Insulated duct. | 9.2 | 9.2 | 9.2 | 9.2 | 9.2 | 9.2 | 9.2 | 9.2 | 9.2 | 9.2 | 9.2 | 9.2 | 9.2 | 9.2 | 9.2 | 9.2 | 9.2 | 9.2 | 9.2 | 9.2 | 9.2 | 9.2 | 9.2 | 9.2 | 9.2 | 9.2 | 9.2 | 9.2 | 0.0006 | 0.0006 | 0.0006 | 0.0006 | 0.0006 | 0.0006 | 0.0006 | 0.0006 | 0.0006 | 0.0006 | 0.0006 | 0.0006 | 0.0006 | 0.0006 | 0.0006 | 0.0006 | 0.0006 | 0.0006 | 0.0006 | 0.0006 | 0.0006 | 0.0006 | 0.0006 | 0.0006 | 0.0006 | 0.0006 | 0.0006 | 0.0006 | 0 | 0 | 0 | 0 | 0 | 0 | 0 | 0 | 0 | 0 | 0 | 0 | 0 | 0 | 0 | 0 | 0 | 0 | 0 | 0 | 0 | 0 | 0 | 0 | 0 | 0 | 0 | 0 | 0 | 0 | 0 | 0 | 0 | 0 | 0 | 0 | 0 | 0 | 0 | 0 | 0 | 0 | 0 | 0 | 0 | 0 | 0 | 0 | 0 | 0 | 0 | 0 | 0 | 0 | 0 | 0 | 0 | 0 | 0 | 0 | 0 | 0 | 0 | 0 | 0 | 0 | 0 | 0 | 0 | 0 | 0 | 0 | 0 | 0 | 0 | 0 | 0 | 0 | 0 | 0 | 0 | 0 | 0 | 0 | 0 | 0 | 0 | 0 | 0 | 0 | 0 | 0 | 0 | 0 | 0 | 0 | 0 | 0 | 0 | 0 | 0 | 0 | 0 | 0 | 0 | 0 | 0 | 0 | 0 | 0 | 0 | 0 | Insulated duct. | Insulated duct. | Insulated duct. | Insulated duct. | Insulated duct. | Insulated duct. | Insulated duct. | Insulated duct. | Insulated duct. | Insulated duct. | Insulated duct. | Insulated duct. | Insulated duct. | Insulated duct. | Insulated duct. | Insulated duct. | Insulated duct. | Insulated duct. | Insulated duct. | Insulated duct. | Insulated duct. | Insulated duct. | Insulated duct. | Insulated duct. | Insulated duct. | Insulated duct. | Insulated duct. | Insulated duct. | 9.2 | 9.2 | 9.2 | 9.2 | 9.2 | 9.2 | 9.2 | 9.2 | 9.2 | 9.2 | 9.2 | 9.2 | 9.2 | 9.2 | 9.2 | 9.2 | 9.2 | 9.2 | 9.2 | 9.2 | 9.2 | 9.2 | 9.2 | 9.2 | 9.2 | 9.2 | 9.2 | 9.2 | 0.0006 | 0.0006 | 0.0006 | 0.0006 | 0.0006 | 0.0006 | 0.0006 | 0.0006 | 0.0006 | 0.0006 | 0.0006 | 0.0006 | 0.0006 | 0.0006 | 0.0006 | 0.0006 | 0.0006 | 0.0006 | 0.0006 | 0.0006 | 0.0006 | 0.0006 | 0.0006 | 0.0006 | 0.0006 | 0.0006 | 0.0006 | 0.0006 | 0 | 0 | 0 | 0 | 0 | 0 | 0 | 0 | 0 | 0 | 0 | 0 | 0 | 0 | 0 | 0 | 0 | 0 | 0 | 0 | 0 | 0 | 0 | 0 | 0 | 0 | 0 | 0 | 0 | 0 | 0 | 0 | 0 | 0 | 0 | 0 | 0 | 0 | 0 | 0 | 0 | 0 | 0 | 0 | 0 | 0 | 0 | 0 | 0 | 0 | 0 | 0 | 0 | 0 | 0 | 0 | 0 | 0 | 0 | 0 | 0 | 0 | 0 | 0 | 0 | 0 | 0 | 0 | 0 | 0 | 0 | 0 | 0 | 0 | 0 | 0 | 0 | 0 | 0 | 0 | 0 | 0 | 0 | 0 | 0 | 0
Water Heater - Drainwater Heat Recovery_Warehouse_Existing_DWHR unit retrofitted to the main drain which includes outlets from showers, sinks and other fixtures too. | Water Heater - Drainwater Heat Recovery_Warehouse_Existing | Water Heater - Drainwater Heat Recovery_Commercial_Existing_Storage type water heater without DWHR devices_DWHR unit retrofitted to the main drain which includes outlets from showers, sinks and other fixtures too. | Commercial | Warehouse | Existing | Water Heating | Natural Gas | Water Heater - Drainwater Heat Recovery | NEQ | Storage type water heater without DWHR devices | 30 | 30 | 30 | 0.060885 | 0 | 0 | 0 | 0.25 | Retro1Slow | 0.012666666666666666 | TBD | A | WCM733 | 0.7 | 0.42 | showerhead | 0.0321 | 2190830.9154308885 | 2190830.9154 | 1727979.313579293 | 1727979.3136 | IL TRM v12 - 5.4.11 - Drain Water Heat Recovery - RS-DHW-DWHR-V04-240101 | IL TRM v12 - 5.4.11 - Drain Water Heat Recovery - RS-DHW-DWHR-V04-240101 ¦ Cost adjusted for retrofit applications to account for expected increase in cost. | IL TRM v12 - 5.4.11 - Drain Water Heat Recovery - RS-DHW-DWHR-V04-240101 ¦ AEG adjusted with Regional Technical Forum research | 0 | 0 | 1972.9922 | Storage type water heater without DWHR devices | Storage type water heater without DWHR devices | Storage type water heater without DWHR devices | Storage type water heater without DWHR devices | Storage type water heater without DWHR devices | Storage type water heater without DWHR devices | Storage type water heater without DWHR devices | Storage type water heater without DWHR devices | Storage type water heater without DWHR devices | Storage type water heater without DWHR devices | Storage type water heater without DWHR devices | Storage type water heater without DWHR devices | Storage type water heater without DWHR devices | Storage type water heater without DWHR devices | Storage type water heater without DWHR devices | Storage type water heater without DWHR devices | Storage type water heater without DWHR devices | Storage type water heater without DWHR devices | Storage type water heater without DWHR devices | Storage type water heater without DWHR devices | Storage type water heater without DWHR devices | Storage type water heater without DWHR devices | Storage type water heater without DWHR devices | Storage type water heater without DWHR devices | Storage type water heater without DWHR devices | Storage type water heater without DWHR devices | Storage type water heater without DWHR devices | Storage type water heater without DWHR devices | 0 | 0 | 0 | 0.28013 | 0.55342 | 0.96953 | 1.5534 | 2.3182 | 3.258 | 4.34 | 5.5106 | 6.6717 | 7.7116 | 8.49 | 8.8728 | 8.7472 | 8.1075 | 7.0456 | 5.771 | 4.3805 | 3.0163 | 1.5867 | 1.0553 | 0 | 0 | 0 | 0 | 0 | 0 | 0 | 0 | 0.28013 | 0.83028 | 1.7887 | 3.3153 | 5.5777 | 8.7312 | 12.8904 | 18.1364 | 24.425 | 31.6526 | 39.5499 | 47.727 | 55.603 | 62.778 | 69.0958 | 74.2066 | 78.0382 | 80.6353 | 81.9554 | 82.817 | 82.7546 | 82.7047 | 82.6647 | 82.6328 | 82.6072 | 0 | 0 | 0 | 0.0016864761904436872 | 0.0033711552855300326 | 0.005985638870057719 | 0.00973646202084941 | 0.01477858943380564 | 0.021166097923679284 | 0.02879170584696549 | 0.03732444960791131 | 0.04616391136970653 | 0.05443821780891936 | 0.06107614256558406 | 0.06497351638901189 | 0.06524477223496324 | 0.061504201137964336 | 0.05407594861412349 | 0.04472021200850147 | 0.034197809182971696 | 0.023675406357441933 | 0.01249535335531658 | 0.008330235570211052 | 0 | 0 | 0 | 0 | 0 | 0 | 0 | 0 | 0.0016864761904436872 | 0.00505763147597372 | 0.011043270346031439 | 0.020779732366880847 | 0.035558321800686486 | 0.056724419724365774 | 0.08551612557133126 | 0.12284057517924257 | 0.1690044865489491 | 0.22344270435786848 | 0.28451884692345253 | 0.3494923633124644 | 0.41473713554742764 | 0.476241336685392 | 0.5303172852995155 | 0.575037497308017 | 0.6092353064909887 | 0.6329107128484307 | 0.6454060662037473 | 0.6537363017739583 | 0.6537363017739583 | 0.6537363017739583 | 0.6537363017739583 | 0.6537363017739583 | 0.6537363017739583 | DWHR unit retrofitted to the main drain which includes outlets from showers, sinks and other fixtures too. | DWHR unit retrofitted to the main drain which includes outlets from showers, sinks and other fixtures too. | DWHR unit retrofitted to the main drain which includes outlets from showers, sinks and other fixtures too. | DWHR unit retrofitted to the main drain which includes outlets from showers, sinks and other fixtures too. | DWHR unit retrofitted to the main drain which includes outlets from showers, sinks and other fixtures too. | DWHR unit retrofitted to the main drain which includes outlets from showers, sinks and other fixtures too. | DWHR unit retrofitted to the main drain which includes outlets from showers, sinks and other fixtures too. | DWHR unit retrofitted to the main drain which includes outlets from showers, sinks and other fixtures too. | DWHR unit retrofitted to the main drain which includes outlets from showers, sinks and other fixtures too. | DWHR unit retrofitted to the main drain which includes outlets from showers, sinks and other fixtures too. | DWHR unit retrofitted to the main drain which includes outlets from showers, sinks and other fixtures too. | DWHR unit retrofitted to the main drain which includes outlets from showers, sinks and other fixtures too. | DWHR unit retrofitted to the main drain which includes outlets from showers, sinks and other fixtures too. | DWHR unit retrofitted to the main drain which includes outlets from showers, sinks and other fixtures too. | DWHR unit retrofitted to the main drain which includes outlets from showers, sinks and other fixtures too. | DWHR unit retrofitted to the main drain which includes outlets from showers, sinks and other fixtures too. | DWHR unit retrofitted to the main drain which includes outlets from showers, sinks and other fixtures too. | DWHR unit retrofitted to the main drain which includes outlets from showers, sinks and other fixtures too. | DWHR unit retrofitted to the main drain which includes outlets from showers, sinks and other fixtures too. | DWHR unit retrofitted to the main drain which includes outlets from showers, sinks and other fixtures too. | DWHR unit retrofitted to the main drain which includes outlets from showers, sinks and other fixtures too. | DWHR unit retrofitted to the main drain which includes outlets from showers, sinks and other fixtures too. | DWHR unit retrofitted to the main drain which includes outlets from showers, sinks and other fixtures too. | DWHR unit retrofitted to the main drain which includes outlets from showers, sinks and other fixtures too. | DWHR unit retrofitted to the main drain which includes outlets from showers, sinks and other fixtures too. | DWHR unit retrofitted to the main drain which includes outlets from showers, sinks and other fixtures too. | DWHR unit retrofitted to the main drain which includes outlets from showers, sinks and other fixtures too. | DWHR unit retrofitted to the main drain which includes outlets from showers, sinks and other fixtures too. | 1972.9922 | 1972.9922 | 1972.9922 | 1972.9922 | 1972.9922 | 1972.9922 | 1972.9922 | 1972.9922 | 1972.9922 | 1972.9922 | 1972.9922 | 1972.9922 | 1972.9922 | 1972.9922 | 1972.9922 | 1972.9922 | 1972.9922 | 1972.9922 | 1972.9922 | 1972.9922 | 1972.9922 | 1972.9922 | 1972.9922 | 1972.9922 | 1972.9922 | 1972.9922 | 1972.9922 | 1972.9922 | 0.0609 | 0.0609 | 0.0609 | 0.0609 | 0.0609 | 0.0609 | 0.0609 | 0.0609 | 0.0609 | 0.0609 | 0.0609 | 0.0609 | 0.0609 | 0.0609 | 0.0609 | 0.0609 | 0.0609 | 0.0609 | 0.0609 | 0.0609 | 0.0609 | 0.0609 | 0.0609 | 0.0609 | 0.0609 | 0.0609 | 0.0609 | 0.0609 | 0 | 0 | 0 | 0 | 0 | 0 | 0 | 0 | 0 | 0 | 0 | 0 | 0 | 0 | 0 | 0 | 0 | 0 | 0 | 0 | 0 | 0 | 0 | 0 | 0 | 0 | 0 | 0 | 0 | 0 | 0 | 0 | 0 | 0 | 0 | 0 | 0 | 0 | 0 | 0 | 0 | 0 | 0 | 0 | 0 | 0 | 0 | 0 | 0 | 0 | 0 | 0 | 0 | 0 | 0 | 0 | 0 | 0 | 0 | 0 | 0 | 0 | 0 | 0 | 0 | 0 | 0 | 0 | 0 | 0 | 0 | 0 | 0 | 0 | 0 | 0 | 0 | 0 | 0 | 0 | 0 | 0 | 0 | 0 | 0 | 0 | 0 | 0 | 0 | 0 | 0 | 0 | 0 | 0 | 0 | 0 | 0 | 0 | 0 | 0 | 0 | 0 | 0 | 0 | 0 | 0 | 0 | 0 | 0 | 0 | 0 | 0 | DWHR unit retrofitted to the main drain which includes outlets from showers, sinks and other fixtures too. | DWHR unit retrofitted to the main drain which includes outlets from showers, sinks and other fixtures too. | DWHR unit retrofitted to the main drain which includes outlets from showers, sinks and other fixtures too. | DWHR unit retrofitted to the main drain which includes outlets from showers, sinks and other fixtures too. | DWHR unit retrofitted to the main drain which includes outlets from showers, sinks and other fixtures too. | DWHR unit retrofitted to the main drain which includes outlets from showers, sinks and other fixtures too. | DWHR unit retrofitted to the main drain which includes outlets from showers, sinks and other fixtures too. | DWHR unit retrofitted to the main drain which includes outlets from showers, sinks and other fixtures too. | DWHR unit retrofitted to the main drain which includes outlets from showers, sinks and other fixtures too. | DWHR unit retrofitted to the main drain which includes outlets from showers, sinks and other fixtures too. | DWHR unit retrofitted to the main drain which includes outlets from showers, sinks and other fixtures too. | DWHR unit retrofitted to the main drain which includes outlets from showers, sinks and other fixtures too. | DWHR unit retrofitted to the main drain which includes outlets from showers, sinks and other fixtures too. | DWHR unit retrofitted to the main drain which includes outlets from showers, sinks and other fixtures too. | DWHR unit retrofitted to the main drain which includes outlets from showers, sinks and other fixtures too. | DWHR unit retrofitted to the main drain which includes outlets from showers, sinks and other fixtures too. | DWHR unit retrofitted to the main drain which includes outlets from showers, sinks and other fixtures too. | DWHR unit retrofitted to the main drain which includes outlets from showers, sinks and other fixtures too. | DWHR unit retrofitted to the main drain which includes outlets from showers, sinks and other fixtures too. | DWHR unit retrofitted to the main drain which includes outlets from showers, sinks and other fixtures too. | DWHR unit retrofitted to the main drain which includes outlets from showers, sinks and other fixtures too. | DWHR unit retrofitted to the main drain which includes outlets from showers, sinks and other fixtures too. | DWHR unit retrofitted to the main drain which includes outlets from showers, sinks and other fixtures too. | DWHR unit retrofitted to the main drain which includes outlets from showers, sinks and other fixtures too. | DWHR unit retrofitted to the main drain which includes outlets from showers, sinks and other fixtures too. | DWHR unit retrofitted to the main drain which includes outlets from showers, sinks and other fixtures too. | DWHR unit retrofitted to the main drain which includes outlets from showers, sinks and other fixtures too. | DWHR unit retrofitted to the main drain which includes outlets from showers, sinks and other fixtures too. | 1972.9922 | 1972.9922 | 1972.9922 | 1972.9922 | 1972.9922 | 1972.9922 | 1972.9922 | 1972.9922 | 1972.9922 | 1972.9922 | 1972.9922 | 1972.9922 | 1972.9922 | 1972.9922 | 1972.9922 | 1972.9922 | 1972.9922 | 1972.9922 | 1972.9922 | 1972.9922 | 1972.9922 | 1972.9922 | 1972.9922 | 1972.9922 | 1972.9922 | 1972.9922 | 1972.9922 | 1972.9922 | 0.0609 | 0.0609 | 0.0609 | 0.0609 | 0.0609 | 0.0609 | 0.0609 | 0.0609 | 0.0609 | 0.0609 | 0.0609 | 0.0609 | 0.0609 | 0.0609 | 0.0609 | 0.0609 | 0.0609 | 0.0609 | 0.0609 | 0.0609 | 0.0609 | 0.0609 | 0.0609 | 0.0609 | 0.0609 | 0.0609 | 0.0609 | 0.0609 | 0 | 0 | 0 | 0 | 0 | 0 | 0 | 0 | 0 | 0 | 0 | 0 | 0 | 0 | 0 | 0 | 0 | 0 | 0 | 0 | 0 | 0 | 0 | 0 | 0 | 0 | 0 | 0 | 0 | 0 | 0 | 0 | 0 | 0 | 0 | 0 | 0 | 0 | 0 | 0 | 0 | 0 | 0 | 0 | 0 | 0 | 0 | 0 | 0 | 0 | 0 | 0 | 0 | 0 | 0 | 0 | 0 | 0 | 0 | 0 | 0 | 0 | 0 | 0 | 0 | 0 | 0 | 0 | 0 | 0 | 0 | 0 | 0 | 0 | 0 | 0 | 0 | 0 | 0 | 0 | 0 | 0 | 0 | 0 | 0 | 0
Commercial Laundry - ENERGY STAR Washer (8.0)_Grocery_Existing_Not Applicable Segment or Vintage | Commercial Laundry - ENERGY STAR Washer (8.0)_Grocery_Existing | Commercial Laundry - ENERGY STAR Washer (8.0)_Commercial_Existing_Not Applicable Segment or Vintage_Not Applicable Segment or Vintage | Commercial | Grocery | Existing | Miscellaneous | Natural Gas | Commercial Laundry - ENERGY STAR Washer (8.0) | NEQ | Not Applicable Segment or Vintage | 7 | 7 | 7 | 0 | 0 | 0 | 0 | 0 | Retro5Med | 8.35569166605469E-06 | TBD | A | WCM339 | 0.7 | 0.42 | sqft | 0.0321 | 0 | 0 | 0 | 0 | Not Applicable Segment or Vintage | Not Applicable Segment or Vintage | Not Applicable Segment or Vintage | 0 | 0 | 0 | Not Applicable Segment or Vintage | Not Applicable Segment or Vintage | Not Applicable Segment or Vintage | Not Applicable Segment or Vintage | Not Applicable Segment or Vintage | Not Applicable Segment or Vintage | Not Applicable Segment or Vintage | Not Applicable Segment or Vintage | Not Applicable Segment or Vintage | Not Applicable Segment or Vintage | Not Applicable Segment or Vintage | Not Applicable Segment or Vintage | Not Applicable Segment or Vintage | Not Applicable Segment or Vintage | Not Applicable Segment or Vintage | Not Applicable Segment or Vintage | Not Applicable Segment or Vintage | Not Applicable Segment or Vintage | Not Applicable Segment or Vintage | Not Applicable Segment or Vintage | Not Applicable Segment or Vintage | Not Applicable Segment or Vintage | Not Applicable Segment or Vintage | Not Applicable Segment or Vintage | Not Applicable Segment or Vintage | Not Applicable Segment or Vintage | Not Applicable Segment or Vintage | Not Applicable Segment or Vintage | 0 | 0 | 0 | 0 | 0 | 0 | 0 | 0 | 0 | 0 | 0 | 0 | 0 | 0 | 0 | 0 | 0 | 0 | 0 | 0 | 0 | 0 | 0 | 0 | 0 | 0 | 0 | 0 | 0 | 0 | 0 | 0 | 0 | 0 | 0 | 0 | 0 | 0 | 0 | 0 | 0 | 0 | 0 | 0 | 0 | 0 | 0 | 0 | 0 | 0 | 0 | 0 | 0 | 0 | 0 | 0 | 0 | 0 | 0 | 0 | 0 | 0 | 0 | 0 | 0 | 0 | 0 | 0 | 0 | 0 | 0 | 0 | 0 | 0 | 0 | 0 | 0 | 0 | 0 | 0 | 0 | 0 | 0 | 0 | 0 | 0 | 0 | 0 | 0 | 0 | 0 | 0 | 0 | 0 | 0 | 0 | 0 | 0 | 0 | 0 | 0 | 0 | 0 | 0 | 0 | 0 | 0 | 0 | 0 | 0 | 0 | 0 | Not Applicable Segment or Vintage | Not Applicable Segment or Vintage | Not Applicable Segment or Vintage | Not Applicable Segment or Vintage | Not Applicable Segment or Vintage | Not Applicable Segment or Vintage | Not Applicable Segment or Vintage | Not Applicable Segment or Vintage | Not Applicable Segment or Vintage | Not Applicable Segment or Vintage | Not Applicable Segment or Vintage | Not Applicable Segment or Vintage | Not Applicable Segment or Vintage | Not Applicable Segment or Vintage | Not Applicable Segment or Vintage | Not Applicable Segment or Vintage | Not Applicable Segment or Vintage | Not Applicable Segment or Vintage | Not Applicable Segment or Vintage | Not Applicable Segment or Vintage | Not Applicable Segment or Vintage | Not Applicable Segment or Vintage | Not Applicable Segment or Vintage | Not Applicable Segment or Vintage | Not Applicable Segment or Vintage | Not Applicable Segment or Vintage | Not Applicable Segment or Vintage | Not Applicable Segment or Vintage | 0 | 0 | 0 | 0 | 0 | 0 | 0 | 0 | 0 | 0 | 0 | 0 | 0 | 0 | 0 | 0 | 0 | 0 | 0 | 0 | 0 | 0 | 0 | 0 | 0 | 0 | 0 | 0 | 0 | 0 | 0 | 0 | 0 | 0 | 0 | 0 | 0 | 0 | 0 | 0 | 0 | 0 | 0 | 0 | 0 | 0 | 0 | 0 | 0 | 0 | 0 | 0 | 0 | 0 | 0 | 0 | 0 | 0 | 0 | 0 | 0 | 0 | 0 | 0 | 0 | 0 | 0 | 0 | 0 | 0 | 0 | 0 | 0 | 0 | 0 | 0 | 0 | 0 | 0 | 0 | 0 | 0 | 0 | 0 | 0 | 0 | 0 | 0 | 0 | 0 | 0 | 0 | 0 | 0 | 0 | 0 | 0 | 0 | 0 | 0 | 0 | 0 | 0 | 0 | 0 | 0 | 0 | 0 | 0 | 0 | 0 | 0 | 0 | 0 | 0 | 0 | 0 | 0 | 0 | 0 | 0 | 0 | 0 | 0 | 0 | 0 | 0 | 0 | 0 | 0 | 0 | 0 | 0 | 0 | 0 | 0 | 0 | 0 | 0 | 0 | 0 | 0 | 0 | 0 | 0 | 0 | 0 | 0 | 0 | 0 | 0 | 0 | 0 | 0 | 0 | 0 | 0 | 0 | 0 | 0 | 0 | 0 | 0 | 0 | 0 | 0 | 0 | 0 | Not Applicable Segment or Vintage | Not Applicable Segment or Vintage | Not Applicable Segment or Vintage | Not Applicable Segment or Vintage | Not Applicable Segment or Vintage | Not Applicable Segment or Vintage | Not Applicable Segment or Vintage | Not Applicable Segment or Vintage | Not Applicable Segment or Vintage | Not Applicable Segment or Vintage | Not Applicable Segment or Vintage | Not Applicable Segment or Vintage | Not Applicable Segment or Vintage | Not Applicable Segment or Vintage | Not Applicable Segment or Vintage | Not Applicable Segment or Vintage | Not Applicable Segment or Vintage | Not Applicable Segment or Vintage | Not Applicable Segment or Vintage | Not Applicable Segment or Vintage | Not Applicable Segment or Vintage | Not Applicable Segment or Vintage | Not Applicable Segment or Vintage | Not Applicable Segment or Vintage | Not Applicable Segment or Vintage | Not Applicable Segment or Vintage | Not Applicable Segment or Vintage | Not Applicable Segment or Vintage | 0 | 0 | 0 | 0 | 0 | 0 | 0 | 0 | 0 | 0 | 0 | 0 | 0 | 0 | 0 | 0 | 0 | 0 | 0 | 0 | 0 | 0 | 0 | 0 | 0 | 0 | 0 | 0 | 0 | 0 | 0 | 0 | 0 | 0 | 0 | 0 | 0 | 0 | 0 | 0 | 0 | 0 | 0 | 0 | 0 | 0 | 0 | 0 | 0 | 0 | 0 | 0 | 0 | 0 | 0 | 0 | 0 | 0 | 0 | 0 | 0 | 0 | 0 | 0 | 0 | 0 | 0 | 0 | 0 | 0 | 0 | 0 | 0 | 0 | 0 | 0 | 0 | 0 | 0 | 0 | 0 | 0 | 0 | 0 | 0 | 0 | 0 | 0 | 0 | 0 | 0 | 0 | 0 | 0 | 0 | 0 | 0 | 0 | 0 | 0 | 0 | 0 | 0 | 0 | 0 | 0 | 0 | 0 | 0 | 0 | 0 | 0 | 0 | 0 | 0 | 0 | 0 | 0 | 0 | 0 | 0 | 0 | 0 | 0 | 0 | 0 | 0 | 0 | 0 | 0 | 0 | 0 | 0 | 0 | 0 | 0 | 0 | 0 | 0 | 0 | 0 | 0
Commercial Laundry - ENERGY STAR Washer (8.0)_Grocery_New_Not Applicable Segment or Vintage | Commercial Laundry - ENERGY STAR Washer (8.0)_Grocery_New | Commercial Laundry - ENERGY STAR Washer (8.0)_Commercial_New_Not Applicable Segment or Vintage_Not Applicable Segment or Vintage | Commercial | Grocery | New | Miscellaneous | Natural Gas | Commercial Laundry - ENERGY STAR Washer (8.0) | NEQ | Not Applicable Segment or Vintage | 7 | 7 | 7 | 0 | 0 | 0 | 0 | 0 | Retro5Med | 8.35569166605469E-06 | TBD | A | WCM389 | 0.7 | 0.42 | sqft | 0.0321 | 0 | 0 | 0 | 0 | Not Applicable Segment or Vintage | Not Applicable Segment or Vintage | Not Applicable Segment or Vintage | 0 | 0 | 0 | Not Applicable Segment or Vintage | Not Applicable Segment or Vintage | Not Applicable Segment or Vintage | Not Applicable Segment or Vintage | Not Applicable Segment or Vintage | Not Applicable Segment or Vintage | Not Applicable Segment or Vintage | Not Applicable Segment or Vintage | Not Applicable Segment or Vintage | Not Applicable Segment or Vintage | Not Applicable Segment or Vintage | Not Applicable Segment or Vintage | Not Applicable Segment or Vintage | Not Applicable Segment or Vintage | Not Applicable Segment or Vintage | Not Applicable Segment or Vintage | Not Applicable Segment or Vintage | Not Applicable Segment or Vintage | Not Applicable Segment or Vintage | Not Applicable Segment or Vintage | Not Applicable Segment or Vintage | Not Applicable Segment or Vintage | Not Applicable Segment or Vintage | Not Applicable Segment or Vintage | Not Applicable Segment or Vintage | Not Applicable Segment or Vintage | Not Applicable Segment or Vintage | Not Applicable Segment or Vintage | 0 | 0 | 0 | 0 | 0 | 0 | 0 | 0 | 0 | 0 | 0 | 0 | 0 | 0 | 0 | 0 | 0 | 0 | 0 | 0 | 0 | 0 | 0 | 0 | 0 | 0 | 0 | 0 | 0 | 0 | 0 | 0 | 0 | 0 | 0 | 0 | 0 | 0 | 0 | 0 | 0 | 0 | 0 | 0 | 0 | 0 | 0 | 0 | 0 | 0 | 0 | 0 | 0 | 0 | 0 | 0 | 0 | 0 | 0 | 0 | 0 | 0 | 0 | 0 | 0 | 0 | 0 | 0 | 0 | 0 | 0 | 0 | 0 | 0 | 0 | 0 | 0 | 0 | 0 | 0 | 0 | 0 | 0 | 0 | 0 | 0 | 0 | 0 | 0 | 0 | 0 | 0 | 0 | 0 | 0 | 0 | 0 | 0 | 0 | 0 | 0 | 0 | 0 | 0 | 0 | 0 | 0 | 0 | 0 | 0 | 0 | 0 | Not Applicable Segment or Vintage | Not Applicable Segment or Vintage | Not Applicable Segment or Vintage | Not Applicable Segment or Vintage | Not Applicable Segment or Vintage | Not Applicable Segment or Vintage | Not Applicable Segment or Vintage | Not Applicable Segment or Vintage | Not Applicable Segment or Vintage | Not Applicable Segment or Vintage | Not Applicable Segment or Vintage | Not Applicable Segment or Vintage | Not Applicable Segment or Vintage | Not Applicable Segment or Vintage | Not Applicable Segment or Vintage | Not Applicable Segment or Vintage | Not Applicable Segment or Vintage | Not Applicable Segment or Vintage | Not Applicable Segment or Vintage | Not Applicable Segment or Vintage | Not Applicable Segment or Vintage | Not Applicable Segment or Vintage | Not Applicable Segment or Vintage | Not Applicable Segment or Vintage | Not Applicable Segment or Vintage | Not Applicable Segment or Vintage | Not Applicable Segment or Vintage | Not Applicable Segment or Vintage | 0 | 0 | 0 | 0 | 0 | 0 | 0 | 0 | 0 | 0 | 0 | 0 | 0 | 0 | 0 | 0 | 0 | 0 | 0 | 0 | 0 | 0 | 0 | 0 | 0 | 0 | 0 | 0 | 0 | 0 | 0 | 0 | 0 | 0 | 0 | 0 | 0 | 0 | 0 | 0 | 0 | 0 | 0 | 0 | 0 | 0 | 0 | 0 | 0 | 0 | 0 | 0 | 0 | 0 | 0 | 0 | 0 | 0 | 0 | 0 | 0 | 0 | 0 | 0 | 0 | 0 | 0 | 0 | 0 | 0 | 0 | 0 | 0 | 0 | 0 | 0 | 0 | 0 | 0 | 0 | 0 | 0 | 0 | 0 | 0 | 0 | 0 | 0 | 0 | 0 | 0 | 0 | 0 | 0 | 0 | 0 | 0 | 0 | 0 | 0 | 0 | 0 | 0 | 0 | 0 | 0 | 0 | 0 | 0 | 0 | 0 | 0 | 0 | 0 | 0 | 0 | 0 | 0 | 0 | 0 | 0 | 0 | 0 | 0 | 0 | 0 | 0 | 0 | 0 | 0 | 0 | 0 | 0 | 0 | 0 | 0 | 0 | 0 | 0 | 0 | 0 | 0 | 0 | 0 | 0 | 0 | 0 | 0 | 0 | 0 | 0 | 0 | 0 | 0 | 0 | 0 | 0 | 0 | 0 | 0 | 0 | 0 | 0 | 0 | 0 | 0 | 0 | 0 | Not Applicable Segment or Vintage | Not Applicable Segment or Vintage | Not Applicable Segment or Vintage | Not Applicable Segment or Vintage | Not Applicable Segment or Vintage | Not Applicable Segment or Vintage | Not Applicable Segment or Vintage | Not Applicable Segment or Vintage | Not Applicable Segment or Vintage | Not Applicable Segment or Vintage | Not Applicable Segment or Vintage | Not Applicable Segment or Vintage | Not Applicable Segment or Vintage | Not Applicable Segment or Vintage | Not Applicable Segment or Vintage | Not Applicable Segment or Vintage | Not Applicable Segment or Vintage | Not Applicable Segment or Vintage | Not Applicable Segment or Vintage | Not Applicable Segment or Vintage | Not Applicable Segment or Vintage | Not Applicable Segment or Vintage | Not Applicable Segment or Vintage | Not Applicable Segment or Vintage | Not Applicable Segment or Vintage | Not Applicable Segment or Vintage | Not Applicable Segment or Vintage | Not Applicable Segment or Vintage | 0 | 0 | 0 | 0 | 0 | 0 | 0 | 0 | 0 | 0 | 0 | 0 | 0 | 0 | 0 | 0 | 0 | 0 | 0 | 0 | 0 | 0 | 0 | 0 | 0 | 0 | 0 | 0 | 0 | 0 | 0 | 0 | 0 | 0 | 0 | 0 | 0 | 0 | 0 | 0 | 0 | 0 | 0 | 0 | 0 | 0 | 0 | 0 | 0 | 0 | 0 | 0 | 0 | 0 | 0 | 0 | 0 | 0 | 0 | 0 | 0 | 0 | 0 | 0 | 0 | 0 | 0 | 0 | 0 | 0 | 0 | 0 | 0 | 0 | 0 | 0 | 0 | 0 | 0 | 0 | 0 | 0 | 0 | 0 | 0 | 0 | 0 | 0 | 0 | 0 | 0 | 0 | 0 | 0 | 0 | 0 | 0 | 0 | 0 | 0 | 0 | 0 | 0 | 0 | 0 | 0 | 0 | 0 | 0 | 0 | 0 | 0 | 0 | 0 | 0 | 0 | 0 | 0 | 0 | 0 | 0 | 0 | 0 | 0 | 0 | 0 | 0 | 0 | 0 | 0 | 0 | 0 | 0 | 0 | 0 | 0 | 0 | 0 | 0 | 0 | 0 | 0
Commercial Laundry - Dryer Efficiency Retrofit_Grocery_New_Commercial gas dryer retrofitted with a two-stage modulating gas valve kit | Commercial Laundry - Dryer Efficiency Retrofit_Grocery_New | Commercial Laundry - Dryer Efficiency Retrofit_Commercial_New_Commercial gas dryer with no modulating capabilities_Commercial gas dryer retrofitted with a two-stage modulating gas valve kit | Commercial | Grocery | New | Miscellaneous | Natural Gas | Commercial Laundry - Dryer Efficiency Retrofit | NEQ | Commercial gas dryer with no modulating capabilities | 10 | 10 | 10 | 462.0293 | 0 | 0 | 0 | 0 | Retro5Med | 8.35569166605469E-06 | TBD | A | WCM390 | 0.7 | 0.42 | Washer | 0.0321 | 0 | 0 | 0 | 0 | IL TRM v13 - 4.9.3 - Modulating Commercial Gas Clothes Dryer - CI-MSC-MODD-V02-230101 ¦ IL TRM v13 - 4.9.9 - Commercial Clothes Dryer Moisture Sensor - CI-MSC-CDMS-V02-230101 | IL TRM v13 - 4.9.3 - Modulating Commercial Gas Clothes Dryer - CI-MSC-MODD-V02-230101 ¦ IL TRM v13 - 4.9.9 - Commercial Clothes Dryer Moisture Sensor - CI-MSC-CDMS-V02-230101 | IL TRM v13 - 4.9.3 - Modulating Commercial Gas Clothes Dryer - CI-MSC-MODD-V02-230101 ¦ IL TRM v13 - 4.9.9 - Commercial Clothes Dryer Moisture Sensor - CI-MSC-CDMS-V02-230101 | 0 | 0 | 799.6811 | Commercial gas dryer with no modulating capabilities | Commercial gas dryer with no modulating capabilities | Commercial gas dryer with no modulating capabilities | Commercial gas dryer with no modulating capabilities | Commercial gas dryer with no modulating capabilities | Commercial gas dryer with no modulating capabilities | Commercial gas dryer with no modulating capabilities | Commercial gas dryer with no modulating capabilities | Commercial gas dryer with no modulating capabilities | Commercial gas dryer with no modulating capabilities | Commercial gas dryer with no modulating capabilities | Commercial gas dryer with no modulating capabilities | Commercial gas dryer with no modulating capabilities | Commercial gas dryer with no modulating capabilities | Commercial gas dryer with no modulating capabilities | Commercial gas dryer with no modulating capabilities | Commercial gas dryer with no modulating capabilities | Commercial gas dryer with no modulating capabilities | Commercial gas dryer with no modulating capabilities | Commercial gas dryer with no modulating capabilities | Commercial gas dryer with no modulating capabilities | Commercial gas dryer with no modulating capabilities | Commercial gas dryer with no modulating capabilities | Commercial gas dryer with no modulating capabilities | Commercial gas dryer with no modulating capabilities | Commercial gas dryer with no modulating capabilities | Commercial gas dryer with no modulating capabilities | Commercial gas dryer with no modulating capabilities | 0 | 0 | 0 | 0 | 0 | 0 | 0 | 0 | 0 | 0 | 0 | 0 | 0 | 0 | 0 | 0 | 0 | 0 | 0 | 0 | 0 | 0 | 0 | 0 | 0 | 0 | 0 | 0 | 0 | 0 | 0 | 0 | 0 | 0 | 0 | 0 | 0 | 0 | 0 | 0 | 0 | 0 | 0 | 0 | 0 | 0 | 0 | 0 | 0 | 0 | 0 | 0 | 0 | 0 | 0 | 0 | 0 | 0 | 0 | 0 | 0 | 0 | 0 | 0 | 0 | 0 | 0 | 0 | 0 | 0 | 0 | 0 | 0 | 0 | 0 | 0 | 0 | 0 | 0 | 0 | 0 | 0 | 0 | 0 | 0 | 0 | 0 | 0 | 0 | 0 | 0 | 0 | 0 | 0 | 0 | 0 | 0 | 0 | 0 | 0 | 0 | 0 | 0 | 0 | 0 | 0 | 0 | 0 | 0 | 0 | 0 | 0 | Commercial gas dryer retrofitted with a two-stage modulating gas valve kit | Commercial gas dryer retrofitted with a two-stage modulating gas valve kit | Commercial gas dryer retrofitted with a two-stage modulating gas valve kit | Commercial gas dryer retrofitted with a two-stage modulating gas valve kit | Commercial gas dryer retrofitted with a two-stage modulating gas valve kit | Commercial gas dryer retrofitted with a two-stage modulating gas valve kit | Commercial gas dryer retrofitted with a two-stage modulating gas valve kit | Commercial gas dryer retrofitted with a two-stage modulating gas valve kit | Commercial gas dryer retrofitted with a two-stage modulating gas valve kit | Commercial gas dryer retrofitted with a two-stage modulating gas valve kit | Commercial gas dryer retrofitted with a two-stage modulating gas valve kit | Commercial gas dryer retrofitted with a two-stage modulating gas valve kit | Commercial gas dryer retrofitted with a two-stage modulating gas valve kit | Commercial gas dryer retrofitted with a two-stage modulating gas valve kit | Commercial gas dryer retrofitted with a two-stage modulating gas valve kit | Commercial gas dryer retrofitted with a two-stage modulating gas valve kit | Commercial gas dryer retrofitted with a two-stage modulating gas valve kit | Commercial gas dryer retrofitted with a two-stage modulating gas valve kit | Commercial gas dryer retrofitted with a two-stage modulating gas valve kit | Commercial gas dryer retrofitted with a two-stage modulating gas valve kit | Commercial gas dryer retrofitted with a two-stage modulating gas valve kit | Commercial gas dryer retrofitted with a two-stage modulating gas valve kit | Commercial gas dryer retrofitted with a two-stage modulating gas valve kit | Commercial gas dryer retrofitted with a two-stage modulating gas valve kit | Commercial gas dryer retrofitted with a two-stage modulating gas valve kit | Commercial gas dryer retrofitted with a two-stage modulating gas valve kit | Commercial gas dryer retrofitted with a two-stage modulating gas valve kit | Commercial gas dryer retrofitted with a two-stage modulating gas valve kit | 799.6811 | 799.6811 | 799.6811 | 799.6811 | 799.6811 | 799.6811 | 799.6811 | 799.6811 | 799.6811 | 799.6811 | 799.6811 | 799.6811 | 799.6811 | 799.6811 | 799.6811 | 799.6811 | 799.6811 | 799.6811 | 799.6811 | 799.6811 | 799.6811 | 799.6811 | 799.6811 | 799.6811 | 799.6811 | 799.6811 | 799.6811 | 799.6811 | 462.0293 | 462.0293 | 462.0293 | 462.0293 | 462.0293 | 462.0293 | 462.0293 | 462.0293 | 462.0293 | 462.0293 | 462.0293 | 462.0293 | 462.0293 | 462.0293 | 462.0293 | 462.0293 | 462.0293 | 462.0293 | 462.0293 | 462.0293 | 462.0293 | 462.0293 | 462.0293 | 462.0293 | 462.0293 | 462.0293 | 462.0293 | 462.0293 | 0 | 0 | 0 | 0 | 0 | 0 | 0 | 0 | 0 | 0 | 0 | 0 | 0 | 0 | 0 | 0 | 0 | 0 | 0 | 0 | 0 | 0 | 0 | 0 | 0 | 0 | 0 | 0 | 0 | 0 | 0 | 0 | 0 | 0 | 0 | 0 | 0 | 0 | 0 | 0 | 0 | 0 | 0 | 0 | 0 | 0 | 0 | 0 | 0 | 0 | 0 | 0 | 0 | 0 | 0 | 0 | 0 | 0 | 0 | 0 | 0 | 0 | 0 | 0 | 0 | 0 | 0 | 0 | 0 | 0 | 0 | 0 | 0 | 0 | 0 | 0 | 0 | 0 | 0 | 0 | 0 | 0 | 0 | 0 | 0 | 0 | 0 | 0 | 0 | 0 | 0 | 0 | 0 | 0 | 0 | 0 | 0 | 0 | 0 | 0 | 0 | 0 | 0 | 0 | 0 | 0 | 0 | 0 | 0 | 0 | 0 | 0 | Commercial gas dryer retrofitted with a two-stage modulating gas valve kit | Commercial gas dryer retrofitted with a two-stage modulating gas valve kit | Commercial gas dryer retrofitted with a two-stage modulating gas valve kit | Commercial gas dryer retrofitted with a two-stage modulating gas valve kit | Commercial gas dryer retrofitted with a two-stage modulating gas valve kit | Commercial gas dryer retrofitted with a two-stage modulating gas valve kit | Commercial gas dryer retrofitted with a two-stage modulating gas valve kit | Commercial gas dryer retrofitted with a two-stage modulating gas valve kit | Commercial gas dryer retrofitted with a two-stage modulating gas valve kit | Commercial gas dryer retrofitted with a two-stage modulating gas valve kit | Commercial gas dryer retrofitted with a two-stage modulating gas valve kit | Commercial gas dryer retrofitted with a two-stage modulating gas valve kit | Commercial gas dryer retrofitted with a two-stage modulating gas valve kit | Commercial gas dryer retrofitted with a two-stage modulating gas valve kit | Commercial gas dryer retrofitted with a two-stage modulating gas valve kit | Commercial gas dryer retrofitted with a two-stage modulating gas valve kit | Commercial gas dryer retrofitted with a two-stage modulating gas valve kit | Commercial gas dryer retrofitted with a two-stage modulating gas valve kit | Commercial gas dryer retrofitted with a two-stage modulating gas valve kit | Commercial gas dryer retrofitted with a two-stage modulating gas valve kit | Commercial gas dryer retrofitted with a two-stage modulating gas valve kit | Commercial gas dryer retrofitted with a two-stage modulating gas valve kit | Commercial gas dryer retrofitted with a two-stage modulating gas valve kit | Commercial gas dryer retrofitted with a two-stage modulating gas valve kit | Commercial gas dryer retrofitted with a two-stage modulating gas valve kit | Commercial gas dryer retrofitted with a two-stage modulating gas valve kit | Commercial gas dryer retrofitted with a two-stage modulating gas valve kit | Commercial gas dryer retrofitted with a two-stage modulating gas valve kit | 799.6811 | 799.6811 | 799.6811 | 799.6811 | 799.6811 | 799.6811 | 799.6811 | 799.6811 | 799.6811 | 799.6811 | 799.6811 | 799.6811 | 799.6811 | 799.6811 | 799.6811 | 799.6811 | 799.6811 | 799.6811 | 799.6811 | 799.6811 | 799.6811 | 799.6811 | 799.6811 | 799.6811 | 799.6811 | 799.6811 | 799.6811 | 799.6811 | 462.0293 | 462.0293 | 462.0293 | 462.0293 | 462.0293 | 462.0293 | 462.0293 | 462.0293 | 462.0293 | 462.0293 | 462.0293 | 462.0293 | 462.0293 | 462.0293 | 462.0293 | 462.0293 | 462.0293 | 462.0293 | 462.0293 | 462.0293 | 462.0293 | 462.0293 | 462.0293 | 462.0293 | 462.0293 | 462.0293 | 462.0293 | 462.0293 | 0 | 0 | 0 | 0 | 0 | 0 | 0 | 0 | 0 | 0 | 0 | 0 | 0 | 0 | 0 | 0 | 0 | 0 | 0 | 0 | 0 | 0 | 0 | 0 | 0 | 0 | 0 | 0 | 0 | 0 | 0 | 0 | 0 | 0 | 0 | 0 | 0 | 0 | 0 | 0 | 0 | 0 | 0 | 0 | 0 | 0 | 0 | 0 | 0 | 0 | 0 | 0 | 0 | 0 | 0 | 0 | 0 | 0 | 0 | 0 | 0 | 0 | 0 | 0 | 0 | 0 | 0 | 0 | 0 | 0 | 0 | 0 | 0 | 0 | 0 | 0 | 0 | 0 | 0 | 0 | 0 | 0 | 0 | 0 | 0 | 0
Advanced New Construction Designs_Grocery_Existing_Not Applicable Segment or Vintage | Advanced New Construction Designs_Grocery_Existing | Advanced New Construction Designs_Commercial_Existing_Not Applicable Segment or Vintage_Not Applicable Segment or Vintage | Commercial | Grocery | Existing | Water Heating | Natural Gas | Advanced New Construction Designs | NEQ | Not Applicable Segment or Vintage | 20 | 20 | 20 | 0 | 0 | 0 | 0.25 | 0.75 | RetroEven20 | 0.03333333333333333 | TBD | A | WCM346 | 0.7 | 0.42 | sqft | 0.0321 | 0 | 0 | 0 | 0 | Not Applicable Segment or Vintage | Not Applicable Segment or Vintage | Not Applicable Segment or Vintage | 0 | 0 | 0 | Not Applicable Segment or Vintage | Not Applicable Segment or Vintage | Not Applicable Segment or Vintage | Not Applicable Segment or Vintage | Not Applicable Segment or Vintage | Not Applicable Segment or Vintage | Not Applicable Segment or Vintage | Not Applicable Segment or Vintage | Not Applicable Segment or Vintage | Not Applicable Segment or Vintage | Not Applicable Segment or Vintage | Not Applicable Segment or Vintage | Not Applicable Segment or Vintage | Not Applicable Segment or Vintage | Not Applicable Segment or Vintage | Not Applicable Segment or Vintage | Not Applicable Segment or Vintage | Not Applicable Segment or Vintage | Not Applicable Segment or Vintage | Not Applicable Segment or Vintage | Not Applicable Segment or Vintage | Not Applicable Segment or Vintage | Not Applicable Segment or Vintage | Not Applicable Segment or Vintage | Not Applicable Segment or Vintage | Not Applicable Segment or Vintage | Not Applicable Segment or Vintage | Not Applicable Segment or Vintage | 0 | 0 | 0 | 0 | 0 | 0 | 0 | 0 | 0 | 0 | 0 | 0 | 0 | 0 | 0 | 0 | 0 | 0 | 0 | 0 | 0 | 0 | 0 | 0 | 0 | 0 | 0 | 0 | 0 | 0 | 0 | 0 | 0 | 0 | 0 | 0 | 0 | 0 | 0 | 0 | 0 | 0 | 0 | 0 | 0 | 0 | 0 | 0 | 0 | 0 | 0 | 0 | 0 | 0 | 0 | 0 | 0 | 0 | 0 | 315265.42409881245 | 315265.42409881245 | 315265.42409881245 | 315265.4240988125 | 315265.4240988124 | 315265.42409881245 | 315265.42409881245 | 315265.4240988125 | 315265.4240988125 | 315265.4240988125 | 315265.4240988125 | 315265.42409881245 | 315265.4240988125 | 315265.4240988125 | 315265.42409881245 | 315265.4240988125 | 315265.42409881245 | 315265.42409881245 | 315265.42409881245 | 210176.94939920818 | 0 | 0 | 0 | 0 | 0 | 0 | 0 | 0 | 315265.42409881245 | 630530.8481976249 | 945796.2722964373 | 1261061.6963952498 | 1576327.120494062 | 1891592.5445928746 | 2206857.968691687 | 2522123.3927904996 | 2837388.816889312 | 3152654.2409881246 | 3467919.665086937 | 3783185.0891857496 | 4098450.513284562 | 4413715.937383374 | 4728981.361482186 | 5044246.785580998 | 5359512.20967981 | 5674777.633778622 | 5990043.057877434 | 6200220.007276643 | 6200220.007276643 | 6200220.007276643 | 6200220.007276643 | 6200220.007276643 | 6200220.007276643 | Not Applicable Segment or Vintage | Not Applicable Segment or Vintage | Not Applicable Segment or Vintage | Not Applicable Segment or Vintage | Not Applicable Segment or Vintage | Not Applicable Segment or Vintage | Not Applicable Segment or Vintage | Not Applicable Segment or Vintage | Not Applicable Segment or Vintage | Not Applicable Segment or Vintage | Not Applicable Segment or Vintage | Not Applicable Segment or Vintage | Not Applicable Segment or Vintage | Not Applicable Segment or Vintage | Not Applicable Segment or Vintage | Not Applicable Segment or Vintage | Not Applicable Segment or Vintage | Not Applicable Segment or Vintage | Not Applicable Segment or Vintage | Not Applicable Segment or Vintage | Not Applicable Segment or Vintage | Not Applicable Segment or Vintage | Not Applicable Segment or Vintage | Not Applicable Segment or Vintage | Not Applicable Segment or Vintage | Not Applicable Segment or Vintage | Not Applicable Segment or Vintage | Not Applicable Segment or Vintage | 0 | 0 | 0 | 0 | 0 | 0 | 0 | 0 | 0 | 0 | 0 | 0 | 0 | 0 | 0 | 0 | 0 | 0 | 0 | 0 | 0 | 0 | 0 | 0 | 0 | 0 | 0 | 0 | 0 | 0 | 0 | 0 | 0 | 0 | 0 | 0 | 0 | 0 | 0 | 0 | 0 | 0 | 0 | 0 | 0 | 0 | 0 | 0 | 0 | 0 | 0 | 0 | 0 | 0 | 0 | 0 | 0 | 0 | 0 | 0 | 0 | 0 | 0 | 0 | 0 | 0 | 0 | 0 | 0 | 0 | 0 | 0 | 0 | 0 | 0 | 0 | 0 | 0 | 0 | 0 | 0 | 0 | 0 | 0 | 0 | 0 | 0 | 0 | 0 | 0 | 0 | 0 | 0 | 0 | 0 | 0 | 0 | 0 | 0 | 0 | 0 | 0 | 0 | 0 | 0 | 0 | 0 | 0 | 0 | 0 | 0 | 0 | 0 | 0 | 0 | 0 | 0 | 0 | 0 | 0 | 0 | 0 | 0 | 0 | 0 | 0 | 0 | 0 | 0 | 0 | 0 | 0 | 0 | 0 | 0 | 0 | 0 | 0 | 0 | 0 | 0 | 0 | 0 | 0 | 0 | 0 | 0 | 0 | 0 | 0 | 0 | 0 | 0 | 0 | 0 | 0 | 0 | 0 | 0 | 0 | 0 | 0 | 0 | 0 | 0 | 0 | 0 | 0 | Not Applicable Segment or Vintage | Not Applicable Segment or Vintage | Not Applicable Segment or Vintage | Not Applicable Segment or Vintage | Not Applicable Segment or Vintage | Not Applicable Segment or Vintage | Not Applicable Segment or Vintage | Not Applicable Segment or Vintage | Not Applicable Segment or Vintage | Not Applicable Segment or Vintage | Not Applicable Segment or Vintage | Not Applicable Segment or Vintage | Not Applicable Segment or Vintage | Not Applicable Segment or Vintage | Not Applicable Segment or Vintage | Not Applicable Segment or Vintage | Not Applicable Segment or Vintage | Not Applicable Segment or Vintage | Not Applicable Segment or Vintage | Not Applicable Segment or Vintage | Not Applicable Segment or Vintage | Not Applicable Segment or Vintage | Not Applicable Segment or Vintage | Not Applicable Segment or Vintage | Not Applicable Segment or Vintage | Not Applicable Segment or Vintage | Not Applicable Segment or Vintage | Not Applicable Segment or Vintage | 0 | 0 | 0 | 0 | 0 | 0 | 0 | 0 | 0 | 0 | 0 | 0 | 0 | 0 | 0 | 0 | 0 | 0 | 0 | 0 | 0 | 0 | 0 | 0 | 0 | 0 | 0 | 0 | 0 | 0 | 0 | 0 | 0 | 0 | 0 | 0 | 0 | 0 | 0 | 0 | 0 | 0 | 0 | 0 | 0 | 0 | 0 | 0 | 0 | 0 | 0 | 0 | 0 | 0 | 0 | 0 | 0 | 0 | 0 | 0 | 0 | 0 | 0 | 0 | 0 | 0 | 0 | 0 | 0 | 0 | 0 | 0 | 0 | 0 | 0 | 0 | 0 | 0 | 0 | 0 | 0 | 0 | 0 | 0 | 0 | 0 | 0 | 0 | 0 | 0 | 0 | 0 | 0 | 0 | 0 | 0 | 0 | 0 | 0 | 0 | 0 | 0 | 0 | 0 | 0 | 0 | 0 | 0 | 0 | 0 | 0 | 0 | 0 | 0 | 0 | 0 | 0 | 0 | 0 | 0 | 0 | 0 | 0 | 0 | 0 | 0 | 0 | 0 | 0 | 0 | 0 | 0 | 0 | 0 | 0 | 0 | 0 | 0 | 0 | 0 | 0 | 0
Commercial Laundry - Ozone Treatment_Grocery_Existing_Not Applicable Segment or Vintage | Commercial Laundry - Ozone Treatment_Grocery_Existing | Commercial Laundry - Ozone Treatment_Commercial_Existing_Not Applicable Segment or Vintage_Not Applicable Segment or Vintage | Commercial | Grocery | Existing | Water Heating | Natural Gas | Commercial Laundry - Ozone Treatment | NEQ | Not Applicable Segment or Vintage | 10 | 10 | 10 | 0 | 0 | 0 | 0 | 0 | Retro5Med | 8.35569166605469E-06 | TBD | A | WCM337 | 0.7 | 0.42 | sqft | 0.0321 | 0 | 0 | 0 | 0 | Not Applicable Segment or Vintage | Not Applicable Segment or Vintage | Not Applicable Segment or Vintage | 0 | 0 | 0 | Not Applicable Segment or Vintage | Not Applicable Segment or Vintage | Not Applicable Segment or Vintage | Not Applicable Segment or Vintage | Not Applicable Segment or Vintage | Not Applicable Segment or Vintage | Not Applicable Segment or Vintage | Not Applicable Segment or Vintage | Not Applicable Segment or Vintage | Not Applicable Segment or Vintage | Not Applicable Segment or Vintage | Not Applicable Segment or Vintage | Not Applicable Segment or Vintage | Not Applicable Segment or Vintage | Not Applicable Segment or Vintage | Not Applicable Segment or Vintage | Not Applicable Segment or Vintage | Not Applicable Segment or Vintage | Not Applicable Segment or Vintage | Not Applicable Segment or Vintage | Not Applicable Segment or Vintage | Not Applicable Segment or Vintage | Not Applicable Segment or Vintage | Not Applicable Segment or Vintage | Not Applicable Segment or Vintage | Not Applicable Segment or Vintage | Not Applicable Segment or Vintage | Not Applicable Segment or Vintage | 0 | 0 | 0 | 0 | 0 | 0 | 0 | 0 | 0 | 0 | 0 | 0 | 0 | 0 | 0 | 0 | 0 | 0 | 0 | 0 | 0 | 0 | 0 | 0 | 0 | 0 | 0 | 0 | 0 | 0 | 0 | 0 | 0 | 0 | 0 | 0 | 0 | 0 | 0 | 0 | 0 | 0 | 0 | 0 | 0 | 0 | 0 | 0 | 0 | 0 | 0 | 0 | 0 | 0 | 0 | 0 | 0 | 0 | 0 | 0 | 0 | 0 | 0 | 0 | 0 | 0 | 0 | 0 | 0 | 0 | 0 | 0 | 0 | 0 | 0 | 0 | 0 | 0 | 0 | 0 | 0 | 0 | 0 | 0 | 0 | 0 | 0 | 0 | 0 | 0 | 0 | 0 | 0 | 0 | 0 | 0 | 0 | 0 | 0 | 0 | 0 | 0 | 0 | 0 | 0 | 0 | 0 | 0 | 0 | 0 | 0 | 0 | Not Applicable Segment or Vintage | Not Applicable Segment or Vintage | Not Applicable Segment or Vintage | Not Applicable Segment or Vintage | Not Applicable Segment or Vintage | Not Applicable Segment or Vintage | Not Applicable Segment or Vintage | Not Applicable Segment or Vintage | Not Applicable Segment or Vintage | Not Applicable Segment or Vintage | Not Applicable Segment or Vintage | Not Applicable Segment or Vintage | Not Applicable Segment or Vintage | Not Applicable Segment or Vintage | Not Applicable Segment or Vintage | Not Applicable Segment or Vintage | Not Applicable Segment or Vintage | Not Applicable Segment or Vintage | Not Applicable Segment or Vintage | Not Applicable Segment or Vintage | Not Applicable Segment or Vintage | Not Applicable Segment or Vintage | Not Applicable Segment or Vintage | Not Applicable Segment or Vintage | Not Applicable Segment or Vintage | Not Applicable Segment or Vintage | Not Applicable Segment or Vintage | Not Applicable Segment or Vintage | 0 | 0 | 0 | 0 | 0 | 0 | 0 | 0 | 0 | 0 | 0 | 0 | 0 | 0 | 0 | 0 | 0 | 0 | 0 | 0 | 0 | 0 | 0 | 0 | 0 | 0 | 0 | 0 | 0 | 0 | 0 | 0 | 0 | 0 | 0 | 0 | 0 | 0 | 0 | 0 | 0 | 0 | 0 | 0 | 0 | 0 | 0 | 0 | 0 | 0 | 0 | 0 | 0 | 0 | 0 | 0 | 0 | 0 | 0 | 0 | 0 | 0 | 0 | 0 | 0 | 0 | 0 | 0 | 0 | 0 | 0 | 0 | 0 | 0 | 0 | 0 | 0 | 0 | 0 | 0 | 0 | 0 | 0 | 0 | 0 | 0 | 0 | 0 | 0 | 0 | 0 | 0 | 0 | 0 | 0 | 0 | 0 | 0 | 0 | 0 | 0 | 0 | 0 | 0 | 0 | 0 | 0 | 0 | 0 | 0 | 0 | 0 | 0 | 0 | 0 | 0 | 0 | 0 | 0 | 0 | 0 | 0 | 0 | 0 | 0 | 0 | 0 | 0 | 0 | 0 | 0 | 0 | 0 | 0 | 0 | 0 | 0 | 0 | 0 | 0 | 0 | 0 | 0 | 0 | 0 | 0 | 0 | 0 | 0 | 0 | 0 | 0 | 0 | 0 | 0 | 0 | 0 | 0 | 0 | 0 | 0 | 0 | 0 | 0 | 0 | 0 | 0 | 0 | Not Applicable Segment or Vintage | Not Applicable Segment or Vintage | Not Applicable Segment or Vintage | Not Applicable Segment or Vintage | Not Applicable Segment or Vintage | Not Applicable Segment or Vintage | Not Applicable Segment or Vintage | Not Applicable Segment or Vintage | Not Applicable Segment or Vintage | Not Applicable Segment or Vintage | Not Applicable Segment or Vintage | Not Applicable Segment or Vintage | Not Applicable Segment or Vintage | Not Applicable Segment or Vintage | Not Applicable Segment or Vintage | Not Applicable Segment or Vintage | Not Applicable Segment or Vintage | Not Applicable Segment or Vintage | Not Applicable Segment or Vintage | Not Applicable Segment or Vintage | Not Applicable Segment or Vintage | Not Applicable Segment or Vintage | Not Applicable Segment or Vintage | Not Applicable Segment or Vintage | Not Applicable Segment or Vintage | Not Applicable Segment or Vintage | Not Applicable Segment or Vintage | Not Applicable Segment or Vintage | 0 | 0 | 0 | 0 | 0 | 0 | 0 | 0 | 0 | 0 | 0 | 0 | 0 | 0 | 0 | 0 | 0 | 0 | 0 | 0 | 0 | 0 | 0 | 0 | 0 | 0 | 0 | 0 | 0 | 0 | 0 | 0 | 0 | 0 | 0 | 0 | 0 | 0 | 0 | 0 | 0 | 0 | 0 | 0 | 0 | 0 | 0 | 0 | 0 | 0 | 0 | 0 | 0 | 0 | 0 | 0 | 0 | 0 | 0 | 0 | 0 | 0 | 0 | 0 | 0 | 0 | 0 | 0 | 0 | 0 | 0 | 0 | 0 | 0 | 0 | 0 | 0 | 0 | 0 | 0 | 0 | 0 | 0 | 0 | 0 | 0 | 0 | 0 | 0 | 0 | 0 | 0 | 0 | 0 | 0 | 0 | 0 | 0 | 0 | 0 | 0 | 0 | 0 | 0 | 0 | 0 | 0 | 0 | 0 | 0 | 0 | 0 | 0 | 0 | 0 | 0 | 0 | 0 | 0 | 0 | 0 | 0 | 0 | 0 | 0 | 0 | 0 | 0 | 0 | 0 | 0 | 0 | 0 | 0 | 0 | 0 | 0 | 0 | 0 | 0 | 0 | 0
Commercial Laundry - ENERGY STAR Washer (8.0)_Grocery_Existing_Not Applicable Segment or Vintage | Commercial Laundry - ENERGY STAR Washer (8.0)_Grocery_Existing | Commercial Laundry - ENERGY STAR Washer (8.0)_Commercial_Existing_Not Applicable Segment or Vintage_Not Applicable Segment or Vintage | Commercial | Grocery | Existing | Water Heating | Natural Gas | Commercial Laundry - ENERGY STAR Washer (8.0) | NEQ | Not Applicable Segment or Vintage | 7 | 7 | 7 | 0 | 0 | 0 | 0 | 0 | Retro5Med | 8.35569166605469E-06 | TBD | A | WCM338 | 0.7 | 0.42 | sqft | 0.0321 | 0 | 0 | 0 | 0 | Not Applicable Segment or Vintage | Not Applicable Segment or Vintage | Not Applicable Segment or Vintage | 0 | 0 | 0 | Not Applicable Segment or Vintage | Not Applicable Segment or Vintage | Not Applicable Segment or Vintage | Not Applicable Segment or Vintage | Not Applicable Segment or Vintage | Not Applicable Segment or Vintage | Not Applicable Segment or Vintage | Not Applicable Segment or Vintage | Not Applicable Segment or Vintage | Not Applicable Segment or Vintage | Not Applicable Segment or Vintage | Not Applicable Segment or Vintage | Not Applicable Segment or Vintage | Not Applicable Segment or Vintage | Not Applicable Segment or Vintage | Not Applicable Segment or Vintage | Not Applicable Segment or Vintage | Not Applicable Segment or Vintage | Not Applicable Segment or Vintage | Not Applicable Segment or Vintage | Not Applicable Segment or Vintage | Not Applicable Segment or Vintage | Not Applicable Segment or Vintage | Not Applicable Segment or Vintage | Not Applicable Segment or Vintage | Not Applicable Segment or Vintage | Not Applicable Segment or Vintage | Not Applicable Segment or Vintage | 0 | 0 | 0 | 0 | 0 | 0 | 0 | 0 | 0 | 0 | 0 | 0 | 0 | 0 | 0 | 0 | 0 | 0 | 0 | 0 | 0 | 0 | 0 | 0 | 0 | 0 | 0 | 0 | 0 | 0 | 0 | 0 | 0 | 0 | 0 | 0 | 0 | 0 | 0 | 0 | 0 | 0 | 0 | 0 | 0 | 0 | 0 | 0 | 0 | 0 | 0 | 0 | 0 | 0 | 0 | 0 | 0 | 0 | 0 | 0 | 0 | 0 | 0 | 0 | 0 | 0 | 0 | 0 | 0 | 0 | 0 | 0 | 0 | 0 | 0 | 0 | 0 | 0 | 0 | 0 | 0 | 0 | 0 | 0 | 0 | 0 | 0 | 0 | 0 | 0 | 0 | 0 | 0 | 0 | 0 | 0 | 0 | 0 | 0 | 0 | 0 | 0 | 0 | 0 | 0 | 0 | 0 | 0 | 0 | 0 | 0 | 0 | Not Applicable Segment or Vintage | Not Applicable Segment or Vintage | Not Applicable Segment or Vintage | Not Applicable Segment or Vintage | Not Applicable Segment or Vintage | Not Applicable Segment or Vintage | Not Applicable Segment or Vintage | Not Applicable Segment or Vintage | Not Applicable Segment or Vintage | Not Applicable Segment or Vintage | Not Applicable Segment or Vintage | Not Applicable Segment or Vintage | Not Applicable Segment or Vintage | Not Applicable Segment or Vintage | Not Applicable Segment or Vintage | Not Applicable Segment or Vintage | Not Applicable Segment or Vintage | Not Applicable Segment or Vintage | Not Applicable Segment or Vintage | Not Applicable Segment or Vintage | Not Applicable Segment or Vintage | Not Applicable Segment or Vintage | Not Applicable Segment or Vintage | Not Applicable Segment or Vintage | Not Applicable Segment or Vintage | Not Applicable Segment or Vintage | Not Applicable Segment or Vintage | Not Applicable Segment or Vintage | 0 | 0 | 0 | 0 | 0 | 0 | 0 | 0 | 0 | 0 | 0 | 0 | 0 | 0 | 0 | 0 | 0 | 0 | 0 | 0 | 0 | 0 | 0 | 0 | 0 | 0 | 0 | 0 | 0 | 0 | 0 | 0 | 0 | 0 | 0 | 0 | 0 | 0 | 0 | 0 | 0 | 0 | 0 | 0 | 0 | 0 | 0 | 0 | 0 | 0 | 0 | 0 | 0 | 0 | 0 | 0 | 0 | 0 | 0 | 0 | 0 | 0 | 0 | 0 | 0 | 0 | 0 | 0 | 0 | 0 | 0 | 0 | 0 | 0 | 0 | 0 | 0 | 0 | 0 | 0 | 0 | 0 | 0 | 0 | 0 | 0 | 0 | 0 | 0 | 0 | 0 | 0 | 0 | 0 | 0 | 0 | 0 | 0 | 0 | 0 | 0 | 0 | 0 | 0 | 0 | 0 | 0 | 0 | 0 | 0 | 0 | 0 | 0 | 0 | 0 | 0 | 0 | 0 | 0 | 0 | 0 | 0 | 0 | 0 | 0 | 0 | 0 | 0 | 0 | 0 | 0 | 0 | 0 | 0 | 0 | 0 | 0 | 0 | 0 | 0 | 0 | 0 | 0 | 0 | 0 | 0 | 0 | 0 | 0 | 0 | 0 | 0 | 0 | 0 | 0 | 0 | 0 | 0 | 0 | 0 | 0 | 0 | 0 | 0 | 0 | 0 | 0 | 0 | Not Applicable Segment or Vintage | Not Applicable Segment or Vintage | Not Applicable Segment or Vintage | Not Applicable Segment or Vintage | Not Applicable Segment or Vintage | Not Applicable Segment or Vintage | Not Applicable Segment or Vintage | Not Applicable Segment or Vintage | Not Applicable Segment or Vintage | Not Applicable Segment or Vintage | Not Applicable Segment or Vintage | Not Applicable Segment or Vintage | Not Applicable Segment or Vintage | Not Applicable Segment or Vintage | Not Applicable Segment or Vintage | Not Applicable Segment or Vintage | Not Applicable Segment or Vintage | Not Applicable Segment or Vintage | Not Applicable Segment or Vintage | Not Applicable Segment or Vintage | Not Applicable Segment or Vintage | Not Applicable Segment or Vintage | Not Applicable Segment or Vintage | Not Applicable Segment or Vintage | Not Applicable Segment or Vintage | Not Applicable Segment or Vintage | Not Applicable Segment or Vintage | Not Applicable Segment or Vintage | 0 | 0 | 0 | 0 | 0 | 0 | 0 | 0 | 0 | 0 | 0 | 0 | 0 | 0 | 0 | 0 | 0 | 0 | 0 | 0 | 0 | 0 | 0 | 0 | 0 | 0 | 0 | 0 | 0 | 0 | 0 | 0 | 0 | 0 | 0 | 0 | 0 | 0 | 0 | 0 | 0 | 0 | 0 | 0 | 0 | 0 | 0 | 0 | 0 | 0 | 0 | 0 | 0 | 0 | 0 | 0 | 0 | 0 | 0 | 0 | 0 | 0 | 0 | 0 | 0 | 0 | 0 | 0 | 0 | 0 | 0 | 0 | 0 | 0 | 0 | 0 | 0 | 0 | 0 | 0 | 0 | 0 | 0 | 0 | 0 | 0 | 0 | 0 | 0 | 0 | 0 | 0 | 0 | 0 | 0 | 0 | 0 | 0 | 0 | 0 | 0 | 0 | 0 | 0 | 0 | 0 | 0 | 0 | 0 | 0 | 0 | 0 | 0 | 0 | 0 | 0 | 0 | 0 | 0 | 0 | 0 | 0 | 0 | 0 | 0 | 0 | 0 | 0 | 0 | 0 | 0 | 0 | 0 | 0 | 0 | 0 | 0 | 0 | 0 | 0 | 0 | 0
Water Heater - Drainwater Heat Recovery_Grocery_New_DWHR unit retrofitted to the main drain which includes outlets from showers, sinks and other fixtures too. | Water Heater - Drainwater Heat Recovery_Grocery_New | Water Heater - Drainwater Heat Recovery_Commercial_New_Storage type water heater without DWHR devices_DWHR unit retrofitted to the main drain which includes outlets from showers, sinks and other fixtures too. | Commercial | Grocery | New | Water Heating | Natural Gas | Water Heater - Drainwater Heat Recovery | NEQ | Storage type water heater without DWHR devices | 30 | 30 | 30 | 1.436 | 0 | 0 | 0 | 0.25 | Retro1Slow | 0.012666666666666666 | TBD | A | WCM383 | 0.7 | 0.42 | showerhead | 0.0321 | 0 | 0 | 0 | 0 | IL TRM v12 - 5.4.11 - Drain Water Heat Recovery - RS-DHW-DWHR-V04-240101 | IL TRM v12 - 5.4.11 - Drain Water Heat Recovery - RS-DHW-DWHR-V04-240101 ¦ Cost adjusted for retrofit applications to account for expected increase in cost. | IL TRM v12 - 5.4.11 - Drain Water Heat Recovery - RS-DHW-DWHR-V04-240101 ¦ AEG adjusted with Regional Technical Forum research | 0 | 0 | 986.4961 | Storage type water heater without DWHR devices | Storage type water heater without DWHR devices | Storage type water heater without DWHR devices | Storage type water heater without DWHR devices | Storage type water heater without DWHR devices | Storage type water heater without DWHR devices | Storage type water heater without DWHR devices | Storage type water heater without DWHR devices | Storage type water heater without DWHR devices | Storage type water heater without DWHR devices | Storage type water heater without DWHR devices | Storage type water heater without DWHR devices | Storage type water heater without DWHR devices | Storage type water heater without DWHR devices | Storage type water heater without DWHR devices | Storage type water heater without DWHR devices | Storage type water heater without DWHR devices | Storage type water heater without DWHR devices | Storage type water heater without DWHR devices | Storage type water heater without DWHR devices | Storage type water heater without DWHR devices | Storage type water heater without DWHR devices | Storage type water heater without DWHR devices | Storage type water heater without DWHR devices | Storage type water heater without DWHR devices | Storage type water heater without DWHR devices | Storage type water heater without DWHR devices | Storage type water heater without DWHR devices | 0 | 0 | 0 | 0 | 0 | 0 | 0 | 0 | 0 | 0 | 0 | 0 | 0 | 0 | 0 | 0 | 0 | 0 | 0 | 0 | 0 | 0 | 0 | 0 | 0 | 0 | 0 | 0 | 0 | 0 | 0 | 0 | 0 | 0 | 0 | 0 | 0 | 0 | 0 | 0 | 0 | 0 | 0 | 0 | 0 | 0 | 0 | 0 | 0 | 0 | 0 | 0 | 0 | 0 | 0 | 0 | 0 | 0 | 0 | 0 | 0 | 0 | 0 | 0 | 0 | 0 | 0 | 0 | 0 | 0 | 0 | 0 | 0 | 0 | 0 | 0 | 0 | 0 | 0 | 0 | 0 | 0 | 0 | 0 | 0 | 0 | 0 | 0 | 0 | 0 | 0 | 0 | 0 | 0 | 0 | 0 | 0 | 0 | 0 | 0 | 0 | 0 | 0 | 0 | 0 | 0 | 0 | 0 | 0 | 0 | 0 | 0 | DWHR unit retrofitted to the main drain which includes outlets from showers, sinks and other fixtures too. | DWHR unit retrofitted to the main drain which includes outlets from showers, sinks and other fixtures too. | DWHR unit retrofitted to the main drain which includes outlets from showers, sinks and other fixtures too. | DWHR unit retrofitted to the main drain which includes outlets from showers, sinks and other fixtures too. | DWHR unit retrofitted to the main drain which includes outlets from showers, sinks and other fixtures too. | DWHR unit retrofitted to the main drain which includes outlets from showers, sinks and other fixtures too. | DWHR unit retrofitted to the main drain which includes outlets from showers, sinks and other fixtures too. | DWHR unit retrofitted to the main drain which includes outlets from showers, sinks and other fixtures too. | DWHR unit retrofitted to the main drain which includes outlets from showers, sinks and other fixtures too. | DWHR unit retrofitted to the main drain which includes outlets from showers, sinks and other fixtures too. | DWHR unit retrofitted to the main drain which includes outlets from showers, sinks and other fixtures too. | DWHR unit retrofitted to the main drain which includes outlets from showers, sinks and other fixtures too. | DWHR unit retrofitted to the main drain which includes outlets from showers, sinks and other fixtures too. | DWHR unit retrofitted to the main drain which includes outlets from showers, sinks and other fixtures too. | DWHR unit retrofitted to the main drain which includes outlets from showers, sinks and other fixtures too. | DWHR unit retrofitted to the main drain which includes outlets from showers, sinks and other fixtures too. | DWHR unit retrofitted to the main drain which includes outlets from showers, sinks and other fixtures too. | DWHR unit retrofitted to the main drain which includes outlets from showers, sinks and other fixtures too. | DWHR unit retrofitted to the main drain which includes outlets from showers, sinks and other fixtures too. | DWHR unit retrofitted to the main drain which includes outlets from showers, sinks and other fixtures too. | DWHR unit retrofitted to the main drain which includes outlets from showers, sinks and other fixtures too. | DWHR unit retrofitted to the main drain which includes outlets from showers, sinks and other fixtures too. | DWHR unit retrofitted to the main drain which includes outlets from showers, sinks and other fixtures too. | DWHR unit retrofitted to the main drain which includes outlets from showers, sinks and other fixtures too. | DWHR unit retrofitted to the main drain which includes outlets from showers, sinks and other fixtures too. | DWHR unit retrofitted to the main drain which includes outlets from showers, sinks and other fixtures too. | DWHR unit retrofitted to the main drain which includes outlets from showers, sinks and other fixtures too. | DWHR unit retrofitted to the main drain which includes outlets from showers, sinks and other fixtures too. | 986.4961 | 986.4961 | 986.4961 | 986.4961 | 986.4961 | 986.4961 | 986.4961 | 986.4961 | 986.4961 | 986.4961 | 986.4961 | 986.4961 | 986.4961 | 986.4961 | 986.4961 | 986.4961 | 986.4961 | 986.4961 | 986.4961 | 986.4961 | 986.4961 | 986.4961 | 986.4961 | 986.4961 | 986.4961 | 986.4961 | 986.4961 | 986.4961 | 1.436 | 1.436 | 1.436 | 1.436 | 1.436 | 1.436 | 1.436 | 1.436 | 1.436 | 1.436 | 1.436 | 1.436 | 1.436 | 1.436 | 1.436 | 1.436 | 1.436 | 1.436 | 1.436 | 1.436 | 1.436 | 1.436 | 1.436 | 1.436 | 1.436 | 1.436 | 1.436 | 1.436 | 0 | 0 | 0 | 0 | 0 | 0 | 0 | 0 | 0 | 0 | 0 | 0 | 0 | 0 | 0 | 0 | 0 | 0 | 0 | 0 | 0 | 0 | 0 | 0 | 0 | 0 | 0 | 0 | 0 | 0 | 0 | 0 | 0 | 0 | 0 | 0 | 0 | 0 | 0 | 0 | 0 | 0 | 0 | 0 | 0 | 0 | 0 | 0 | 0 | 0 | 0 | 0 | 0 | 0 | 0 | 0 | 0 | 0 | 0 | 0 | 0 | 0 | 0 | 0 | 0 | 0 | 0 | 0 | 0 | 0 | 0 | 0 | 0 | 0 | 0 | 0 | 0 | 0 | 0 | 0 | 0 | 0 | 0 | 0 | 0 | 0 | 0 | 0 | 0 | 0 | 0 | 0 | 0 | 0 | 0 | 0 | 0 | 0 | 0 | 0 | 0 | 0 | 0 | 0 | 0 | 0 | 0 | 0 | 0 | 0 | 0 | 0 | DWHR unit retrofitted to the main drain which includes outlets from showers, sinks and other fixtures too. | DWHR unit retrofitted to the main drain which includes outlets from showers, sinks and other fixtures too. | DWHR unit retrofitted to the main drain which includes outlets from showers, sinks and other fixtures too. | DWHR unit retrofitted to the main drain which includes outlets from showers, sinks and other fixtures too. | DWHR unit retrofitted to the main drain which includes outlets from showers, sinks and other fixtures too. | DWHR unit retrofitted to the main drain which includes outlets from showers, sinks and other fixtures too. | DWHR unit retrofitted to the main drain which includes outlets from showers, sinks and other fixtures too. | DWHR unit retrofitted to the main drain which includes outlets from showers, sinks and other fixtures too. | DWHR unit retrofitted to the main drain which includes outlets from showers, sinks and other fixtures too. | DWHR unit retrofitted to the main drain which includes outlets from showers, sinks and other fixtures too. | DWHR unit retrofitted to the main drain which includes outlets from showers, sinks and other fixtures too. | DWHR unit retrofitted to the main drain which includes outlets from showers, sinks and other fixtures too. | DWHR unit retrofitted to the main drain which includes outlets from showers, sinks and other fixtures too. | DWHR unit retrofitted to the main drain which includes outlets from showers, sinks and other fixtures too. | DWHR unit retrofitted to the main drain which includes outlets from showers, sinks and other fixtures too. | DWHR unit retrofitted to the main drain which includes outlets from showers, sinks and other fixtures too. | DWHR unit retrofitted to the main drain which includes outlets from showers, sinks and other fixtures too. | DWHR unit retrofitted to the main drain which includes outlets from showers, sinks and other fixtures too. | DWHR unit retrofitted to the main drain which includes outlets from showers, sinks and other fixtures too. | DWHR unit retrofitted to the main drain which includes outlets from showers, sinks and other fixtures too. | DWHR unit retrofitted to the main drain which includes outlets from showers, sinks and other fixtures too. | DWHR unit retrofitted to the main drain which includes outlets from showers, sinks and other fixtures too. | DWHR unit retrofitted to the main drain which includes outlets from showers, sinks and other fixtures too. | DWHR unit retrofitted to the main drain which includes outlets from showers, sinks and other fixtures too. | DWHR unit retrofitted to the main drain which includes outlets from showers, sinks and other fixtures too. | DWHR unit retrofitted to the main drain which includes outlets from showers, sinks and other fixtures too. | DWHR unit retrofitted to the main drain which includes outlets from showers, sinks and other fixtures too. | DWHR unit retrofitted to the main drain which includes outlets from showers, sinks and other fixtures too. | 986.4961 | 986.4961 | 986.4961 | 986.4961 | 986.4961 | 986.4961 | 986.4961 | 986.4961 | 986.4961 | 986.4961 | 986.4961 | 986.4961 | 986.4961 | 986.4961 | 986.4961 | 986.4961 | 986.4961 | 986.4961 | 986.4961 | 986.4961 | 986.4961 | 986.4961 | 986.4961 | 986.4961 | 986.4961 | 986.4961 | 986.4961 | 986.4961 | 1.436 | 1.436 | 1.436 | 1.436 | 1.436 | 1.436 | 1.436 | 1.436 | 1.436 | 1.436 | 1.436 | 1.436 | 1.436 | 1.436 | 1.436 | 1.436 | 1.436 | 1.436 | 1.436 | 1.436 | 1.436 | 1.436 | 1.436 | 1.436 | 1.436 | 1.436 | 1.436 | 1.436 | 0 | 0 | 0 | 0 | 0 | 0 | 0 | 0 | 0 | 0 | 0 | 0 | 0 | 0 | 0 | 0 | 0 | 0 | 0 | 0 | 0 | 0 | 0 | 0 | 0 | 0 | 0 | 0 | 0 | 0 | 0 | 0 | 0 | 0 | 0 | 0 | 0 | 0 | 0 | 0 | 0 | 0 | 0 | 0 | 0 | 0 | 0 | 0 | 0 | 0 | 0 | 0 | 0 | 0 | 0 | 0 | 0 | 0 | 0 | 0 | 0 | 0 | 0 | 0 | 0 | 0 | 0 | 0 | 0 | 0 | 0 | 0 | 0 | 0 | 0 | 0 | 0 | 0 | 0 | 0 | 0 | 0 | 0 | 0 | 0 | 0
Water Heater - Pipe Insulation_Grocery_New_Not Applicable Segment or Vintage | Water Heater - Pipe Insulation_Grocery_New | Water Heater - Pipe Insulation_Commercial_New_Not Applicable Segment or Vintage_Not Applicable Segment or Vintage | Commercial | Grocery | New | Water Heating | Natural Gas | Water Heater - Pipe Insulation | NEQ | Not Applicable Segment or Vintage | 15 | 15 | 15 | 0 | 0 | 0 | 0 | 0 | Retro3Slow | 0.004128203794943829 | TBD | A | WCM384 | 0.7 | 0.42 | sqft | 0.0321 | 0 | 0 | 0 | 0 | Not Applicable Segment or Vintage | Not Applicable Segment or Vintage | Not Applicable Segment or Vintage | 0 | 0 | 0 | Not Applicable Segment or Vintage | Not Applicable Segment or Vintage | Not Applicable Segment or Vintage | Not Applicable Segment or Vintage | Not Applicable Segment or Vintage | Not Applicable Segment or Vintage | Not Applicable Segment or Vintage | Not Applicable Segment or Vintage | Not Applicable Segment or Vintage | Not Applicable Segment or Vintage | Not Applicable Segment or Vintage | Not Applicable Segment or Vintage | Not Applicable Segment or Vintage | Not Applicable Segment or Vintage | Not Applicable Segment or Vintage | Not Applicable Segment or Vintage | Not Applicable Segment or Vintage | Not Applicable Segment or Vintage | Not Applicable Segment or Vintage | Not Applicable Segment or Vintage | Not Applicable Segment or Vintage | Not Applicable Segment or Vintage | Not Applicable Segment or Vintage | Not Applicable Segment or Vintage | Not Applicable Segment or Vintage | Not Applicable Segment or Vintage | Not Applicable Segment or Vintage | Not Applicable Segment or Vintage | 0 | 0 | 0 | 0 | 0 | 0 | 0 | 0 | 0 | 0 | 0 | 0 | 0 | 0 | 0 | 0 | 0 | 0 | 0 | 0 | 0 | 0 | 0 | 0 | 0 | 0 | 0 | 0 | 0 | 0 | 0 | 0 | 0 | 0 | 0 | 0 | 0 | 0 | 0 | 0 | 0 | 0 | 0 | 0 | 0 | 0 | 0 | 0 | 0 | 0 | 0 | 0 | 0 | 0 | 0 | 0 | 0 | 0 | 0 | 0 | 0 | 0 | 0 | 0 | 0 | 0 | 0 | 0 | 0 | 0 | 0 | 0 | 0 | 0 | 0 | 0 | 0 | 0 | 0 | 0 | 0 | 0 | 0 | 0 | 0 | 0 | 0 | 0 | 0 | 0 | 0 | 0 | 0 | 0 | 0 | 0 | 0 | 0 | 0 | 0 | 0 | 0 | 0 | 0 | 0 | 0 | 0 | 0 | 0 | 0 | 0 | 0 | Not Applicable Segment or Vintage | Not Applicable Segment or Vintage | Not Applicable Segment or Vintage | Not Applicable Segment or Vintage | Not Applicable Segment or Vintage | Not Applicable Segment or Vintage | Not Applicable Segment or Vintage | Not Applicable Segment or Vintage | Not Applicable Segment or Vintage | Not Applicable Segment or Vintage | Not Applicable Segment or Vintage | Not Applicable Segment or Vintage | Not Applicable Segment or Vintage | Not Applicable Segment or Vintage | Not Applicable Segment or Vintage | Not Applicable Segment or Vintage | Not Applicable Segment or Vintage | Not Applicable Segment or Vintage | Not Applicable Segment or Vintage | Not Applicable Segment or Vintage | Not Applicable Segment or Vintage | Not Applicable Segment or Vintage | Not Applicable Segment or Vintage | Not Applicable Segment or Vintage | Not Applicable Segment or Vintage | Not Applicable Segment or Vintage | Not Applicable Segment or Vintage | Not Applicable Segment or Vintage | 0 | 0 | 0 | 0 | 0 | 0 | 0 | 0 | 0 | 0 | 0 | 0 | 0 | 0 | 0 | 0 | 0 | 0 | 0 | 0 | 0 | 0 | 0 | 0 | 0 | 0 | 0 | 0 | 0 | 0 | 0 | 0 | 0 | 0 | 0 | 0 | 0 | 0 | 0 | 0 | 0 | 0 | 0 | 0 | 0 | 0 | 0 | 0 | 0 | 0 | 0 | 0 | 0 | 0 | 0 | 0 | 0 | 0 | 0 | 0 | 0 | 0 | 0 | 0 | 0 | 0 | 0 | 0 | 0 | 0 | 0 | 0 | 0 | 0 | 0 | 0 | 0 | 0 | 0 | 0 | 0 | 0 | 0 | 0 | 0 | 0 | 0 | 0 | 0 | 0 | 0 | 0 | 0 | 0 | 0 | 0 | 0 | 0 | 0 | 0 | 0 | 0 | 0 | 0 | 0 | 0 | 0 | 0 | 0 | 0 | 0 | 0 | 0 | 0 | 0 | 0 | 0 | 0 | 0 | 0 | 0 | 0 | 0 | 0 | 0 | 0 | 0 | 0 | 0 | 0 | 0 | 0 | 0 | 0 | 0 | 0 | 0 | 0 | 0 | 0 | 0 | 0 | 0 | 0 | 0 | 0 | 0 | 0 | 0 | 0 | 0 | 0 | 0 | 0 | 0 | 0 | 0 | 0 | 0 | 0 | 0 | 0 | 0 | 0 | 0 | 0 | 0 | 0 | Not Applicable Segment or Vintage | Not Applicable Segment or Vintage | Not Applicable Segment or Vintage | Not Applicable Segment or Vintage | Not Applicable Segment or Vintage | Not Applicable Segment or Vintage | Not Applicable Segment or Vintage | Not Applicable Segment or Vintage | Not Applicable Segment or Vintage | Not Applicable Segment or Vintage | Not Applicable Segment or Vintage | Not Applicable Segment or Vintage | Not Applicable Segment or Vintage | Not Applicable Segment or Vintage | Not Applicable Segment or Vintage | Not Applicable Segment or Vintage | Not Applicable Segment or Vintage | Not Applicable Segment or Vintage | Not Applicable Segment or Vintage | Not Applicable Segment or Vintage | Not Applicable Segment or Vintage | Not Applicable Segment or Vintage | Not Applicable Segment or Vintage | Not Applicable Segment or Vintage | Not Applicable Segment or Vintage | Not Applicable Segment or Vintage | Not Applicable Segment or Vintage | Not Applicable Segment or Vintage | 0 | 0 | 0 | 0 | 0 | 0 | 0 | 0 | 0 | 0 | 0 | 0 | 0 | 0 | 0 | 0 | 0 | 0 | 0 | 0 | 0 | 0 | 0 | 0 | 0 | 0 | 0 | 0 | 0 | 0 | 0 | 0 | 0 | 0 | 0 | 0 | 0 | 0 | 0 | 0 | 0 | 0 | 0 | 0 | 0 | 0 | 0 | 0 | 0 | 0 | 0 | 0 | 0 | 0 | 0 | 0 | 0 | 0 | 0 | 0 | 0 | 0 | 0 | 0 | 0 | 0 | 0 | 0 | 0 | 0 | 0 | 0 | 0 | 0 | 0 | 0 | 0 | 0 | 0 | 0 | 0 | 0 | 0 | 0 | 0 | 0 | 0 | 0 | 0 | 0 | 0 | 0 | 0 | 0 | 0 | 0 | 0 | 0 | 0 | 0 | 0 | 0 | 0 | 0 | 0 | 0 | 0 | 0 | 0 | 0 | 0 | 0 | 0 | 0 | 0 | 0 | 0 | 0 | 0 | 0 | 0 | 0 | 0 | 0 | 0 | 0 | 0 | 0 | 0 | 0 | 0 | 0 | 0 | 0 | 0 | 0 | 0 | 0 | 0 | 0 | 0 | 0
Water Heater - Thermostatic Shower Restriction Valve_Grocery_New_Showerhead with restrictor valve | Water Heater - Thermostatic Shower Restriction Valve_Grocery_New | Water Heater - Thermostatic Shower Restriction Valve_Commercial_New_Typical showerhead without valve_Showerhead with restrictor valve | Commercial | Grocery | New | Water Heating | Natural Gas | Water Heater - Thermostatic Shower Restriction Valve | NEQ | Typical showerhead without valve | 6 | 6 | 6 | 1.8 | 0 | 0 | 0 | 0 | Retro12Med | 3.879925052500492E-06 | TBD | A | WCM381 | 0.7 | 0.42 | showerhead | 0.0321 | 0 | 0 | 0 | 0 | Regional Technical Forum. Thermostatic Shower Restriction Valve - UES Workbook, Version 6.1. Northwest Power and Conservation Council. August 29, 2023 | Regional Technical Forum. Thermostatic Shower Restriction Valve - UES Workbook, Version 6.1. Northwest Power and Conservation Council. August 29, 2023 | Regional Technical Forum. Thermostatic Shower Restriction Valve - UES Workbook, Version 6.1. Northwest Power and Conservation Council. August 29, 2023 | 0 | 0 | 34.4397 | Typical showerhead without valve | Typical showerhead without valve | Typical showerhead without valve | Typical showerhead without valve | Typical showerhead without valve | Typical showerhead without valve | Typical showerhead without valve | Typical showerhead without valve | Typical showerhead without valve | Typical showerhead without valve | Typical showerhead without valve | Typical showerhead without valve | Typical showerhead without valve | Typical showerhead without valve | Typical showerhead without valve | Typical showerhead without valve | Typical showerhead without valve | Typical showerhead without valve | Typical showerhead without valve | Typical showerhead without valve | Typical showerhead without valve | Typical showerhead without valve | Typical showerhead without valve | Typical showerhead without valve | Typical showerhead without valve | Typical showerhead without valve | Typical showerhead without valve | Typical showerhead without valve | 0 | 0 | 0 | 0 | 0 | 0 | 0 | 0 | 0 | 0 | 0 | 0 | 0 | 0 | 0 | 0 | 0 | 0 | 0 | 0 | 0 | 0 | 0 | 0 | 0 | 0 | 0 | 0 | 0 | 0 | 0 | 0 | 0 | 0 | 0 | 0 | 0 | 0 | 0 | 0 | 0 | 0 | 0 | 0 | 0 | 0 | 0 | 0 | 0 | 0 | 0 | 0 | 0 | 0 | 0 | 0 | 0 | 0 | 0 | 0 | 0 | 0 | 0 | 0 | 0 | 0 | 0 | 0 | 0 | 0 | 0 | 0 | 0 | 0 | 0 | 0 | 0 | 0 | 0 | 0 | 0 | 0 | 0 | 0 | 0 | 0 | 0 | 0 | 0 | 0 | 0 | 0 | 0 | 0 | 0 | 0 | 0 | 0 | 0 | 0 | 0 | 0 | 0 | 0 | 0 | 0 | 0 | 0 | 0 | 0 | 0 | 0 | Showerhead with restrictor valve | Showerhead with restrictor valve | Showerhead with restrictor valve | Showerhead with restrictor valve | Showerhead with restrictor valve | Showerhead with restrictor valve | Showerhead with restrictor valve | Showerhead with restrictor valve | Showerhead with restrictor valve | Showerhead with restrictor valve | Showerhead with restrictor valve | Showerhead with restrictor valve | Showerhead with restrictor valve | Showerhead with restrictor valve | Showerhead with restrictor valve | Showerhead with restrictor valve | Showerhead with restrictor valve | Showerhead with restrictor valve | Showerhead with restrictor valve | Showerhead with restrictor valve | Showerhead with restrictor valve | Showerhead with restrictor valve | Showerhead with restrictor valve | Showerhead with restrictor valve | Showerhead with restrictor valve | Showerhead with restrictor valve | Showerhead with restrictor valve | Showerhead with restrictor valve | 34.4397 | 34.4397 | 34.4397 | 34.4397 | 34.4397 | 34.4397 | 34.4397 | 34.4397 | 34.4397 | 34.4397 | 34.4397 | 34.4397 | 34.4397 | 34.4397 | 34.4397 | 34.4397 | 34.4397 | 34.4397 | 34.4397 | 34.4397 | 34.4397 | 34.4397 | 34.4397 | 34.4397 | 34.4397 | 34.4397 | 34.4397 | 34.4397 | 1.8 | 1.8 | 1.8 | 1.8 | 1.8 | 1.8 | 1.8 | 1.8 | 1.8 | 1.8 | 1.8 | 1.8 | 1.8 | 1.8 | 1.8 | 1.8 | 1.8 | 1.8 | 1.8 | 1.8 | 1.8 | 1.8 | 1.8 | 1.8 | 1.8 | 1.8 | 1.8 | 1.8 | 0 | 0 | 0 | 0 | 0 | 0 | 0 | 0 | 0 | 0 | 0 | 0 | 0 | 0 | 0 | 0 | 0 | 0 | 0 | 0 | 0 | 0 | 0 | 0 | 0 | 0 | 0 | 0 | 0 | 0 | 0 | 0 | 0 | 0 | 0 | 0 | 0 | 0 | 0 | 0 | 0 | 0 | 0 | 0 | 0 | 0 | 0 | 0 | 0 | 0 | 0 | 0 | 0 | 0 | 0 | 0 | 0 | 0 | 0 | 0 | 0 | 0 | 0 | 0 | 0 | 0 | 0 | 0 | 0 | 0 | 0 | 0 | 0 | 0 | 0 | 0 | 0 | 0 | 0 | 0 | 0 | 0 | 0 | 0 | 0 | 0 | 0 | 0 | 0 | 0 | 0 | 0 | 0 | 0 | 0 | 0 | 0 | 0 | 0 | 0 | 0 | 0 | 0 | 0 | 0 | 0 | 0 | 0 | 0 | 0 | 0 | 0 | Showerhead with restrictor valve | Showerhead with restrictor valve | Showerhead with restrictor valve | Showerhead with restrictor valve | Showerhead with restrictor valve | Showerhead with restrictor valve | Showerhead with restrictor valve | Showerhead with restrictor valve | Showerhead with restrictor valve | Showerhead with restrictor valve | Showerhead with restrictor valve | Showerhead with restrictor valve | Showerhead with restrictor valve | Showerhead with restrictor valve | Showerhead with restrictor valve | Showerhead with restrictor valve | Showerhead with restrictor valve | Showerhead with restrictor valve | Showerhead with restrictor valve | Showerhead with restrictor valve | Showerhead with restrictor valve | Showerhead with restrictor valve | Showerhead with restrictor valve | Showerhead with restrictor valve | Showerhead with restrictor valve | Showerhead with restrictor valve | Showerhead with restrictor valve | Showerhead with restrictor valve | 34.4397 | 34.4397 | 34.4397 | 34.4397 | 34.4397 | 34.4397 | 34.4397 | 34.4397 | 34.4397 | 34.4397 | 34.4397 | 34.4397 | 34.4397 | 34.4397 | 34.4397 | 34.4397 | 34.4397 | 34.4397 | 34.4397 | 34.4397 | 34.4397 | 34.4397 | 34.4397 | 34.4397 | 34.4397 | 34.4397 | 34.4397 | 34.4397 | 1.8 | 1.8 | 1.8 | 1.8 | 1.8 | 1.8 | 1.8 | 1.8 | 1.8 | 1.8 | 1.8 | 1.8 | 1.8 | 1.8 | 1.8 | 1.8 | 1.8 | 1.8 | 1.8 | 1.8 | 1.8 | 1.8 | 1.8 | 1.8 | 1.8 | 1.8 | 1.8 | 1.8 | 0 | 0 | 0 | 0 | 0 | 0 | 0 | 0 | 0 | 0 | 0 | 0 | 0 | 0 | 0 | 0 | 0 | 0 | 0 | 0 | 0 | 0 | 0 | 0 | 0 | 0 | 0 | 0 | 0 | 0 | 0 | 0 | 0 | 0 | 0 | 0 | 0 | 0 | 0 | 0 | 0 | 0 | 0 | 0 | 0 | 0 | 0 | 0 | 0 | 0 | 0 | 0 | 0 | 0 | 0 | 0 | 0 | 0 | 0 | 0 | 0 | 0 | 0 | 0 | 0 | 0 | 0 | 0 | 0 | 0 | 0 | 0 | 0 | 0 | 0 | 0 | 0 | 0 | 0 | 0 | 0 | 0 | 0 | 0 | 0 | 0
Advanced New Construction Designs_Grocery_New_Advanced new construction buildings exceeding ASHRAE 90.1 requirements using integrated design approach. | Advanced New Construction Designs_Grocery_New | Advanced New Construction Designs_Commercial_New_New construction building meeting current code._Advanced new construction buildings exceeding ASHRAE 90.1 requirements using integrated design approach. | Commercial | Grocery | New | Water Heating | Natural Gas | Advanced New Construction Designs | NEQ | New construction building meeting current code. | 30 | 30 | 30 | 0 | 0 | 0 | 0.25 | 0.75 | RetroEven20 | 0.03333333333333333 | TBD | A | WCM396 | 0.7 | 0.42 | sqft cond | 0.0321 | 0 | 0 | 0 | 0 | Pacific Northwest National Laboratory. Expanded Energy Credits in Energy Codes. PNNL-31572. July 2021. | The Technical Feasibility of Zero Net Energy Buildings in California, CALMAC Study ID - PGE0326.01. December 2012. | Pacific Northwest National Laboratory. Expanded Energy Credits in Energy Codes. PNNL-31572. July 2021. | 0 | 0 | 4.4221 | New construction building meeting current code. | New construction building meeting current code. | New construction building meeting current code. | New construction building meeting current code. | New construction building meeting current code. | New construction building meeting current code. | New construction building meeting current code. | New construction building meeting current code. | New construction building meeting current code. | New construction building meeting current code. | New construction building meeting current code. | New construction building meeting current code. | New construction building meeting current code. | New construction building meeting current code. | New construction building meeting current code. | New construction building meeting current code. | New construction building meeting current code. | New construction building meeting current code. | New construction building meeting current code. | New construction building meeting current code. | New construction building meeting current code. | New construction building meeting current code. | New construction building meeting current code. | New construction building meeting current code. | New construction building meeting current code. | New construction building meeting current code. | New construction building meeting current code. | New construction building meeting current code. | 0 | 0 | 0 | 0 | 0 | 0 | 0 | 0 | 0 | 0 | 0 | 0 | 0 | 0 | 0 | 0 | 0 | 0 | 0 | 0 | 0 | 0 | 0 | 0 | 0 | 0 | 0 | 0 | 0 | 0 | 0 | 0 | 0 | 0 | 0 | 0 | 0 | 0 | 0 | 0 | 0 | 0 | 0 | 0 | 0 | 0 | 0 | 0 | 0 | 0 | 0 | 0 | 0 | 0 | 0 | 0 | 0 | 0 | 0 | 0 | 0 | 0 | 0 | 0 | 0 | 0 | 0 | 0 | 0 | 0 | 0 | 0 | 0 | 0 | 0 | 0 | 0 | 0 | 0 | 0 | 0 | 0 | 0 | 0 | 0 | 0 | 0 | 0 | 0 | 0 | 0 | 0 | 0 | 0 | 0 | 0 | 0 | 0 | 0 | 0 | 0 | 0 | 0 | 0 | 0 | 0 | 0 | 0 | 0 | 0 | 0 | 0 | Advanced new construction buildings exceeding ASHRAE 90.1 requirements using integrated design approach. | Advanced new construction buildings exceeding ASHRAE 90.1 requirements using integrated design approach. | Advanced new construction buildings exceeding ASHRAE 90.1 requirements using integrated design approach. | Advanced new construction buildings exceeding ASHRAE 90.1 requirements using integrated design approach. | Advanced new construction buildings exceeding ASHRAE 90.1 requirements using integrated design approach. | Advanced new construction buildings exceeding ASHRAE 90.1 requirements using integrated design approach. | Advanced new construction buildings exceeding ASHRAE 90.1 requirements using integrated design approach. | Advanced new construction buildings exceeding ASHRAE 90.1 requirements using integrated design approach. | Advanced new construction buildings exceeding ASHRAE 90.1 requirements using integrated design approach. | Advanced new construction buildings exceeding ASHRAE 90.1 requirements using integrated design approach. | Advanced new construction buildings exceeding ASHRAE 90.1 requirements using integrated design approach. | Advanced new construction buildings exceeding ASHRAE 90.1 requirements using integrated design approach. | Advanced new construction buildings exceeding ASHRAE 90.1 requirements using integrated design approach. | Advanced new construction buildings exceeding ASHRAE 90.1 requirements using integrated design approach. | Advanced new construction buildings exceeding ASHRAE 90.1 requirements using integrated design approach. | Advanced new construction buildings exceeding ASHRAE 90.1 requirements using integrated design approach. | Advanced new construction buildings exceeding ASHRAE 90.1 requirements using integrated design approach. | Advanced new construction buildings exceeding ASHRAE 90.1 requirements using integrated design approach. | Advanced new construction buildings exceeding ASHRAE 90.1 requirements using integrated design approach. | Advanced new construction buildings exceeding ASHRAE 90.1 requirements using integrated design approach. | Advanced new construction buildings exceeding ASHRAE 90.1 requirements using integrated design approach. | Advanced new construction buildings exceeding ASHRAE 90.1 requirements using integrated design approach. | Advanced new construction buildings exceeding ASHRAE 90.1 requirements using integrated design approach. | Advanced new construction buildings exceeding ASHRAE 90.1 requirements using integrated design approach. | Advanced new construction buildings exceeding ASHRAE 90.1 requirements using integrated design approach. | Advanced new construction buildings exceeding ASHRAE 90.1 requirements using integrated design approach. | Advanced new construction buildings exceeding ASHRAE 90.1 requirements using integrated design approach. | Advanced new construction buildings exceeding ASHRAE 90.1 requirements using integrated design approach. | 4.4221 | 4.4221 | 4.4221 | 4.4221 | 4.4221 | 4.4221 | 4.4221 | 4.4221 | 4.4221 | 4.4221 | 4.4221 | 4.4221 | 4.4221 | 4.4221 | 4.4221 | 4.4221 | 4.4221 | 4.4221 | 4.4221 | 4.4221 | 4.4221 | 4.4221 | 4.4221 | 4.4221 | 4.4221 | 4.4221 | 4.4221 | 4.4221 | 0 | 0 | 0 | 0 | 0 | 0 | 0 | 0 | 0 | 0 | 0 | 0 | 0 | 0 | 0 | 0 | 0 | 0 | 0 | 0 | 0 | 0 | 0 | 0 | 0 | 0 | 0 | 0 | 0 | 0 | 0 | 0 | 0 | 0 | 0 | 0 | 0 | 0 | 0 | 0 | 0 | 0 | 0 | 0 | 0 | 0 | 0 | 0 | 0 | 0 | 0 | 0 | 0 | 0 | 0 | 0 | 0 | 0 | 0 | 0 | 0 | 0 | 0 | 0 | 0 | 0 | 0 | 0 | 0 | 0 | 0 | 0 | 0 | 0 | 0 | 0 | 0 | 0 | 0 | 0 | 0 | 0 | 0 | 0 | 0 | 0 | 0 | 0 | 0 | 0 | 0 | 0 | 0 | 0 | 0 | 0 | 0 | 0 | 0 | 0 | 0 | 0 | 0 | 0 | 0 | 0 | 0 | 0 | 0 | 0 | 0 | 0 | 0 | 0 | 0 | 0 | 0 | 0 | 0 | 0 | 0 | 0 | 0 | 0 | 0 | 0 | 0 | 0 | 0 | 0 | 0 | 0 | 0 | 0 | 0 | 0 | 0 | 0 | 0 | 0 | Advanced new construction buildings exceeding ASHRAE 90.1 requirements using integrated design approach. | Advanced new construction buildings exceeding ASHRAE 90.1 requirements using integrated design approach. | Advanced new construction buildings exceeding ASHRAE 90.1 requirements using integrated design approach. | Advanced new construction buildings exceeding ASHRAE 90.1 requirements using integrated design approach. | Advanced new construction buildings exceeding ASHRAE 90.1 requirements using integrated design approach. | Advanced new construction buildings exceeding ASHRAE 90.1 requirements using integrated design approach. | Advanced new construction buildings exceeding ASHRAE 90.1 requirements using integrated design approach. | Advanced new construction buildings exceeding ASHRAE 90.1 requirements using integrated design approach. | Advanced new construction buildings exceeding ASHRAE 90.1 requirements using integrated design approach. | Advanced new construction buildings exceeding ASHRAE 90.1 requirements using integrated design approach. | Advanced new construction buildings exceeding ASHRAE 90.1 requirements using integrated design approach. | Advanced new construction buildings exceeding ASHRAE 90.1 requirements using integrated design approach. | Advanced new construction buildings exceeding ASHRAE 90.1 requirements using integrated design approach. | Advanced new construction buildings exceeding ASHRAE 90.1 requirements using integrated design approach. | Advanced new construction buildings exceeding ASHRAE 90.1 requirements using integrated design approach. | Advanced new construction buildings exceeding ASHRAE 90.1 requirements using integrated design approach. | Advanced new construction buildings exceeding ASHRAE 90.1 requirements using integrated design approach. | Advanced new construction buildings exceeding ASHRAE 90.1 requirements using integrated design approach. | Advanced new construction buildings exceeding ASHRAE 90.1 requirements using integrated design approach. | Advanced new construction buildings exceeding ASHRAE 90.1 requirements using integrated design approach. | Advanced new construction buildings exceeding ASHRAE 90.1 requirements using integrated design approach. | Advanced new construction buildings exceeding ASHRAE 90.1 requirements using integrated design approach. | Advanced new construction buildings exceeding ASHRAE 90.1 requirements using integrated design approach. | Advanced new construction buildings exceeding ASHRAE 90.1 requirements using integrated design approach. | Advanced new construction buildings exceeding ASHRAE 90.1 requirements using integrated design approach. | Advanced new construction buildings exceeding ASHRAE 90.1 requirements using integrated design approach. | Advanced new construction buildings exceeding ASHRAE 90.1 requirements using integrated design approach. | Advanced new construction buildings exceeding ASHRAE 90.1 requirements using integrated design approach. | 4.4221 | 4.4221 | 4.4221 | 4.4221 | 4.4221 | 4.4221 | 4.4221 | 4.4221 | 4.4221 | 4.4221 | 4.4221 | 4.4221 | 4.4221 | 4.4221 | 4.4221 | 4.4221 | 4.4221 | 4.4221 | 4.4221 | 4.4221 | 4.4221 | 4.4221 | 4.4221 | 4.4221 | 4.4221 | 4.4221 | 4.4221 | 4.4221 | 0 | 0 | 0 | 0 | 0 | 0 | 0 | 0 | 0 | 0 | 0 | 0 | 0 | 0 | 0 | 0 | 0 | 0 | 0 | 0 | 0 | 0 | 0 | 0 | 0 | 0 | 0 | 0 | 0 | 0 | 0 | 0 | 0 | 0 | 0 | 0 | 0 | 0 | 0 | 0 | 0 | 0 | 0 | 0 | 0 | 0 | 0 | 0 | 0 | 0 | 0 | 0 | 0 | 0 | 0 | 0 | 0 | 0 | 0 | 0 | 0 | 0 | 0 | 0 | 0 | 0 | 0 | 0 | 0 | 0 | 0 | 0 | 0 | 0 | 0 | 0 | 0 | 0 | 0 | 0 | 0 | 0 | 0 | 0 | 0 | 0 | 0 | 0 | 0 | 0 | 0 | 0 | 0 | 0 | 0 | 0 | 0 | 0 | 0 | 0 | 0 | 0 | 0 | 0 | 0 | 0 | 0 | 0 | 0 | 0 | 0 | 0 | 0 | 0
Commercial Laundry - Ozone Treatment_Grocery_New_Not Applicable Segment or Vintage | Commercial Laundry - Ozone Treatment_Grocery_New | Commercial Laundry - Ozone Treatment_Commercial_New_Not Applicable Segment or Vintage_Not Applicable Segment or Vintage | Commercial | Grocery | New | Water Heating | Natural Gas | Commercial Laundry - Ozone Treatment | NEQ | Not Applicable Segment or Vintage | 10 | 10 | 10 | 0 | 0 | 0 | 0 | 0 | Retro5Med | 8.35569166605469E-06 | TBD | A | WCM387 | 0.7 | 0.42 | sqft | 0.0321 | 0 | 0 | 0 | 0 | Not Applicable Segment or Vintage | Not Applicable Segment or Vintage | Not Applicable Segment or Vintage | 0 | 0 | 0 | Not Applicable Segment or Vintage | Not Applicable Segment or Vintage | Not Applicable Segment or Vintage | Not Applicable Segment or Vintage | Not Applicable Segment or Vintage | Not Applicable Segment or Vintage | Not Applicable Segment or Vintage | Not Applicable Segment or Vintage | Not Applicable Segment or Vintage | Not Applicable Segment or Vintage | Not Applicable Segment or Vintage | Not Applicable Segment or Vintage | Not Applicable Segment or Vintage | Not Applicable Segment or Vintage | Not Applicable Segment or Vintage | Not Applicable Segment or Vintage | Not Applicable Segment or Vintage | Not Applicable Segment or Vintage | Not Applicable Segment or Vintage | Not Applicable Segment or Vintage | Not Applicable Segment or Vintage | Not Applicable Segment or Vintage | Not Applicable Segment or Vintage | Not Applicable Segment or Vintage | Not Applicable Segment or Vintage | Not Applicable Segment or Vintage | Not Applicable Segment or Vintage | Not Applicable Segment or Vintage | 0 | 0 | 0 | 0 | 0 | 0 | 0 | 0 | 0 | 0 | 0 | 0 | 0 | 0 | 0 | 0 | 0 | 0 | 0 | 0 | 0 | 0 | 0 | 0 | 0 | 0 | 0 | 0 | 0 | 0 | 0 | 0 | 0 | 0 | 0 | 0 | 0 | 0 | 0 | 0 | 0 | 0 | 0 | 0 | 0 | 0 | 0 | 0 | 0 | 0 | 0 | 0 | 0 | 0 | 0 | 0 | 0 | 0 | 0 | 0 | 0 | 0 | 0 | 0 | 0 | 0 | 0 | 0 | 0 | 0 | 0 | 0 | 0 | 0 | 0 | 0 | 0 | 0 | 0 | 0 | 0 | 0 | 0 | 0 | 0 | 0 | 0 | 0 | 0 | 0 | 0 | 0 | 0 | 0 | 0 | 0 | 0 | 0 | 0 | 0 | 0 | 0 | 0 | 0 | 0 | 0 | 0 | 0 | 0 | 0 | 0 | 0 | Not Applicable Segment or Vintage | Not Applicable Segment or Vintage | Not Applicable Segment or Vintage | Not Applicable Segment or Vintage | Not Applicable Segment or Vintage | Not Applicable Segment or Vintage | Not Applicable Segment or Vintage | Not Applicable Segment or Vintage | Not Applicable Segment or Vintage | Not Applicable Segment or Vintage | Not Applicable Segment or Vintage | Not Applicable Segment or Vintage | Not Applicable Segment or Vintage | Not Applicable Segment or Vintage | Not Applicable Segment or Vintage | Not Applicable Segment or Vintage | Not Applicable Segment or Vintage | Not Applicable Segment or Vintage | Not Applicable Segment or Vintage | Not Applicable Segment or Vintage | Not Applicable Segment or Vintage | Not Applicable Segment or Vintage | Not Applicable Segment or Vintage | Not Applicable Segment or Vintage | Not Applicable Segment or Vintage | Not Applicable Segment or Vintage | Not Applicable Segment or Vintage | Not Applicable Segment or Vintage | 0 | 0 | 0 | 0 | 0 | 0 | 0 | 0 | 0 | 0 | 0 | 0 | 0 | 0 | 0 | 0 | 0 | 0 | 0 | 0 | 0 | 0 | 0 | 0 | 0 | 0 | 0 | 0 | 0 | 0 | 0 | 0 | 0 | 0 | 0 | 0 | 0 | 0 | 0 | 0 | 0 | 0 | 0 | 0 | 0 | 0 | 0 | 0 | 0 | 0 | 0 | 0 | 0 | 0 | 0 | 0 | 0 | 0 | 0 | 0 | 0 | 0 | 0 | 0 | 0 | 0 | 0 | 0 | 0 | 0 | 0 | 0 | 0 | 0 | 0 | 0 | 0 | 0 | 0 | 0 | 0 | 0 | 0 | 0 | 0 | 0 | 0 | 0 | 0 | 0 | 0 | 0 | 0 | 0 | 0 | 0 | 0 | 0 | 0 | 0 | 0 | 0 | 0 | 0 | 0 | 0 | 0 | 0 | 0 | 0 | 0 | 0 | 0 | 0 | 0 | 0 | 0 | 0 | 0 | 0 | 0 | 0 | 0 | 0 | 0 | 0 | 0 | 0 | 0 | 0 | 0 | 0 | 0 | 0 | 0 | 0 | 0 | 0 | 0 | 0 | 0 | 0 | 0 | 0 | 0 | 0 | 0 | 0 | 0 | 0 | 0 | 0 | 0 | 0 | 0 | 0 | 0 | 0 | 0 | 0 | 0 | 0 | 0 | 0 | 0 | 0 | 0 | 0 | Not Applicable Segment or Vintage | Not Applicable Segment or Vintage | Not Applicable Segment or Vintage | Not Applicable Segment or Vintage | Not Applicable Segment or Vintage | Not Applicable Segment or Vintage | Not Applicable Segment or Vintage | Not Applicable Segment or Vintage | Not Applicable Segment or Vintage | Not Applicable Segment or Vintage | Not Applicable Segment or Vintage | Not Applicable Segment or Vintage | Not Applicable Segment or Vintage | Not Applicable Segment or Vintage | Not Applicable Segment or Vintage | Not Applicable Segment or Vintage | Not Applicable Segment or Vintage | Not Applicable Segment or Vintage | Not Applicable Segment or Vintage | Not Applicable Segment or Vintage | Not Applicable Segment or Vintage | Not Applicable Segment or Vintage | Not Applicable Segment or Vintage | Not Applicable Segment or Vintage | Not Applicable Segment or Vintage | Not Applicable Segment or Vintage | Not Applicable Segment or Vintage | Not Applicable Segment or Vintage | 0 | 0 | 0 | 0 | 0 | 0 | 0 | 0 | 0 | 0 | 0 | 0 | 0 | 0 | 0 | 0 | 0 | 0 | 0 | 0 | 0 | 0 | 0 | 0 | 0 | 0 | 0 | 0 | 0 | 0 | 0 | 0 | 0 | 0 | 0 | 0 | 0 | 0 | 0 | 0 | 0 | 0 | 0 | 0 | 0 | 0 | 0 | 0 | 0 | 0 | 0 | 0 | 0 | 0 | 0 | 0 | 0 | 0 | 0 | 0 | 0 | 0 | 0 | 0 | 0 | 0 | 0 | 0 | 0 | 0 | 0 | 0 | 0 | 0 | 0 | 0 | 0 | 0 | 0 | 0 | 0 | 0 | 0 | 0 | 0 | 0 | 0 | 0 | 0 | 0 | 0 | 0 | 0 | 0 | 0 | 0 | 0 | 0 | 0 | 0 | 0 | 0 | 0 | 0 | 0 | 0 | 0 | 0 | 0 | 0 | 0 | 0 | 0 | 0 | 0 | 0 | 0 | 0 | 0 | 0 | 0 | 0 | 0 | 0 | 0 | 0 | 0 | 0 | 0 | 0 | 0 | 0 | 0 | 0 | 0 | 0 | 0 | 0 | 0 | 0 | 0 | 0
Refrigeration - Heat Recovery_Grocery_New_0 | Refrigeration - Heat Recovery_Grocery_New | Refrigeration - Heat Recovery_Commercial_New_0_0 | Commercial | Grocery | New | Water Heating | Natural Gas | Refrigeration - Heat Recovery | NEQ | 0 | 15 | 15 | 15 | 0 | 0 | 0 | 0 | 0.2 | Retro5Med | 8.35569166605469E-06 | TBD | A | WCM391 | 0.7 | 0.42 | Fridge Ton | 0.0321 | 0 | 0 | 0 | 0 | 2025 MEMD Non-Wx - 7.10.01.FESG16.v01 - Refrigeration Waste Heat Recovery - DWH - N-CO-KR-000528-G-XX-XX-XX-XX-02 | 2025 MEMD Non-Wx - 7.10.01.FESG16.v01 - Refrigeration Waste Heat Recovery - DWH - N-CO-KR-000528-G-XX-XX-XX-XX-02 | 2025 MEMD Non-Wx - 7.10.01.FESG16.v01 - Refrigeration Waste Heat Recovery - DWH - N-CO-KR-000528-G-XX-XX-XX-XX-02 | 0 | 0 | 254.8782 | 0 | 0 | 0 | 0 | 0 | 0 | 0 | 0 | 0 | 0 | 0 | 0 | 0 | 0 | 0 | 0 | 0 | 0 | 0 | 0 | 0 | 0 | 0 | 0 | 0 | 0 | 0 | 0 | 0 | 0 | 0 | 0 | 0 | 0 | 0 | 0 | 0 | 0 | 0 | 0 | 0 | 0 | 0 | 0 | 0 | 0 | 0 | 0 | 0 | 0 | 0 | 0 | 0 | 0 | 0 | 0 | 0 | 0 | 0 | 0 | 0 | 0 | 0 | 0 | 0 | 0 | 0 | 0 | 0 | 0 | 0 | 0 | 0 | 0 | 0 | 0 | 0 | 0 | 0 | 0 | 0 | 0 | 0 | 0 | 0 | 0 | 0 | 0 | 0 | 0 | 0 | 0 | 0 | 0 | 0 | 0 | 0 | 0 | 0 | 0 | 0 | 0 | 0 | 0 | 0 | 0 | 0 | 0 | 0 | 0 | 0 | 0 | 0 | 0 | 0 | 0 | 0 | 0 | 0 | 0 | 0 | 0 | 0 | 0 | 0 | 0 | 0 | 0 | 0 | 0 | 0 | 0 | 0 | 0 | 0 | 0 | 0 | 0 | 0 | 0 | 0 | 0 | 0 | 0 | 0 | 0 | 0 | 0 | 0 | 0 | 0 | 0 | 0 | 0 | 0 | 0 | 0 | 0 | 0 | 0 | 0 | 0 | 0 | 0 | 0 | 0 | 0 | 0 | 254.8782 | 254.8782 | 254.8782 | 254.8782 | 254.8782 | 254.8782 | 254.8782 | 254.8782 | 254.8782 | 254.8782 | 254.8782 | 254.8782 | 254.8782 | 254.8782 | 254.8782 | 254.8782 | 254.8782 | 254.8782 | 254.8782 | 254.8782 | 254.8782 | 254.8782 | 254.8782 | 254.8782 | 254.8782 | 254.8782 | 254.8782 | 254.8782 | 0 | 0 | 0 | 0 | 0 | 0 | 0 | 0 | 0 | 0 | 0 | 0 | 0 | 0 | 0 | 0 | 0 | 0 | 0 | 0 | 0 | 0 | 0 | 0 | 0 | 0 | 0 | 0 | 0 | 0 | 0 | 0 | 0 | 0 | 0 | 0 | 0 | 0 | 0 | 0 | 0 | 0 | 0 | 0 | 0 | 0 | 0 | 0 | 0 | 0 | 0 | 0 | 0 | 0 | 0 | 0 | 0 | 0 | 0 | 0 | 0 | 0 | 0 | 0 | 0 | 0 | 0 | 0 | 0 | 0 | 0 | 0 | 0 | 0 | 0 | 0 | 0 | 0 | 0 | 0 | 0 | 0 | 0 | 0 | 0 | 0 | 0 | 0 | 0 | 0 | 0 | 0 | 0 | 0 | 0 | 0 | 0 | 0 | 0 | 0 | 0 | 0 | 0 | 0 | 0 | 0 | 0 | 0 | 0 | 0 | 0 | 0 | 0 | 0 | 0 | 0 | 0 | 0 | 0 | 0 | 0 | 0 | 0 | 0 | 0 | 0 | 0 | 0 | 0 | 0 | 0 | 0 | 0 | 0 | 0 | 0 | 0 | 0 | 0 | 0 | 0 | 0 | 0 | 0 | 0 | 0 | 0 | 0 | 0 | 0 | 0 | 0 | 0 | 0 | 0 | 0 | 0 | 0 | 0 | 0 | 0 | 0 | 0 | 0 | 0 | 0 | 0 | 0 | 254.8782 | 254.8782 | 254.8782 | 254.8782 | 254.8782 | 254.8782 | 254.8782 | 254.8782 | 254.8782 | 254.8782 | 254.8782 | 254.8782 | 254.8782 | 254.8782 | 254.8782 | 254.8782 | 254.8782 | 254.8782 | 254.8782 | 254.8782 | 254.8782 | 254.8782 | 254.8782 | 254.8782 | 254.8782 | 254.8782 | 254.8782 | 254.8782 | 0 | 0 | 0 | 0 | 0 | 0 | 0 | 0 | 0 | 0 | 0 | 0 | 0 | 0 | 0 | 0 | 0 | 0 | 0 | 0 | 0 | 0 | 0 | 0 | 0 | 0 | 0 | 0 | 0 | 0 | 0 | 0 | 0 | 0 | 0 | 0 | 0 | 0 | 0 | 0 | 0 | 0 | 0 | 0 | 0 | 0 | 0 | 0 | 0 | 0 | 0 | 0 | 0 | 0 | 0 | 0 | 0 | 0 | 0 | 0 | 0 | 0 | 0 | 0 | 0 | 0 | 0 | 0 | 0 | 0 | 0 | 0 | 0 | 0 | 0 | 0 | 0 | 0 | 0 | 0 | 0 | 0 | 0 | 0 | 0 | 0 | 0 | 0 | 0 | 0 | 0 | 0 | 0 | 0 | 0 | 0 | 0 | 0 | 0 | 0 | 0 | 0 | 0 | 0 | 0 | 0 | 0 | 0 | 0 | 0 | 0 | 0 | 0 | 0
Retrocommissioning_Grocery_New_Not Applicable Segment or Vintage | Retrocommissioning_Grocery_New | Retrocommissioning_Commercial_New_Not Applicable Segment or Vintage_Not Applicable Segment or Vintage | Commercial | Grocery | New | Water Heating | Natural Gas | Retrocommissioning | NEQ | Not Applicable Segment or Vintage | 3 | 3 | 3 | 0 | 0 | 0 | 0 | 0 | RetroEven20 | 0.03333333333333333 | TBD | A | WCM400 | 0.7 | 0.42 | sqft | 0.0321 | 0 | 0 | 0 | 0 | Not Applicable Segment or Vintage | Not Applicable Segment or Vintage | Not Applicable Segment or Vintage | 0 | 0 | 0 | Not Applicable Segment or Vintage | Not Applicable Segment or Vintage | Not Applicable Segment or Vintage | Not Applicable Segment or Vintage | Not Applicable Segment or Vintage | Not Applicable Segment or Vintage | Not Applicable Segment or Vintage | Not Applicable Segment or Vintage | Not Applicable Segment or Vintage | Not Applicable Segment or Vintage | Not Applicable Segment or Vintage | Not Applicable Segment or Vintage | Not Applicable Segment or Vintage | Not Applicable Segment or Vintage | Not Applicable Segment or Vintage | Not Applicable Segment or Vintage | Not Applicable Segment or Vintage | Not Applicable Segment or Vintage | Not Applicable Segment or Vintage | Not Applicable Segment or Vintage | Not Applicable Segment or Vintage | Not Applicable Segment or Vintage | Not Applicable Segment or Vintage | Not Applicable Segment or Vintage | Not Applicable Segment or Vintage | Not Applicable Segment or Vintage | Not Applicable Segment or Vintage | Not Applicable Segment or Vintage | 0 | 0 | 0 | 0 | 0 | 0 | 0 | 0 | 0 | 0 | 0 | 0 | 0 | 0 | 0 | 0 | 0 | 0 | 0 | 0 | 0 | 0 | 0 | 0 | 0 | 0 | 0 | 0 | 0 | 0 | 0 | 0 | 0 | 0 | 0 | 0 | 0 | 0 | 0 | 0 | 0 | 0 | 0 | 0 | 0 | 0 | 0 | 0 | 0 | 0 | 0 | 0 | 0 | 0 | 0 | 0 | 0 | 0 | 0 | 0 | 0 | 0 | 0 | 0 | 0 | 0 | 0 | 0 | 0 | 0 | 0 | 0 | 0 | 0 | 0 | 0 | 0 | 0 | 0 | 0 | 0 | 0 | 0 | 0 | 0 | 0 | 0 | 0 | 0 | 0 | 0 | 0 | 0 | 0 | 0 | 0 | 0 | 0 | 0 | 0 | 0 | 0 | 0 | 0 | 0 | 0 | 0 | 0 | 0 | 0 | 0 | 0 | Not Applicable Segment or Vintage | Not Applicable Segment or Vintage | Not Applicable Segment or Vintage | Not Applicable Segment or Vintage | Not Applicable Segment or Vintage | Not Applicable Segment or Vintage | Not Applicable Segment or Vintage | Not Applicable Segment or Vintage | Not Applicable Segment or Vintage | Not Applicable Segment or Vintage | Not Applicable Segment or Vintage | Not Applicable Segment or Vintage | Not Applicable Segment or Vintage | Not Applicable Segment or Vintage | Not Applicable Segment or Vintage | Not Applicable Segment or Vintage | Not Applicable Segment or Vintage | Not Applicable Segment or Vintage | Not Applicable Segment or Vintage | Not Applicable Segment or Vintage | Not Applicable Segment or Vintage | Not Applicable Segment or Vintage | Not Applicable Segment or Vintage | Not Applicable Segment or Vintage | Not Applicable Segment or Vintage | Not Applicable Segment or Vintage | Not Applicable Segment or Vintage | Not Applicable Segment or Vintage | 0 | 0 | 0 | 0 | 0 | 0 | 0 | 0 | 0 | 0 | 0 | 0 | 0 | 0 | 0 | 0 | 0 | 0 | 0 | 0 | 0 | 0 | 0 | 0 | 0 | 0 | 0 | 0 | 0 | 0 | 0 | 0 | 0 | 0 | 0 | 0 | 0 | 0 | 0 | 0 | 0 | 0 | 0 | 0 | 0 | 0 | 0 | 0 | 0 | 0 | 0 | 0 | 0 | 0 | 0 | 0 | 0 | 0 | 0 | 0 | 0 | 0 | 0 | 0 | 0 | 0 | 0 | 0 | 0 | 0 | 0 | 0 | 0 | 0 | 0 | 0 | 0 | 0 | 0 | 0 | 0 | 0 | 0 | 0 | 0 | 0 | 0 | 0 | 0 | 0 | 0 | 0 | 0 | 0 | 0 | 0 | 0 | 0 | 0 | 0 | 0 | 0 | 0 | 0 | 0 | 0 | 0 | 0 | 0 | 0 | 0 | 0 | 0 | 0 | 0 | 0 | 0 | 0 | 0 | 0 | 0 | 0 | 0 | 0 | 0 | 0 | 0 | 0 | 0 | 0 | 0 | 0 | 0 | 0 | 0 | 0 | 0 | 0 | 0 | 0 | 0 | 0 | 0 | 0 | 0 | 0 | 0 | 0 | 0 | 0 | 0 | 0 | 0 | 0 | 0 | 0 | 0 | 0 | 0 | 0 | 0 | 0 | 0 | 0 | 0 | 0 | 0 | 0 | Not Applicable Segment or Vintage | Not Applicable Segment or Vintage | Not Applicable Segment or Vintage | Not Applicable Segment or Vintage | Not Applicable Segment or Vintage | Not Applicable Segment or Vintage | Not Applicable Segment or Vintage | Not Applicable Segment or Vintage | Not Applicable Segment or Vintage | Not Applicable Segment or Vintage | Not Applicable Segment or Vintage | Not Applicable Segment or Vintage | Not Applicable Segment or Vintage | Not Applicable Segment or Vintage | Not Applicable Segment or Vintage | Not Applicable Segment or Vintage | Not Applicable Segment or Vintage | Not Applicable Segment or Vintage | Not Applicable Segment or Vintage | Not Applicable Segment or Vintage | Not Applicable Segment or Vintage | Not Applicable Segment or Vintage | Not Applicable Segment or Vintage | Not Applicable Segment or Vintage | Not Applicable Segment or Vintage | Not Applicable Segment or Vintage | Not Applicable Segment or Vintage | Not Applicable Segment or Vintage | 0 | 0 | 0 | 0 | 0 | 0 | 0 | 0 | 0 | 0 | 0 | 0 | 0 | 0 | 0 | 0 | 0 | 0 | 0 | 0 | 0 | 0 | 0 | 0 | 0 | 0 | 0 | 0 | 0 | 0 | 0 | 0 | 0 | 0 | 0 | 0 | 0 | 0 | 0 | 0 | 0 | 0 | 0 | 0 | 0 | 0 | 0 | 0 | 0 | 0 | 0 | 0 | 0 | 0 | 0 | 0 | 0 | 0 | 0 | 0 | 0 | 0 | 0 | 0 | 0 | 0 | 0 | 0 | 0 | 0 | 0 | 0 | 0 | 0 | 0 | 0 | 0 | 0 | 0 | 0 | 0 | 0 | 0 | 0 | 0 | 0 | 0 | 0 | 0 | 0 | 0 | 0 | 0 | 0 | 0 | 0 | 0 | 0 | 0 | 0 | 0 | 0 | 0 | 0 | 0 | 0 | 0 | 0 | 0 | 0 | 0 | 0 | 0 | 0 | 0 | 0 | 0 | 0 | 0 | 0 | 0 | 0 | 0 | 0 | 0 | 0 | 0 | 0 | 0 | 0 | 0 | 0 | 0 | 0 | 0 | 0 | 0 | 0 | 0 | 0 | 0 | 0
Strategic Energy Management_Grocery_New_Implementation of strategic energy management program. | Strategic Energy Management_Grocery_New | Strategic Energy Management_Commercial_New_No strategic energy management._Implementation of strategic energy management program. | Commercial | Grocery | New | Water Heating | Natural Gas | Strategic Energy Management | NEQ | No strategic energy management. | 3 | 3 | 3 | 0 | 0 | 0 | 0 | 0 | RetroEven20 | 0.03333333333333333 | TBD | A | WCM398 | 0.7 | 0.42 | sqft | 0.0321 | 0 | 0 | 0 | 0 | 2021 Power Plan - Com-EM-2021P_V4 - Commercial SEM, Northwest Power and Conservation Council (NWPCC), 2021 Power Plan Conservation Supply Workbooks. January 2022. | 2021 Power Plan - Com-EM-2021P_V4 - Commercial SEM, Northwest Power and Conservation Council (NWPCC), 2021 Power Plan Conservation Supply Workbooks. January 2022. | 2021 Power Plan - Com-EM-2021P_V4 - Commercial SEM, Northwest Power and Conservation Council (NWPCC), 2021 Power Plan Conservation Supply Workbooks. January 2022. | 0 | 0 | 1.1012 | No strategic energy management. | No strategic energy management. | No strategic energy management. | No strategic energy management. | No strategic energy management. | No strategic energy management. | No strategic energy management. | No strategic energy management. | No strategic energy management. | No strategic energy management. | No strategic energy management. | No strategic energy management. | No strategic energy management. | No strategic energy management. | No strategic energy management. | No strategic energy management. | No strategic energy management. | No strategic energy management. | No strategic energy management. | No strategic energy management. | No strategic energy management. | No strategic energy management. | No strategic energy management. | No strategic energy management. | No strategic energy management. | No strategic energy management. | No strategic energy management. | No strategic energy management. | 0 | 0 | 0 | 0 | 0 | 0 | 0 | 0 | 0 | 0 | 0 | 0 | 0 | 0 | 0 | 0 | 0 | 0 | 0 | 0 | 0 | 0 | 0 | 0 | 0 | 0 | 0 | 0 | 0 | 0 | 0 | 0 | 0 | 0 | 0 | 0 | 0 | 0 | 0 | 0 | 0 | 0 | 0 | 0 | 0 | 0 | 0 | 0 | 0 | 0 | 0 | 0 | 0 | 0 | 0 | 0 | 0 | 0 | 0 | 0 | 0 | 0 | 0 | 0 | 0 | 0 | 0 | 0 | 0 | 0 | 0 | 0 | 0 | 0 | 0 | 0 | 0 | 0 | 0 | 0 | 0 | 0 | 0 | 0 | 0 | 0 | 0 | 0 | 0 | 0 | 0 | 0 | 0 | 0 | 0 | 0 | 0 | 0 | 0 | 0 | 0 | 0 | 0 | 0 | 0 | 0 | 0 | 0 | 0 | 0 | 0 | 0 | Implementation of strategic energy management program. | Implementation of strategic energy management program. | Implementation of strategic energy management program. | Implementation of strategic energy management program. | Implementation of strategic energy management program. | Implementation of strategic energy management program. | Implementation of strategic energy management program. | Implementation of strategic energy management program. | Implementation of strategic energy management program. | Implementation of strategic energy management program. | Implementation of strategic energy management program. | Implementation of strategic energy management program. | Implementation of strategic energy management program. | Implementation of strategic energy management program. | Implementation of strategic energy management program. | Implementation of strategic energy management program. | Implementation of strategic energy management program. | Implementation of strategic energy management program. | Implementation of strategic energy management program. | Implementation of strategic energy management program. | Implementation of strategic energy management program. | Implementation of strategic energy management program. | Implementation of strategic energy management program. | Implementation of strategic energy management program. | Implementation of strategic energy management program. | Implementation of strategic energy management program. | Implementation of strategic energy management program. | Implementation of strategic energy management program. | 1.1012 | 1.1012 | 1.1012 | 1.1012 | 1.1012 | 1.1012 | 1.1012 | 1.1012 | 1.1012 | 1.1012 | 1.1012 | 1.1012 | 1.1012 | 1.1012 | 1.1012 | 1.1012 | 1.1012 | 1.1012 | 1.1012 | 1.1012 | 1.1012 | 1.1012 | 1.1012 | 1.1012 | 1.1012 | 1.1012 | 1.1012 | 1.1012 | 0 | 0 | 0 | 0 | 0 | 0 | 0 | 0 | 0 | 0 | 0 | 0 | 0 | 0 | 0 | 0 | 0 | 0 | 0 | 0 | 0 | 0 | 0 | 0 | 0 | 0 | 0 | 0 | 0 | 0 | 0 | 0 | 0 | 0 | 0 | 0 | 0 | 0 | 0 | 0 | 0 | 0 | 0 | 0 | 0 | 0 | 0 | 0 | 0 | 0 | 0 | 0 | 0 | 0 | 0 | 0 | 0 | 0 | 0 | 0 | 0 | 0 | 0 | 0 | 0 | 0 | 0 | 0 | 0 | 0 | 0 | 0 | 0 | 0 | 0 | 0 | 0 | 0 | 0 | 0 | 0 | 0 | 0 | 0 | 0 | 0 | 0 | 0 | 0 | 0 | 0 | 0 | 0 | 0 | 0 | 0 | 0 | 0 | 0 | 0 | 0 | 0 | 0 | 0 | 0 | 0 | 0 | 0 | 0 | 0 | 0 | 0 | 0 | 0 | 0 | 0 | 0 | 0 | 0 | 0 | 0 | 0 | 0 | 0 | 0 | 0 | 0 | 0 | 0 | 0 | 0 | 0 | 0 | 0 | 0 | 0 | 0 | 0 | 0 | 0 | Implementation of strategic energy management program. | Implementation of strategic energy management program. | Implementation of strategic energy management program. | Implementation of strategic energy management program. | Implementation of strategic energy management program. | Implementation of strategic energy management program. | Implementation of strategic energy management program. | Implementation of strategic energy management program. | Implementation of strategic energy management program. | Implementation of strategic energy management program. | Implementation of strategic energy management program. | Implementation of strategic energy management program. | Implementation of strategic energy management program. | Implementation of strategic energy management program. | Implementation of strategic energy management program. | Implementation of strategic energy management program. | Implementation of strategic energy management program. | Implementation of strategic energy management program. | Implementation of strategic energy management program. | Implementation of strategic energy management program. | Implementation of strategic energy management program. | Implementation of strategic energy management program. | Implementation of strategic energy management program. | Implementation of strategic energy management program. | Implementation of strategic energy management program. | Implementation of strategic energy management program. | Implementation of strategic energy management program. | Implementation of strategic energy management program. | 1.1012 | 1.1012 | 1.1012 | 1.1012 | 1.1012 | 1.1012 | 1.1012 | 1.1012 | 1.1012 | 1.1012 | 1.1012 | 1.1012 | 1.1012 | 1.1012 | 1.1012 | 1.1012 | 1.1012 | 1.1012 | 1.1012 | 1.1012 | 1.1012 | 1.1012 | 1.1012 | 1.1012 | 1.1012 | 1.1012 | 1.1012 | 1.1012 | 0 | 0 | 0 | 0 | 0 | 0 | 0 | 0 | 0 | 0 | 0 | 0 | 0 | 0 | 0 | 0 | 0 | 0 | 0 | 0 | 0 | 0 | 0 | 0 | 0 | 0 | 0 | 0 | 0 | 0 | 0 | 0 | 0 | 0 | 0 | 0 | 0 | 0 | 0 | 0 | 0 | 0 | 0 | 0 | 0 | 0 | 0 | 0 | 0 | 0 | 0 | 0 | 0 | 0 | 0 | 0 | 0 | 0 | 0 | 0 | 0 | 0 | 0 | 0 | 0 | 0 | 0 | 0 | 0 | 0 | 0 | 0 | 0 | 0 | 0 | 0 | 0 | 0 | 0 | 0 | 0 | 0 | 0 | 0 | 0 | 0 | 0 | 0 | 0 | 0 | 0 | 0 | 0 | 0 | 0 | 0 | 0 | 0 | 0 | 0 | 0 | 0 | 0 | 0 | 0 | 0 | 0 | 0 | 0 | 0 | 0 | 0 | 0 | 0
Water Heater - Pre-Rinse Spray Valve_Grocery_New_New/replacement pre-rinse spray nozzle rated 1.0 GPM (0.92 GPM in situ) | Water Heater - Pre-Rinse Spray Valve_Grocery_New | Water Heater - Pre-Rinse Spray Valve_Commercial_New_Pre-rinse spray valve rated 1.6GPM (1.33 GPM in situ)_New/replacement pre-rinse spray nozzle rated 1.0 GPM (0.92 GPM in situ) | Commercial | Grocery | New | Water Heating | Natural Gas | Water Heater - Pre-Rinse Spray Valve | NEQ | Pre-rinse spray valve rated 1.6GPM (1.33 GPM in situ) | 5 | 5 | 5 | 6.5603 | 0 | 0 | 0.25 | 0.53333 | Retro12Med | 3.879925052500492E-06 | TBD | A | WCM382 | 0.7 | 0.42 | KitchenFaucet | 0.0321 | 0 | 0 | 0 | 0 | Regional Technical Forum. Pre-Rinse Spray Valve - UES Workbook, Version 2.5. Northwest Power and Conservation Council. December 20, 2019 | Regional Technical Forum. Pre-Rinse Spray Valve - UES Workbook, Version 2.5. Northwest Power and Conservation Council. December 20, 2019 | Regional Technical Forum. Pre-Rinse Spray Valve - UES Workbook, Version 2.5. Northwest Power and Conservation Council. December 20, 2019 | 0 | 0 | 104.6129 | Pre-rinse spray valve rated 1.6GPM (1.33 GPM in situ) | Pre-rinse spray valve rated 1.6GPM (1.33 GPM in situ) | Pre-rinse spray valve rated 1.6GPM (1.33 GPM in situ) | Pre-rinse spray valve rated 1.6GPM (1.33 GPM in situ) | Pre-rinse spray valve rated 1.6GPM (1.33 GPM in situ) | Pre-rinse spray valve rated 1.6GPM (1.33 GPM in situ) | Pre-rinse spray valve rated 1.6GPM (1.33 GPM in situ) | Pre-rinse spray valve rated 1.6GPM (1.33 GPM in situ) | Pre-rinse spray valve rated 1.6GPM (1.33 GPM in situ) | Pre-rinse spray valve rated 1.6GPM (1.33 GPM in situ) | Pre-rinse spray valve rated 1.6GPM (1.33 GPM in situ) | Pre-rinse spray valve rated 1.6GPM (1.33 GPM in situ) | Pre-rinse spray valve rated 1.6GPM (1.33 GPM in situ) | Pre-rinse spray valve rated 1.6GPM (1.33 GPM in situ) | Pre-rinse spray valve rated 1.6GPM (1.33 GPM in situ) | Pre-rinse spray valve rated 1.6GPM (1.33 GPM in situ) | Pre-rinse spray valve rated 1.6GPM (1.33 GPM in situ) | Pre-rinse spray valve rated 1.6GPM (1.33 GPM in situ) | Pre-rinse spray valve rated 1.6GPM (1.33 GPM in situ) | Pre-rinse spray valve rated 1.6GPM (1.33 GPM in situ) | Pre-rinse spray valve rated 1.6GPM (1.33 GPM in situ) | Pre-rinse spray valve rated 1.6GPM (1.33 GPM in situ) | Pre-rinse spray valve rated 1.6GPM (1.33 GPM in situ) | Pre-rinse spray valve rated 1.6GPM (1.33 GPM in situ) | Pre-rinse spray valve rated 1.6GPM (1.33 GPM in situ) | Pre-rinse spray valve rated 1.6GPM (1.33 GPM in situ) | Pre-rinse spray valve rated 1.6GPM (1.33 GPM in situ) | Pre-rinse spray valve rated 1.6GPM (1.33 GPM in situ) | 0 | 0 | 0 | 0 | 0 | 0 | 0 | 0 | 0 | 0 | 0 | 0 | 0 | 0 | 0 | 0 | 0 | 0 | 0 | 0 | 0 | 0 | 0 | 0 | 0 | 0 | 0 | 0 | 0 | 0 | 0 | 0 | 0 | 0 | 0 | 0 | 0 | 0 | 0 | 0 | 0 | 0 | 0 | 0 | 0 | 0 | 0 | 0 | 0 | 0 | 0 | 0 | 0 | 0 | 0 | 0 | 0 | 0 | 0 | 0 | 0 | 0 | 0 | 0 | 0 | 0 | 0 | 0 | 0 | 0 | 0 | 0 | 0 | 0 | 0 | 0 | 0 | 0 | 0 | 0 | 0 | 0 | 0 | 0 | 0 | 0 | 0 | 0 | 0 | 0 | 0 | 0 | 0 | 0 | 0 | 0 | 0 | 0 | 0 | 0 | 0 | 0 | 0 | 0 | 0 | 0 | 0 | 0 | 0 | 0 | 0 | 0 | New/replacement pre-rinse spray nozzle rated 1.0 GPM (0.92 GPM in situ) | New/replacement pre-rinse spray nozzle rated 1.0 GPM (0.92 GPM in situ) | New/replacement pre-rinse spray nozzle rated 1.0 GPM (0.92 GPM in situ) | New/replacement pre-rinse spray nozzle rated 1.0 GPM (0.92 GPM in situ) | New/replacement pre-rinse spray nozzle rated 1.0 GPM (0.92 GPM in situ) | New/replacement pre-rinse spray nozzle rated 1.0 GPM (0.92 GPM in situ) | New/replacement pre-rinse spray nozzle rated 1.0 GPM (0.92 GPM in situ) | New/replacement pre-rinse spray nozzle rated 1.0 GPM (0.92 GPM in situ) | New/replacement pre-rinse spray nozzle rated 1.0 GPM (0.92 GPM in situ) | New/replacement pre-rinse spray nozzle rated 1.0 GPM (0.92 GPM in situ) | New/replacement pre-rinse spray nozzle rated 1.0 GPM (0.92 GPM in situ) | New/replacement pre-rinse spray nozzle rated 1.0 GPM (0.92 GPM in situ) | New/replacement pre-rinse spray nozzle rated 1.0 GPM (0.92 GPM in situ) | New/replacement pre-rinse spray nozzle rated 1.0 GPM (0.92 GPM in situ) | New/replacement pre-rinse spray nozzle rated 1.0 GPM (0.92 GPM in situ) | New/replacement pre-rinse spray nozzle rated 1.0 GPM (0.92 GPM in situ) | New/replacement pre-rinse spray nozzle rated 1.0 GPM (0.92 GPM in situ) | New/replacement pre-rinse spray nozzle rated 1.0 GPM (0.92 GPM in situ) | New/replacement pre-rinse spray nozzle rated 1.0 GPM (0.92 GPM in situ) | New/replacement pre-rinse spray nozzle rated 1.0 GPM (0.92 GPM in situ) | New/replacement pre-rinse spray nozzle rated 1.0 GPM (0.92 GPM in situ) | New/replacement pre-rinse spray nozzle rated 1.0 GPM (0.92 GPM in situ) | New/replacement pre-rinse spray nozzle rated 1.0 GPM (0.92 GPM in situ) | New/replacement pre-rinse spray nozzle rated 1.0 GPM (0.92 GPM in situ) | New/replacement pre-rinse spray nozzle rated 1.0 GPM (0.92 GPM in situ) | New/replacement pre-rinse spray nozzle rated 1.0 GPM (0.92 GPM in situ) | New/replacement pre-rinse spray nozzle rated 1.0 GPM (0.92 GPM in situ) | New/replacement pre-rinse spray nozzle rated 1.0 GPM (0.92 GPM in situ) | 104.6129 | 104.6129 | 104.6129 | 104.6129 | 104.6129 | 104.6129 | 104.6129 | 104.6129 | 104.6129 | 104.6129 | 104.6129 | 104.6129 | 104.6129 | 104.6129 | 104.6129 | 104.6129 | 104.6129 | 104.6129 | 104.6129 | 104.6129 | 104.6129 | 104.6129 | 104.6129 | 104.6129 | 104.6129 | 104.6129 | 104.6129 | 104.6129 | 6.5603 | 6.5603 | 6.5603 | 6.5603 | 6.5603 | 6.5603 | 6.5603 | 6.5603 | 6.5603 | 6.5603 | 6.5603 | 6.5603 | 6.5603 | 6.5603 | 6.5603 | 6.5603 | 6.5603 | 6.5603 | 6.5603 | 6.5603 | 6.5603 | 6.5603 | 6.5603 | 6.5603 | 6.5603 | 6.5603 | 6.5603 | 6.5603 | 0 | 0 | 0 | 0 | 0 | 0 | 0 | 0 | 0 | 0 | 0 | 0 | 0 | 0 | 0 | 0 | 0 | 0 | 0 | 0 | 0 | 0 | 0 | 0 | 0 | 0 | 0 | 0 | 0 | 0 | 0 | 0 | 0 | 0 | 0 | 0 | 0 | 0 | 0 | 0 | 0 | 0 | 0 | 0 | 0 | 0 | 0 | 0 | 0 | 0 | 0 | 0 | 0 | 0 | 0 | 0 | 0 | 0 | 0 | 0 | 0 | 0 | 0 | 0 | 0 | 0 | 0 | 0 | 0 | 0 | 0 | 0 | 0 | 0 | 0 | 0 | 0 | 0 | 0 | 0 | 0 | 0 | 0 | 0 | 0 | 0 | 0 | 0 | 0 | 0 | 0 | 0 | 0 | 0 | 0 | 0 | 0 | 0 | 0 | 0 | 0 | 0 | 0 | 0 | 0 | 0 | 0 | 0 | 0 | 0 | 0 | 0 | New/replacement pre-rinse spray nozzle rated 1.0 GPM (0.92 GPM in situ) | New/replacement pre-rinse spray nozzle rated 1.0 GPM (0.92 GPM in situ) | New/replacement pre-rinse spray nozzle rated 1.0 GPM (0.92 GPM in situ) | New/replacement pre-rinse spray nozzle rated 1.0 GPM (0.92 GPM in situ) | New/replacement pre-rinse spray nozzle rated 1.0 GPM (0.92 GPM in situ) | New/replacement pre-rinse spray nozzle rated 1.0 GPM (0.92 GPM in situ) | New/replacement pre-rinse spray nozzle rated 1.0 GPM (0.92 GPM in situ) | New/replacement pre-rinse spray nozzle rated 1.0 GPM (0.92 GPM in situ) | New/replacement pre-rinse spray nozzle rated 1.0 GPM (0.92 GPM in situ) | New/replacement pre-rinse spray nozzle rated 1.0 GPM (0.92 GPM in situ) | New/replacement pre-rinse spray nozzle rated 1.0 GPM (0.92 GPM in situ) | New/replacement pre-rinse spray nozzle rated 1.0 GPM (0.92 GPM in situ) | New/replacement pre-rinse spray nozzle rated 1.0 GPM (0.92 GPM in situ) | New/replacement pre-rinse spray nozzle rated 1.0 GPM (0.92 GPM in situ) | New/replacement pre-rinse spray nozzle rated 1.0 GPM (0.92 GPM in situ) | New/replacement pre-rinse spray nozzle rated 1.0 GPM (0.92 GPM in situ) | New/replacement pre-rinse spray nozzle rated 1.0 GPM (0.92 GPM in situ) | New/replacement pre-rinse spray nozzle rated 1.0 GPM (0.92 GPM in situ) | New/replacement pre-rinse spray nozzle rated 1.0 GPM (0.92 GPM in situ) | New/replacement pre-rinse spray nozzle rated 1.0 GPM (0.92 GPM in situ) | New/replacement pre-rinse spray nozzle rated 1.0 GPM (0.92 GPM in situ) | New/replacement pre-rinse spray nozzle rated 1.0 GPM (0.92 GPM in situ) | New/replacement pre-rinse spray nozzle rated 1.0 GPM (0.92 GPM in situ) | New/replacement pre-rinse spray nozzle rated 1.0 GPM (0.92 GPM in situ) | New/replacement pre-rinse spray nozzle rated 1.0 GPM (0.92 GPM in situ) | New/replacement pre-rinse spray nozzle rated 1.0 GPM (0.92 GPM in situ) | New/replacement pre-rinse spray nozzle rated 1.0 GPM (0.92 GPM in situ) | New/replacement pre-rinse spray nozzle rated 1.0 GPM (0.92 GPM in situ) | 104.6129 | 104.6129 | 104.6129 | 104.6129 | 104.6129 | 104.6129 | 104.6129 | 104.6129 | 104.6129 | 104.6129 | 104.6129 | 104.6129 | 104.6129 | 104.6129 | 104.6129 | 104.6129 | 104.6129 | 104.6129 | 104.6129 | 104.6129 | 104.6129 | 104.6129 | 104.6129 | 104.6129 | 104.6129 | 104.6129 | 104.6129 | 104.6129 | 6.5603 | 6.5603 | 6.5603 | 6.5603 | 6.5603 | 6.5603 | 6.5603 | 6.5603 | 6.5603 | 6.5603 | 6.5603 | 6.5603 | 6.5603 | 6.5603 | 6.5603 | 6.5603 | 6.5603 | 6.5603 | 6.5603 | 6.5603 | 6.5603 | 6.5603 | 6.5603 | 6.5603 | 6.5603 | 6.5603 | 6.5603 | 6.5603 | 0 | 0 | 0 | 0 | 0 | 0 | 0 | 0 | 0 | 0 | 0 | 0 | 0 | 0 | 0 | 0 | 0 | 0 | 0 | 0 | 0 | 0 | 0 | 0 | 0 | 0 | 0 | 0 | 0 | 0 | 0 | 0 | 0 | 0 | 0 | 0 | 0 | 0 | 0 | 0 | 0 | 0 | 0 | 0 | 0 | 0 | 0 | 0 | 0 | 0 | 0 | 0 | 0 | 0 | 0 | 0 | 0 | 0 | 0 | 0 | 0 | 0 | 0 | 0 | 0 | 0 | 0 | 0 | 0 | 0 | 0 | 0 | 0 | 0 | 0 | 0 | 0 | 0 | 0 | 0 | 0 | 0 | 0 | 0 | 0 | 0
Water Heater - Solar System_Grocery_New_Solar water heating system | Water Heater - Solar System_Grocery_New | Water Heater - Solar System_Commercial_New_Central storage gas water heater_Solar water heating system | Commercial | Grocery | New | Water Heating | Natural Gas | Water Heater - Solar System | NEQ | Central storage gas water heater | 15 | 15 | 15 | 0.003137 | 0 | 0 | 0 | 0.1 | Retro1Slow | 0.012666666666666666 | TBD | A | WCM385 | 0.7 | 0.42 | sqft cond | 0.0321 | 0 | 0 | 0 | 0 | CA eTRM - Solar Thermal Water Heating System, Multifamily - SWWH034-03 | CA eTRM - Solar Thermal Water Heating System, Multifamily - SWWH034-03 and Applied Energy Group Research - AEG Measure Research v1.3 SEP23 | CA eTRM - Solar Thermal Water Heating System, Multifamily - SWWH034-03 | 0 | 0 | 0.14763 | Central storage gas water heater | Central storage gas water heater | Central storage gas water heater | Central storage gas water heater | Central storage gas water heater | Central storage gas water heater | Central storage gas water heater | Central storage gas water heater | Central storage gas water heater | Central storage gas water heater | Central storage gas water heater | Central storage gas water heater | Central storage gas water heater | Central storage gas water heater | Central storage gas water heater | Central storage gas water heater | Central storage gas water heater | Central storage gas water heater | Central storage gas water heater | Central storage gas water heater | Central storage gas water heater | Central storage gas water heater | Central storage gas water heater | Central storage gas water heater | Central storage gas water heater | Central storage gas water heater | Central storage gas water heater | Central storage gas water heater | 0 | 0 | 0 | 0 | 0 | 0 | 0 | 0 | 0 | 0 | 0 | 0 | 0 | 0 | 0 | 0 | 0 | 0 | 0 | 0 | 0 | 0 | 0 | 0 | 0 | 0 | 0 | 0 | 0 | 0 | 0 | 0 | 0 | 0 | 0 | 0 | 0 | 0 | 0 | 0 | 0 | 0 | 0 | 0 | 0 | 0 | 0 | 0 | 0 | 0 | 0 | 0 | 0 | 0 | 0 | 0 | 0 | 0 | 0 | 0 | 0 | 0 | 0 | 0 | 0 | 0 | 0 | 0 | 0 | 0 | 0 | 0 | 0 | 0 | 0 | 0 | 0 | 0 | 0 | 0 | 0 | 0 | 0 | 0 | 0 | 0 | 0 | 0 | 0 | 0 | 0 | 0 | 0 | 0 | 0 | 0 | 0 | 0 | 0 | 0 | 0 | 0 | 0 | 0 | 0 | 0 | 0 | 0 | 0 | 0 | 0 | 0 | Solar water heating system | Solar water heating system | Solar water heating system | Solar water heating system | Solar water heating system | Solar water heating system | Solar water heating system | Solar water heating system | Solar water heating system | Solar water heating system | Solar water heating system | Solar water heating system | Solar water heating system | Solar water heating system | Solar water heating system | Solar water heating system | Solar water heating system | Solar water heating system | Solar water heating system | Solar water heating system | Solar water heating system | Solar water heating system | Solar water heating system | Solar water heating system | Solar water heating system | Solar water heating system | Solar water heating system | Solar water heating system | 0.1476 | 0.1476 | 0.1476 | 0.1476 | 0.1476 | 0.1476 | 0.1476 | 0.1476 | 0.1476 | 0.1476 | 0.1476 | 0.1476 | 0.1476 | 0.1476 | 0.1476 | 0.1476 | 0.1476 | 0.1476 | 0.1476 | 0.1476 | 0.1476 | 0.1476 | 0.1476 | 0.1476 | 0.1476 | 0.1476 | 0.1476 | 0.1476 | 0.0031 | 0.0031 | 0.0031 | 0.0031 | 0.0031 | 0.0031 | 0.0031 | 0.0031 | 0.0031 | 0.0031 | 0.0031 | 0.0031 | 0.0031 | 0.0031 | 0.0031 | 0.0031 | 0.0031 | 0.0031 | 0.0031 | 0.0031 | 0.0031 | 0.0031 | 0.0031 | 0.0031 | 0.0031 | 0.0031 | 0.0031 | 0.0031 | 0 | 0 | 0 | 0 | 0 | 0 | 0 | 0 | 0 | 0 | 0 | 0 | 0 | 0 | 0 | 0 | 0 | 0 | 0 | 0 | 0 | 0 | 0 | 0 | 0 | 0 | 0 | 0 | 0 | 0 | 0 | 0 | 0 | 0 | 0 | 0 | 0 | 0 | 0 | 0 | 0 | 0 | 0 | 0 | 0 | 0 | 0 | 0 | 0 | 0 | 0 | 0 | 0 | 0 | 0 | 0 | 0 | 0 | 0 | 0 | 0 | 0 | 0 | 0 | 0 | 0 | 0 | 0 | 0 | 0 | 0 | 0 | 0 | 0 | 0 | 0 | 0 | 0 | 0 | 0 | 0 | 0 | 0 | 0 | 0 | 0 | 0 | 0 | 0 | 0 | 0 | 0 | 0 | 0 | 0 | 0 | 0 | 0 | 0 | 0 | 0 | 0 | 0 | 0 | 0 | 0 | 0 | 0 | 0 | 0 | 0 | 0 | Solar water heating system | Solar water heating system | Solar water heating system | Solar water heating system | Solar water heating system | Solar water heating system | Solar water heating system | Solar water heating system | Solar water heating system | Solar water heating system | Solar water heating system | Solar water heating system | Solar water heating system | Solar water heating system | Solar water heating system | Solar water heating system | Solar water heating system | Solar water heating system | Solar water heating system | Solar water heating system | Solar water heating system | Solar water heating system | Solar water heating system | Solar water heating system | Solar water heating system | Solar water heating system | Solar water heating system | Solar water heating system | 0.1476 | 0.1476 | 0.1476 | 0.1476 | 0.1476 | 0.1476 | 0.1476 | 0.1476 | 0.1476 | 0.1476 | 0.1476 | 0.1476 | 0.1476 | 0.1476 | 0.1476 | 0.1476 | 0.1476 | 0.1476 | 0.1476 | 0.1476 | 0.1476 | 0.1476 | 0.1476 | 0.1476 | 0.1476 | 0.1476 | 0.1476 | 0.1476 | 0.0031 | 0.0031 | 0.0031 | 0.0031 | 0.0031 | 0.0031 | 0.0031 | 0.0031 | 0.0031 | 0.0031 | 0.0031 | 0.0031 | 0.0031 | 0.0031 | 0.0031 | 0.0031 | 0.0031 | 0.0031 | 0.0031 | 0.0031 | 0.0031 | 0.0031 | 0.0031 | 0.0031 | 0.0031 | 0.0031 | 0.0031 | 0.0031 | 0 | 0 | 0 | 0 | 0 | 0 | 0 | 0 | 0 | 0 | 0 | 0 | 0 | 0 | 0 | 0 | 0 | 0 | 0 | 0 | 0 | 0 | 0 | 0 | 0 | 0 | 0 | 0 | 0 | 0 | 0 | 0 | 0 | 0 | 0 | 0 | 0 | 0 | 0 | 0 | 0 | 0 | 0 | 0 | 0 | 0 | 0 | 0 | 0 | 0 | 0 | 0 | 0 | 0 | 0 | 0 | 0 | 0 | 0 | 0 | 0 | 0 | 0 | 0 | 0 | 0 | 0 | 0 | 0 | 0 | 0 | 0 | 0 | 0 | 0 | 0 | 0 | 0 | 0 | 0 | 0 | 0 | 0 | 0 | 0 | 0
Circulation Pump - Controls_Grocery_New_Not Applicable Segment or Vintage | Circulation Pump - Controls_Grocery_New | Circulation Pump - Controls_Commercial_New_Not Applicable Segment or Vintage_Not Applicable Segment or Vintage | Commercial | Grocery | New | Water Heating | Natural Gas | Circulation Pump - Controls | NEQ | Not Applicable Segment or Vintage | 11 | 11 | 11 | 0 | 0 | 0 | 0 | 0 | Retro3Slow | 0.004128203794943829 | TBD | A | WCM386 | 0.7 | 0.42 | sqft | 0.0321 | 0 | 0 | 0 | 0 | Not Applicable Segment or Vintage | Not Applicable Segment or Vintage | Not Applicable Segment or Vintage | 0 | 0 | 0 | Not Applicable Segment or Vintage | Not Applicable Segment or Vintage | Not Applicable Segment or Vintage | Not Applicable Segment or Vintage | Not Applicable Segment or Vintage | Not Applicable Segment or Vintage | Not Applicable Segment or Vintage | Not Applicable Segment or Vintage | Not Applicable Segment or Vintage | Not Applicable Segment or Vintage | Not Applicable Segment or Vintage | Not Applicable Segment or Vintage | Not Applicable Segment or Vintage | Not Applicable Segment or Vintage | Not Applicable Segment or Vintage | Not Applicable Segment or Vintage | Not Applicable Segment or Vintage | Not Applicable Segment or Vintage | Not Applicable Segment or Vintage | Not Applicable Segment or Vintage | Not Applicable Segment or Vintage | Not Applicable Segment or Vintage | Not Applicable Segment or Vintage | Not Applicable Segment or Vintage | Not Applicable Segment or Vintage | Not Applicable Segment or Vintage | Not Applicable Segment or Vintage | Not Applicable Segment or Vintage | 0 | 0 | 0 | 0 | 0 | 0 | 0 | 0 | 0 | 0 | 0 | 0 | 0 | 0 | 0 | 0 | 0 | 0 | 0 | 0 | 0 | 0 | 0 | 0 | 0 | 0 | 0 | 0 | 0 | 0 | 0 | 0 | 0 | 0 | 0 | 0 | 0 | 0 | 0 | 0 | 0 | 0 | 0 | 0 | 0 | 0 | 0 | 0 | 0 | 0 | 0 | 0 | 0 | 0 | 0 | 0 | 0 | 0 | 0 | 0 | 0 | 0 | 0 | 0 | 0 | 0 | 0 | 0 | 0 | 0 | 0 | 0 | 0 | 0 | 0 | 0 | 0 | 0 | 0 | 0 | 0 | 0 | 0 | 0 | 0 | 0 | 0 | 0 | 0 | 0 | 0 | 0 | 0 | 0 | 0 | 0 | 0 | 0 | 0 | 0 | 0 | 0 | 0 | 0 | 0 | 0 | 0 | 0 | 0 | 0 | 0 | 0 | Not Applicable Segment or Vintage | Not Applicable Segment or Vintage | Not Applicable Segment or Vintage | Not Applicable Segment or Vintage | Not Applicable Segment or Vintage | Not Applicable Segment or Vintage | Not Applicable Segment or Vintage | Not Applicable Segment or Vintage | Not Applicable Segment or Vintage | Not Applicable Segment or Vintage | Not Applicable Segment or Vintage | Not Applicable Segment or Vintage | Not Applicable Segment or Vintage | Not Applicable Segment or Vintage | Not Applicable Segment or Vintage | Not Applicable Segment or Vintage | Not Applicable Segment or Vintage | Not Applicable Segment or Vintage | Not Applicable Segment or Vintage | Not Applicable Segment or Vintage | Not Applicable Segment or Vintage | Not Applicable Segment or Vintage | Not Applicable Segment or Vintage | Not Applicable Segment or Vintage | Not Applicable Segment or Vintage | Not Applicable Segment or Vintage | Not Applicable Segment or Vintage | Not Applicable Segment or Vintage | 0 | 0 | 0 | 0 | 0 | 0 | 0 | 0 | 0 | 0 | 0 | 0 | 0 | 0 | 0 | 0 | 0 | 0 | 0 | 0 | 0 | 0 | 0 | 0 | 0 | 0 | 0 | 0 | 0 | 0 | 0 | 0 | 0 | 0 | 0 | 0 | 0 | 0 | 0 | 0 | 0 | 0 | 0 | 0 | 0 | 0 | 0 | 0 | 0 | 0 | 0 | 0 | 0 | 0 | 0 | 0 | 0 | 0 | 0 | 0 | 0 | 0 | 0 | 0 | 0 | 0 | 0 | 0 | 0 | 0 | 0 | 0 | 0 | 0 | 0 | 0 | 0 | 0 | 0 | 0 | 0 | 0 | 0 | 0 | 0 | 0 | 0 | 0 | 0 | 0 | 0 | 0 | 0 | 0 | 0 | 0 | 0 | 0 | 0 | 0 | 0 | 0 | 0 | 0 | 0 | 0 | 0 | 0 | 0 | 0 | 0 | 0 | 0 | 0 | 0 | 0 | 0 | 0 | 0 | 0 | 0 | 0 | 0 | 0 | 0 | 0 | 0 | 0 | 0 | 0 | 0 | 0 | 0 | 0 | 0 | 0 | 0 | 0 | 0 | 0 | 0 | 0 | 0 | 0 | 0 | 0 | 0 | 0 | 0 | 0 | 0 | 0 | 0 | 0 | 0 | 0 | 0 | 0 | 0 | 0 | 0 | 0 | 0 | 0 | 0 | 0 | 0 | 0 | Not Applicable Segment or Vintage | Not Applicable Segment or Vintage | Not Applicable Segment or Vintage | Not Applicable Segment or Vintage | Not Applicable Segment or Vintage | Not Applicable Segment or Vintage | Not Applicable Segment or Vintage | Not Applicable Segment or Vintage | Not Applicable Segment or Vintage | Not Applicable Segment or Vintage | Not Applicable Segment or Vintage | Not Applicable Segment or Vintage | Not Applicable Segment or Vintage | Not Applicable Segment or Vintage | Not Applicable Segment or Vintage | Not Applicable Segment or Vintage | Not Applicable Segment or Vintage | Not Applicable Segment or Vintage | Not Applicable Segment or Vintage | Not Applicable Segment or Vintage | Not Applicable Segment or Vintage | Not Applicable Segment or Vintage | Not Applicable Segment or Vintage | Not Applicable Segment or Vintage | Not Applicable Segment or Vintage | Not Applicable Segment or Vintage | Not Applicable Segment or Vintage | Not Applicable Segment or Vintage | 0 | 0 | 0 | 0 | 0 | 0 | 0 | 0 | 0 | 0 | 0 | 0 | 0 | 0 | 0 | 0 | 0 | 0 | 0 | 0 | 0 | 0 | 0 | 0 | 0 | 0 | 0 | 0 | 0 | 0 | 0 | 0 | 0 | 0 | 0 | 0 | 0 | 0 | 0 | 0 | 0 | 0 | 0 | 0 | 0 | 0 | 0 | 0 | 0 | 0 | 0 | 0 | 0 | 0 | 0 | 0 | 0 | 0 | 0 | 0 | 0 | 0 | 0 | 0 | 0 | 0 | 0 | 0 | 0 | 0 | 0 | 0 | 0 | 0 | 0 | 0 | 0 | 0 | 0 | 0 | 0 | 0 | 0 | 0 | 0 | 0 | 0 | 0 | 0 | 0 | 0 | 0 | 0 | 0 | 0 | 0 | 0 | 0 | 0 | 0 | 0 | 0 | 0 | 0 | 0 | 0 | 0 | 0 | 0 | 0 | 0 | 0 | 0 | 0 | 0 | 0 | 0 | 0 | 0 | 0 | 0 | 0 | 0 | 0 | 0 | 0 | 0 | 0 | 0 | 0 | 0 | 0 | 0 | 0 | 0 | 0 | 0 | 0 | 0 | 0 | 0 | 0
Commercial Laundry - ENERGY STAR Washer (8.0)_Grocery_New_Not Applicable Segment or Vintage | Commercial Laundry - ENERGY STAR Washer (8.0)_Grocery_New | Commercial Laundry - ENERGY STAR Washer (8.0)_Commercial_New_Not Applicable Segment or Vintage_Not Applicable Segment or Vintage | Commercial | Grocery | New | Water Heating | Natural Gas | Commercial Laundry - ENERGY STAR Washer (8.0) | NEQ | Not Applicable Segment or Vintage | 7 | 7 | 7 | 0 | 0 | 0 | 0 | 0 | Retro5Med | 8.35569166605469E-06 | TBD | A | WCM388 | 0.7 | 0.42 | sqft | 0.0321 | 0 | 0 | 0 | 0 | Not Applicable Segment or Vintage | Not Applicable Segment or Vintage | Not Applicable Segment or Vintage | 0 | 0 | 0 | Not Applicable Segment or Vintage | Not Applicable Segment or Vintage | Not Applicable Segment or Vintage | Not Applicable Segment or Vintage | Not Applicable Segment or Vintage | Not Applicable Segment or Vintage | Not Applicable Segment or Vintage | Not Applicable Segment or Vintage | Not Applicable Segment or Vintage | Not Applicable Segment or Vintage | Not Applicable Segment or Vintage | Not Applicable Segment or Vintage | Not Applicable Segment or Vintage | Not Applicable Segment or Vintage | Not Applicable Segment or Vintage | Not Applicable Segment or Vintage | Not Applicable Segment or Vintage | Not Applicable Segment or Vintage | Not Applicable Segment or Vintage | Not Applicable Segment or Vintage | Not Applicable Segment or Vintage | Not Applicable Segment or Vintage | Not Applicable Segment or Vintage | Not Applicable Segment or Vintage | Not Applicable Segment or Vintage | Not Applicable Segment or Vintage | Not Applicable Segment or Vintage | Not Applicable Segment or Vintage | 0 | 0 | 0 | 0 | 0 | 0 | 0 | 0 | 0 | 0 | 0 | 0 | 0 | 0 | 0 | 0 | 0 | 0 | 0 | 0 | 0 | 0 | 0 | 0 | 0 | 0 | 0 | 0 | 0 | 0 | 0 | 0 | 0 | 0 | 0 | 0 | 0 | 0 | 0 | 0 | 0 | 0 | 0 | 0 | 0 | 0 | 0 | 0 | 0 | 0 | 0 | 0 | 0 | 0 | 0 | 0 | 0 | 0 | 0 | 0 | 0 | 0 | 0 | 0 | 0 | 0 | 0 | 0 | 0 | 0 | 0 | 0 | 0 | 0 | 0 | 0 | 0 | 0 | 0 | 0 | 0 | 0 | 0 | 0 | 0 | 0 | 0 | 0 | 0 | 0 | 0 | 0 | 0 | 0 | 0 | 0 | 0 | 0 | 0 | 0 | 0 | 0 | 0 | 0 | 0 | 0 | 0 | 0 | 0 | 0 | 0 | 0 | Not Applicable Segment or Vintage | Not Applicable Segment or Vintage | Not Applicable Segment or Vintage | Not Applicable Segment or Vintage | Not Applicable Segment or Vintage | Not Applicable Segment or Vintage | Not Applicable Segment or Vintage | Not Applicable Segment or Vintage | Not Applicable Segment or Vintage | Not Applicable Segment or Vintage | Not Applicable Segment or Vintage | Not Applicable Segment or Vintage | Not Applicable Segment or Vintage | Not Applicable Segment or Vintage | Not Applicable Segment or Vintage | Not Applicable Segment or Vintage | Not Applicable Segment or Vintage | Not Applicable Segment or Vintage | Not Applicable Segment or Vintage | Not Applicable Segment or Vintage | Not Applicable Segment or Vintage | Not Applicable Segment or Vintage | Not Applicable Segment or Vintage | Not Applicable Segment or Vintage | Not Applicable Segment or Vintage | Not Applicable Segment or Vintage | Not Applicable Segment or Vintage | Not Applicable Segment or Vintage | 0 | 0 | 0 | 0 | 0 | 0 | 0 | 0 | 0 | 0 | 0 | 0 | 0 | 0 | 0 | 0 | 0 | 0 | 0 | 0 | 0 | 0 | 0 | 0 | 0 | 0 | 0 | 0 | 0 | 0 | 0 | 0 | 0 | 0 | 0 | 0 | 0 | 0 | 0 | 0 | 0 | 0 | 0 | 0 | 0 | 0 | 0 | 0 | 0 | 0 | 0 | 0 | 0 | 0 | 0 | 0 | 0 | 0 | 0 | 0 | 0 | 0 | 0 | 0 | 0 | 0 | 0 | 0 | 0 | 0 | 0 | 0 | 0 | 0 | 0 | 0 | 0 | 0 | 0 | 0 | 0 | 0 | 0 | 0 | 0 | 0 | 0 | 0 | 0 | 0 | 0 | 0 | 0 | 0 | 0 | 0 | 0 | 0 | 0 | 0 | 0 | 0 | 0 | 0 | 0 | 0 | 0 | 0 | 0 | 0 | 0 | 0 | 0 | 0 | 0 | 0 | 0 | 0 | 0 | 0 | 0 | 0 | 0 | 0 | 0 | 0 | 0 | 0 | 0 | 0 | 0 | 0 | 0 | 0 | 0 | 0 | 0 | 0 | 0 | 0 | 0 | 0 | 0 | 0 | 0 | 0 | 0 | 0 | 0 | 0 | 0 | 0 | 0 | 0 | 0 | 0 | 0 | 0 | 0 | 0 | 0 | 0 | 0 | 0 | 0 | 0 | 0 | 0 | Not Applicable Segment or Vintage | Not Applicable Segment or Vintage | Not Applicable Segment or Vintage | Not Applicable Segment or Vintage | Not Applicable Segment or Vintage | Not Applicable Segment or Vintage | Not Applicable Segment or Vintage | Not Applicable Segment or Vintage | Not Applicable Segment or Vintage | Not Applicable Segment or Vintage | Not Applicable Segment or Vintage | Not Applicable Segment or Vintage | Not Applicable Segment or Vintage | Not Applicable Segment or Vintage | Not Applicable Segment or Vintage | Not Applicable Segment or Vintage | Not Applicable Segment or Vintage | Not Applicable Segment or Vintage | Not Applicable Segment or Vintage | Not Applicable Segment or Vintage | Not Applicable Segment or Vintage | Not Applicable Segment or Vintage | Not Applicable Segment or Vintage | Not Applicable Segment or Vintage | Not Applicable Segment or Vintage | Not Applicable Segment or Vintage | Not Applicable Segment or Vintage | Not Applicable Segment or Vintage | 0 | 0 | 0 | 0 | 0 | 0 | 0 | 0 | 0 | 0 | 0 | 0 | 0 | 0 | 0 | 0 | 0 | 0 | 0 | 0 | 0 | 0 | 0 | 0 | 0 | 0 | 0 | 0 | 0 | 0 | 0 | 0 | 0 | 0 | 0 | 0 | 0 | 0 | 0 | 0 | 0 | 0 | 0 | 0 | 0 | 0 | 0 | 0 | 0 | 0 | 0 | 0 | 0 | 0 | 0 | 0 | 0 | 0 | 0 | 0 | 0 | 0 | 0 | 0 | 0 | 0 | 0 | 0 | 0 | 0 | 0 | 0 | 0 | 0 | 0 | 0 | 0 | 0 | 0 | 0 | 0 | 0 | 0 | 0 | 0 | 0 | 0 | 0 | 0 | 0 | 0 | 0 | 0 | 0 | 0 | 0 | 0 | 0 | 0 | 0 | 0 | 0 | 0 | 0 | 0 | 0 | 0 | 0 | 0 | 0 | 0 | 0 | 0 | 0 | 0 | 0 | 0 | 0 | 0 | 0 | 0 | 0 | 0 | 0 | 0 | 0 | 0 | 0 | 0 | 0 | 0 | 0 | 0 | 0 | 0 | 0 | 0 | 0 | 0 | 0 | 0 | 0
Gas-Fired Combination Heat Pump Conversion_Grocery_New_Gas-fired heat pump, COP 1.3 | Gas-Fired Combination Heat Pump Conversion_Grocery_New | Gas-Fired Combination Heat Pump Conversion_Commercial_New_Federal standard gas-fired central heating and DHW system_Gas-fired heat pump, COP 1.3 | Commercial | Grocery | New | Water Heating | Natural Gas | Gas-Fired Combination Heat Pump Conversion | NEQ | Federal standard gas-fired central heating and DHW system | 20 | 20 | 20 | 0 | 0 | 0 | 0 | 0.1 | Retro1Slow | 0.012666666666666666 | TBD | A | WCM365 | 0.7 | 0.42 | kBtuh heat | 0.0321 | 0 | 0 | 0 | 0 | AEO 2021 - gas_eng-driven_RTHP-heat 2017 typical | EIA - Technology Forecast Updates. Appendix A. U.S. Energy Information Administration. March 3, 2023.¦ Technical Support Documents for Baseline Costs | AEG Analysis, Comparison of Baseline TE vs COP | 0 | 0 | 195.1704 | Federal standard gas-fired central heating and DHW system | Federal standard gas-fired central heating and DHW system | Federal standard gas-fired central heating and DHW system | Federal standard gas-fired central heating and DHW system | Federal standard gas-fired central heating and DHW system | Federal standard gas-fired central heating and DHW system | Federal standard gas-fired central heating and DHW system | Federal standard gas-fired central heating and DHW system | Federal standard gas-fired central heating and DHW system | Federal standard gas-fired central heating and DHW system | Federal standard gas-fired central heating and DHW system | Federal standard gas-fired central heating and DHW system | Federal standard gas-fired central heating and DHW system | Federal standard gas-fired central heating and DHW system | Federal standard gas-fired central heating and DHW system | Federal standard gas-fired central heating and DHW system | Federal standard gas-fired central heating and DHW system | Federal standard gas-fired central heating and DHW system | Federal standard gas-fired central heating and DHW system | Federal standard gas-fired central heating and DHW system | Federal standard gas-fired central heating and DHW system | Federal standard gas-fired central heating and DHW system | Federal standard gas-fired central heating and DHW system | Federal standard gas-fired central heating and DHW system | Federal standard gas-fired central heating and DHW system | Federal standard gas-fired central heating and DHW system | Federal standard gas-fired central heating and DHW system | Federal standard gas-fired central heating and DHW system | 0 | 0 | 0 | 0 | 0 | 0 | 0 | 0 | 0 | 0 | 0 | 0 | 0 | 0 | 0 | 0 | 0 | 0 | 0 | 0 | 0 | 0 | 0 | 0 | 0 | 0 | 0 | 0 | 0 | 0 | 0 | 0 | 0 | 0 | 0 | 0 | 0 | 0 | 0 | 0 | 0 | 0 | 0 | 0 | 0 | 0 | 0 | 0 | 0 | 0 | 0 | 0 | 0 | 0 | 0 | 0 | 0 | 0 | 0 | 0 | 0 | 0 | 0 | 0 | 0 | 0 | 0 | 0 | 0 | 0 | 0 | 0 | 0 | 0 | 0 | 0 | 0 | 0 | 0 | 0 | 0 | 0 | 0 | 0 | 0 | 0 | 0 | 0 | 0 | 0 | 0 | 0 | 0 | 0 | 0 | 0 | 0 | 0 | 0 | 0 | 0 | 0 | 0 | 0 | 0 | 0 | 0 | 0 | 0 | 0 | 0 | 0 | Gas-fired heat pump, COP 1.3 | Gas-fired heat pump, COP 1.3 | Gas-fired heat pump, COP 1.3 | Gas-fired heat pump, COP 1.3 | Gas-fired heat pump, COP 1.3 | Gas-fired heat pump, COP 1.3 | Gas-fired heat pump, COP 1.3 | Gas-fired heat pump, COP 1.3 | Gas-fired heat pump, COP 1.3 | Gas-fired heat pump, COP 1.3 | Gas-fired heat pump, COP 1.3 | Gas-fired heat pump, COP 1.3 | Gas-fired heat pump, COP 1.3 | Gas-fired heat pump, COP 1.3 | Gas-fired heat pump, COP 1.3 | Gas-fired heat pump, COP 1.3 | Gas-fired heat pump, COP 1.3 | Gas-fired heat pump, COP 1.3 | Gas-fired heat pump, COP 1.3 | Gas-fired heat pump, COP 1.3 | Gas-fired heat pump, COP 1.3 | Gas-fired heat pump, COP 1.3 | Gas-fired heat pump, COP 1.3 | Gas-fired heat pump, COP 1.3 | Gas-fired heat pump, COP 1.3 | Gas-fired heat pump, COP 1.3 | Gas-fired heat pump, COP 1.3 | Gas-fired heat pump, COP 1.3 | 195.1704 | 195.1704 | 195.1704 | 195.1704 | 195.1704 | 195.1704 | 195.1704 | 195.1704 | 195.1704 | 195.1704 | 195.1704 | 195.1704 | 195.1704 | 195.1704 | 195.1704 | 195.1704 | 195.1704 | 195.1704 | 195.1704 | 195.1704 | 195.1704 | 195.1704 | 195.1704 | 195.1704 | 195.1704 | 195.1704 | 195.1704 | 195.1704 | 0 | 0 | 0 | 0 | 0 | 0 | 0 | 0 | 0 | 0 | 0 | 0 | 0 | 0 | 0 | 0 | 0 | 0 | 0 | 0 | 0 | 0 | 0 | 0 | 0 | 0 | 0 | 0 | 0 | 0 | 0 | 0 | 0 | 0 | 0 | 0 | 0 | 0 | 0 | 0 | 0 | 0 | 0 | 0 | 0 | 0 | 0 | 0 | 0 | 0 | 0 | 0 | 0 | 0 | 0 | 0 | 0 | 0 | 0 | 0 | 0 | 0 | 0 | 0 | 0 | 0 | 0 | 0 | 0 | 0 | 0 | 0 | 0 | 0 | 0 | 0 | 0 | 0 | 0 | 0 | 0 | 0 | 0 | 0 | 0 | 0 | 0 | 0 | 0 | 0 | 0 | 0 | 0 | 0 | 0 | 0 | 0 | 0 | 0 | 0 | 0 | 0 | 0 | 0 | 0 | 0 | 0 | 0 | 0 | 0 | 0 | 0 | 0 | 0 | 0 | 0 | 0 | 0 | 0 | 0 | 0 | 0 | 0 | 0 | 0 | 0 | 0 | 0 | 0 | 0 | 0 | 0 | 0 | 0 | 0 | 0 | 0 | 0 | 0 | 0 | Gas-fired heat pump, COP 1.3 | Gas-fired heat pump, COP 1.3 | Gas-fired heat pump, COP 1.3 | Gas-fired heat pump, COP 1.3 | Gas-fired heat pump, COP 1.3 | Gas-fired heat pump, COP 1.3 | Gas-fired heat pump, COP 1.3 | Gas-fired heat pump, COP 1.3 | Gas-fired heat pump, COP 1.3 | Gas-fired heat pump, COP 1.3 | Gas-fired heat pump, COP 1.3 | Gas-fired heat pump, COP 1.3 | Gas-fired heat pump, COP 1.3 | Gas-fired heat pump, COP 1.3 | Gas-fired heat pump, COP 1.3 | Gas-fired heat pump, COP 1.3 | Gas-fired heat pump, COP 1.3 | Gas-fired heat pump, COP 1.3 | Gas-fired heat pump, COP 1.3 | Gas-fired heat pump, COP 1.3 | Gas-fired heat pump, COP 1.3 | Gas-fired heat pump, COP 1.3 | Gas-fired heat pump, COP 1.3 | Gas-fired heat pump, COP 1.3 | Gas-fired heat pump, COP 1.3 | Gas-fired heat pump, COP 1.3 | Gas-fired heat pump, COP 1.3 | Gas-fired heat pump, COP 1.3 | 195.1704 | 195.1704 | 195.1704 | 195.1704 | 195.1704 | 195.1704 | 195.1704 | 195.1704 | 195.1704 | 195.1704 | 195.1704 | 195.1704 | 195.1704 | 195.1704 | 195.1704 | 195.1704 | 195.1704 | 195.1704 | 195.1704 | 195.1704 | 195.1704 | 195.1704 | 195.1704 | 195.1704 | 195.1704 | 195.1704 | 195.1704 | 195.1704 | 0 | 0 | 0 | 0 | 0 | 0 | 0 | 0 | 0 | 0 | 0 | 0 | 0 | 0 | 0 | 0 | 0 | 0 | 0 | 0 | 0 | 0 | 0 | 0 | 0 | 0 | 0 | 0 | 0 | 0 | 0 | 0 | 0 | 0 | 0 | 0 | 0 | 0 | 0 | 0 | 0 | 0 | 0 | 0 | 0 | 0 | 0 | 0 | 0 | 0 | 0 | 0 | 0 | 0 | 0 | 0 | 0 | 0 | 0 | 0 | 0 | 0 | 0 | 0 | 0 | 0 | 0 | 0 | 0 | 0 | 0 | 0 | 0 | 0 | 0 | 0 | 0 | 0 | 0 | 0 | 0 | 0 | 0 | 0 | 0 | 0 | 0 | 0 | 0 | 0 | 0 | 0 | 0 | 0 | 0 | 0 | 0 | 0 | 0 | 0 | 0 | 0 | 0 | 0 | 0 | 0 | 0 | 0 | 0 | 0 | 0 | 0 | 0 | 0
Ducting - Repair and Sealing_Grocery_Existing_Sealed Ductwork | Ducting - Repair and Sealing_Grocery_Existing | Ducting - Repair and Sealing_Commercial_Existing_Existing ductwork_Sealed Ductwork | Commercial | Grocery | Existing | Space Heating | Natural Gas | Ducting - Repair and Sealing | NEQ | Existing ductwork | 20 | 20 | 20 | -0.00028916 | 0 | 0 | 0.15 | 0.5 | Retro5Med | 8.35569166605469E-06 | TBD | A | WCM304 | 0.7 | 0.42 | sqft duct | 0.0321 | 9999 | 9999 | 9999 | 9999 | IL TRM v13 - 4.4.56 Commercial Duct Sealing - CI-HVC-DSEAL-V02-250101 | IL TRM v13 - 4.4.56 Commercial Duct Sealing - CI-HVC-DSEAL-V02-250101 | AEG BEST | 0 | 0 | 3.0757 | Existing ductwork | Existing ductwork | Existing ductwork | Existing ductwork | Existing ductwork | Existing ductwork | Existing ductwork | Existing ductwork | Existing ductwork | Existing ductwork | Existing ductwork | Existing ductwork | Existing ductwork | Existing ductwork | Existing ductwork | Existing ductwork | Existing ductwork | Existing ductwork | Existing ductwork | Existing ductwork | Existing ductwork | Existing ductwork | Existing ductwork | Existing ductwork | Existing ductwork | Existing ductwork | Existing ductwork | Existing ductwork | 0 | 0 | 0 | -13.6803 | -16.4788 | -19.747 | -22.4055 | -24.9259 | -28.359 | -30.2108 | -29.9156 | -27.2969 | -22.7048 | -17.0009 | -10.8899 | -6.1223 | -2.8555 | -1.1708 | -0.41253 | -0.12501 | -0.026478 | -0.002373 | -0.0015429 | -5.3125e-20 | -5.1984e-20 | -5.0928e-20 | -4.9951e-20 | -4.9047e-20 | 0 | 0 | 0 | -13.6803 | -29.8998 | -49.0267 | -70.3251 | -93.5163 | -119.3646 | -146.1242 | -171.5565 | -193.4076 | -209.8548 | -220.0593 | -223.8763 | -222.8872 | -218.7608 | -213.1726 | -206.9787 | -200.9252 | -195.28 | -190.1326 | -185.4349 | -181.221 | -177.3264 | -173.7254 | -170.3937 | -167.3091 | 0 | 0 | 0 | 12162.185155069665 | 14933.223722588422 | 18273.895741692355 | 21213.113642563374 | 24196.242388243565 | 28288.31580985301 | 31032.72174703447 | 31702.117321348192 | 29875.44097569431 | 25680.47205618478 | 19872.633513338675 | 13152.13045838929 | 7636.720911322814 | 3676.939698044318 | 1555.6283337879802 | 565.683030468357 | 176.69392853652266 | 38.51125351253626 | 3.5450047374847613 | 2.363336491656508 | 8.326672684688674E-17 | 8.326672684688674E-17 | 8.326672684688674E-17 | 8.326672684688674E-17 | 8.326672684688674E-17 | 0 | 0 | 0 | 12162.185155069665 | 27095.408877658087 | 45369.30461935044 | 66582.41826191382 | 90778.66065015738 | 119066.9764600104 | 150099.69820704486 | 181801.81552839305 | 211677.25650408736 | 237357.72856027214 | 257230.36207361083 | 270382.4925320001 | 278019.2134433229 | 281696.15314136725 | 283251.7814751552 | 283817.46450562356 | 283994.1584341601 | 284032.66968767263 | 284036.21469241014 | 284038.5780289018 | 284038.5780289018 | 284038.5780289018 | 284038.5780289018 | 284038.5780289018 | 284038.5780289018 | Sealed Ductwork | Sealed Ductwork | Sealed Ductwork | Sealed Ductwork | Sealed Ductwork | Sealed Ductwork | Sealed Ductwork | Sealed Ductwork | Sealed Ductwork | Sealed Ductwork | Sealed Ductwork | Sealed Ductwork | Sealed Ductwork | Sealed Ductwork | Sealed Ductwork | Sealed Ductwork | Sealed Ductwork | Sealed Ductwork | Sealed Ductwork | Sealed Ductwork | Sealed Ductwork | Sealed Ductwork | Sealed Ductwork | Sealed Ductwork | Sealed Ductwork | Sealed Ductwork | Sealed Ductwork | Sealed Ductwork | 3.0757 | 3.0757 | 3.0757 | 3.0757 | 3.0757 | 3.0757 | 3.0757 | 3.0757 | 3.0757 | 3.0757 | 3.0757 | 3.0757 | 3.0757 | 3.0757 | 3.0757 | 3.0757 | 3.0757 | 3.0757 | 3.0757 | 3.0757 | 3.0757 | 3.0757 | 3.0757 | 3.0757 | 3.0757 | 3.0757 | 3.0757 | 3.0757 | -0.0003 | -0.0003 | -0.0003 | -0.0003 | -0.0003 | -0.0003 | -0.0003 | -0.0003 | -0.0003 | -0.0003 | -0.0003 | -0.0003 | -0.0003 | -0.0003 | -0.0003 | -0.0003 | -0.0003 | -0.0003 | -0.0003 | -0.0003 | -0.0003 | -0.0003 | -0.0003 | -0.0003 | -0.0003 | -0.0003 | -0.0003 | -0.0003 | 0 | 0 | 0 | 0 | 0 | 0 | 0 | 0 | 0 | 0 | 0 | 0 | 0 | 0 | 0 | 0 | 0 | 0 | 0 | 0 | 0 | 0 | 0 | 0 | 0 | 0 | 0 | 0 | 0 | 0 | 0 | 0 | 0 | 0 | 0 | 0 | 0 | 0 | 0 | 0 | 0 | 0 | 0 | 0 | 0 | 0 | 0 | 0 | 0 | 0 | 0 | 0 | 0 | 0 | 0 | 0 | 0 | 0 | 0 | 0 | 0 | 0 | 0 | 0 | 0 | 0 | 0 | 0 | 0 | 0 | 0 | 0 | 0 | 0 | 0 | 0 | 0 | 0 | 0 | 0 | 0 | 0 | 0 | 0 | 0 | 0 | 0 | 0 | 0 | 0 | 0 | 0 | 0 | 0 | 0 | 0 | 0 | 0 | 0 | 0 | 0 | 0 | 0 | 0 | 0 | 0 | 0 | 0 | 0 | 0 | 0 | 0 | Sealed Ductwork | Sealed Ductwork | Sealed Ductwork | Sealed Ductwork | Sealed Ductwork | Sealed Ductwork | Sealed Ductwork | Sealed Ductwork | Sealed Ductwork | Sealed Ductwork | Sealed Ductwork | Sealed Ductwork | Sealed Ductwork | Sealed Ductwork | Sealed Ductwork | Sealed Ductwork | Sealed Ductwork | Sealed Ductwork | Sealed Ductwork | Sealed Ductwork | Sealed Ductwork | Sealed Ductwork | Sealed Ductwork | Sealed Ductwork | Sealed Ductwork | Sealed Ductwork | Sealed Ductwork | Sealed Ductwork | 3.0757 | 3.0757 | 3.0757 | 3.0757 | 3.0757 | 3.0757 | 3.0757 | 3.0757 | 3.0757 | 3.0757 | 3.0757 | 3.0757 | 3.0757 | 3.0757 | 3.0757 | 3.0757 | 3.0757 | 3.0757 | 3.0757 | 3.0757 | 3.0757 | 3.0757 | 3.0757 | 3.0757 | 3.0757 | 3.0757 | 3.0757 | 3.0757 | -0.0003 | -0.0003 | -0.0003 | -0.0003 | -0.0003 | -0.0003 | -0.0003 | -0.0003 | -0.0003 | -0.0003 | -0.0003 | -0.0003 | -0.0003 | -0.0003 | -0.0003 | -0.0003 | -0.0003 | -0.0003 | -0.0003 | -0.0003 | -0.0003 | -0.0003 | -0.0003 | -0.0003 | -0.0003 | -0.0003 | -0.0003 | -0.0003 | 0 | 0 | 0 | 0 | 0 | 0 | 0 | 0 | 0 | 0 | 0 | 0 | 0 | 0 | 0 | 0 | 0 | 0 | 0 | 0 | 0 | 0 | 0 | 0 | 0 | 0 | 0 | 0 | 0 | 0 | 0 | 0 | 0 | 0 | 0 | 0 | 0 | 0 | 0 | 0 | 0 | 0 | 0 | 0 | 0 | 0 | 0 | 0 | 0 | 0 | 0 | 0 | 0 | 0 | 0 | 0 | 0 | 0 | 0 | 0 | 0 | 0 | 0 | 0 | 0 | 0 | 0 | 0 | 0 | 0 | 0 | 0 | 0 | 0 | 0 | 0 | 0 | 0 | 0 | 0 | 0 | 0 | 0 | 0 | 0 | 0
Insulation - Ducting_Grocery_Existing_Insulated duct. | Insulation - Ducting_Grocery_Existing | Insulation - Ducting_Commercial_Existing_Uninsulated duct._Insulated duct. | Commercial | Grocery | Existing | Space Heating | Natural Gas | Insulation - Ducting | NEQ | Uninsulated duct. | 20 | 20 | 20 | -0.0037734 | 0 | 0 | 0.05 | 0.2 | Retro5Med | 8.35569166605469E-06 | TBD | A | WCM303 | 0.7 | 0.42 | sqft duct | 0.0321 | 9998.999999999996 | 9999 | 9998.999999999996 | 9999 | IL TRM v13 - 4.4.56 Commercial Duct Sealing - CI-HVC-DSEAL-V02-250101 | IL TRM v13 - 4.4.56 Commercial Duct Sealing - CI-HVC-DSEAL-V02-250101 | AEG BEST | 0 | 0 | 9.2 | Uninsulated duct. | Uninsulated duct. | Uninsulated duct. | Uninsulated duct. | Uninsulated duct. | Uninsulated duct. | Uninsulated duct. | Uninsulated duct. | Uninsulated duct. | Uninsulated duct. | Uninsulated duct. | Uninsulated duct. | Uninsulated duct. | Uninsulated duct. | Uninsulated duct. | Uninsulated duct. | Uninsulated duct. | Uninsulated duct. | Uninsulated duct. | Uninsulated duct. | Uninsulated duct. | Uninsulated duct. | Uninsulated duct. | Uninsulated duct. | Uninsulated duct. | Uninsulated duct. | Uninsulated duct. | Uninsulated duct. | 0 | 0 | 0 | -76.5142 | -92.1743 | -110.467 | -125.3546 | -139.4753 | -158.7116 | -169.1057 | -167.4838 | -152.8497 | -127.1551 | -95.2221 | -60.999 | -34.2952 | -15.9956 | -6.5583 | -2.3109 | -0.70029 | -0.14832 | -0.013293 | -0.0086431 | 0 | 0 | 0 | 0 | 0 | 0 | 0 | 0 | -76.5142 | -167.2446 | -274.2606 | -393.4552 | -523.2789 | -668.0254 | -817.9336 | -960.4679 | -1082.9899 | -1175.2604 | -1232.5501 | -1254.0231 | -1248.5363 | -1225.4456 | -1194.1508 | -1159.4562 | -1125.5452 | -1093.9211 | -1065.085 | -1038.7686 | -1015.1619 | -993.3442 | -973.1713 | -954.5072 | -937.2274 | 0 | 0 | 0 | 5212.365066458429 | 6399.953023966468 | 7831.669603582441 | 9091.334418241448 | 10369.818166390101 | 12123.563918508435 | 13299.737891586206 | 13586.621709149229 | 12803.760418154709 | 11005.916595507768 | 8516.842934288006 | 5636.627339309697 | 3272.8803905669197 | 1575.8312991618511 | 666.6978573377061 | 242.43558448643873 | 75.72596937279545 | 16.504822933944112 | 1.519287744636324 | 1.012858496424216 | 0 | 0 | 0 | 0 | 0 | 0 | 0 | 0 | 5212.365066458429 | 11612.318090424898 | 19443.987694007337 | 28535.322112248785 | 38905.140278638886 | 51028.70419714732 | 64328.44208873353 | 77915.06379788276 | 90718.82421603746 | 101724.74081154523 | 110241.58374583324 | 115878.21108514293 | 119151.09147570985 | 120726.9227748717 | 121393.62063220941 | 121636.05621669584 | 121711.78218606864 | 121728.28700900258 | 121729.80629674722 | 121730.81915524365 | 121730.81915524365 | 121730.81915524365 | 121730.81915524365 | 121730.81915524365 | 121730.81915524365 | Insulated duct. | Insulated duct. | Insulated duct. | Insulated duct. | Insulated duct. | Insulated duct. | Insulated duct. | Insulated duct. | Insulated duct. | Insulated duct. | Insulated duct. | Insulated duct. | Insulated duct. | Insulated duct. | Insulated duct. | Insulated duct. | Insulated duct. | Insulated duct. | Insulated duct. | Insulated duct. | Insulated duct. | Insulated duct. | Insulated duct. | Insulated duct. | Insulated duct. | Insulated duct. | Insulated duct. | Insulated duct. | 9.2 | 9.2 | 9.2 | 9.2 | 9.2 | 9.2 | 9.2 | 9.2 | 9.2 | 9.2 | 9.2 | 9.2 | 9.2 | 9.2 | 9.2 | 9.2 | 9.2 | 9.2 | 9.2 | 9.2 | 9.2 | 9.2 | 9.2 | 9.2 | 9.2 | 9.2 | 9.2 | 9.2 | -0.0038 | -0.0038 | -0.0038 | -0.0038 | -0.0038 | -0.0038 | -0.0038 | -0.0038 | -0.0038 | -0.0038 | -0.0038 | -0.0038 | -0.0038 | -0.0038 | -0.0038 | -0.0038 | -0.0038 | -0.0038 | -0.0038 | -0.0038 | -0.0038 | -0.0038 | -0.0038 | -0.0038 | -0.0038 | -0.0038 | -0.0038 | -0.0038 | 0 | 0 | 0 | 0 | 0 | 0 | 0 | 0 | 0 | 0 | 0 | 0 | 0 | 0 | 0 | 0 | 0 | 0 | 0 | 0 | 0 | 0 | 0 | 0 | 0 | 0 | 0 | 0 | 0 | 0 | 0 | 0 | 0 | 0 | 0 | 0 | 0 | 0 | 0 | 0 | 0 | 0 | 0 | 0 | 0 | 0 | 0 | 0 | 0 | 0 | 0 | 0 | 0 | 0 | 0 | 0 | 0 | 0 | 0 | 0 | 0 | 0 | 0 | 0 | 0 | 0 | 0 | 0 | 0 | 0 | 0 | 0 | 0 | 0 | 0 | 0 | 0 | 0 | 0 | 0 | 0 | 0 | 0 | 0 | 0 | 0 | 0 | 0 | 0 | 0 | 0 | 0 | 0 | 0 | 0 | 0 | 0 | 0 | 0 | 0 | 0 | 0 | 0 | 0 | 0 | 0 | 0 | 0 | 0 | 0 | 0 | 0 | Insulated duct. | Insulated duct. | Insulated duct. | Insulated duct. | Insulated duct. | Insulated duct. | Insulated duct. | Insulated duct. | Insulated duct. | Insulated duct. | Insulated duct. | Insulated duct. | Insulated duct. | Insulated duct. | Insulated duct. | Insulated duct. | Insulated duct. | Insulated duct. | Insulated duct. | Insulated duct. | Insulated duct. | Insulated duct. | Insulated duct. | Insulated duct. | Insulated duct. | Insulated duct. | Insulated duct. | Insulated duct. | 9.2 | 9.2 | 9.2 | 9.2 | 9.2 | 9.2 | 9.2 | 9.2 | 9.2 | 9.2 | 9.2 | 9.2 | 9.2 | 9.2 | 9.2 | 9.2 | 9.2 | 9.2 | 9.2 | 9.2 | 9.2 | 9.2 | 9.2 | 9.2 | 9.2 | 9.2 | 9.2 | 9.2 | -0.0038 | -0.0038 | -0.0038 | -0.0038 | -0.0038 | -0.0038 | -0.0038 | -0.0038 | -0.0038 | -0.0038 | -0.0038 | -0.0038 | -0.0038 | -0.0038 | -0.0038 | -0.0038 | -0.0038 | -0.0038 | -0.0038 | -0.0038 | -0.0038 | -0.0038 | -0.0038 | -0.0038 | -0.0038 | -0.0038 | -0.0038 | -0.0038 | 0 | 0 | 0 | 0 | 0 | 0 | 0 | 0 | 0 | 0 | 0 | 0 | 0 | 0 | 0 | 0 | 0 | 0 | 0 | 0 | 0 | 0 | 0 | 0 | 0 | 0 | 0 | 0 | 0 | 0 | 0 | 0 | 0 | 0 | 0 | 0 | 0 | 0 | 0 | 0 | 0 | 0 | 0 | 0 | 0 | 0 | 0 | 0 | 0 | 0 | 0 | 0 | 0 | 0 | 0 | 0 | 0 | 0 | 0 | 0 | 0 | 0 | 0 | 0 | 0 | 0 | 0 | 0 | 0 | 0 | 0 | 0 | 0 | 0 | 0 | 0 | 0 | 0 | 0 | 0 | 0 | 0 | 0 | 0 | 0 | 0
Advanced New Construction Designs_Grocery_Existing_Not Applicable Segment or Vintage | Advanced New Construction Designs_Grocery_Existing | Advanced New Construction Designs_Commercial_Existing_Not Applicable Segment or Vintage_Not Applicable Segment or Vintage | Commercial | Grocery | Existing | Space Heating | Natural Gas | Advanced New Construction Designs | NEQ | Not Applicable Segment or Vintage | 20 | 20 | 20 | 0 | 0 | 0 | 0.25 | 0.75 | RetroEven20 | 0.03333333333333333 | TBD | A | WCM345 | 0.7 | 0.42 | sqft | 0.0321 | 0 | 0 | 0 | 0 | Not Applicable Segment or Vintage | Not Applicable Segment or Vintage | Not Applicable Segment or Vintage | 0 | 0 | 0 | Not Applicable Segment or Vintage | Not Applicable Segment or Vintage | Not Applicable Segment or Vintage | Not Applicable Segment or Vintage | Not Applicable Segment or Vintage | Not Applicable Segment or Vintage | Not Applicable Segment or Vintage | Not Applicable Segment or Vintage | Not Applicable Segment or Vintage | Not Applicable Segment or Vintage | Not Applicable Segment or Vintage | Not Applicable Segment or Vintage | Not Applicable Segment or Vintage | Not Applicable Segment or Vintage | Not Applicable Segment or Vintage | Not Applicable Segment or Vintage | Not Applicable Segment or Vintage | Not Applicable Segment or Vintage | Not Applicable Segment or Vintage | Not Applicable Segment or Vintage | Not Applicable Segment or Vintage | Not Applicable Segment or Vintage | Not Applicable Segment or Vintage | Not Applicable Segment or Vintage | Not Applicable Segment or Vintage | Not Applicable Segment or Vintage | Not Applicable Segment or Vintage | Not Applicable Segment or Vintage | 0 | 0 | 0 | 0 | 0 | 0 | 0 | 0 | 0 | 0 | 0 | 0 | 0 | 0 | 0 | 0 | 0 | 0 | 0 | 0 | 0 | 0 | 0 | 0 | 0 | 0 | 0 | 0 | 0 | 0 | 0 | 0 | 0 | 0 | 0 | 0 | 0 | 0 | 0 | 0 | 0 | 0 | 0 | 0 | 0 | 0 | 0 | 0 | 0 | 0 | 0 | 0 | 0 | 0 | 0 | 0 | 0 | 0 | 0 | 477685.31201067986 | 477685.31201068 | 477685.31201068 | 477685.31201067986 | 477685.31201067986 | 477685.31201068 | 477685.3120106798 | 477685.3120106798 | 477685.3120106798 | 477685.3120106798 | 477685.31201067986 | 477685.31201067986 | 477685.3120106798 | 477685.31201067986 | 477685.3120106798 | 477685.31201068 | 477685.31201068 | 477685.31201067986 | 477685.31201068 | 318456.87467378663 | 1.2924697071141057E-26 | 1.2924697071141057E-26 | 1.2924697071141057E-26 | 1.2924697071141057E-26 | 1.2924697071141057E-26 | 0 | 0 | 0 | 477685.31201067986 | 955370.6240213598 | 1433055.9360320398 | 1910741.2480427197 | 2388426.5600533998 | 2866111.8720640796 | 3343797.1840747595 | 3821482.4960854393 | 4299167.808096119 | 4776853.120106799 | 5254538.432117479 | 5732223.744128158 | 6209909.056138838 | 6687594.368149517 | 7165279.6801601965 | 7642964.992170877 | 8120650.304181557 | 8598335.616192237 | 9076020.928202916 | 9394477.802876703 | 9394477.802876703 | 9394477.802876703 | 9394477.802876703 | 9394477.802876703 | 9394477.802876703 | Not Applicable Segment or Vintage | Not Applicable Segment or Vintage | Not Applicable Segment or Vintage | Not Applicable Segment or Vintage | Not Applicable Segment or Vintage | Not Applicable Segment or Vintage | Not Applicable Segment or Vintage | Not Applicable Segment or Vintage | Not Applicable Segment or Vintage | Not Applicable Segment or Vintage | Not Applicable Segment or Vintage | Not Applicable Segment or Vintage | Not Applicable Segment or Vintage | Not Applicable Segment or Vintage | Not Applicable Segment or Vintage | Not Applicable Segment or Vintage | Not Applicable Segment or Vintage | Not Applicable Segment or Vintage | Not Applicable Segment or Vintage | Not Applicable Segment or Vintage | Not Applicable Segment or Vintage | Not Applicable Segment or Vintage | Not Applicable Segment or Vintage | Not Applicable Segment or Vintage | Not Applicable Segment or Vintage | Not Applicable Segment or Vintage | Not Applicable Segment or Vintage | Not Applicable Segment or Vintage | 0 | 0 | 0 | 0 | 0 | 0 | 0 | 0 | 0 | 0 | 0 | 0 | 0 | 0 | 0 | 0 | 0 | 0 | 0 | 0 | 0 | 0 | 0 | 0 | 0 | 0 | 0 | 0 | 0 | 0 | 0 | 0 | 0 | 0 | 0 | 0 | 0 | 0 | 0 | 0 | 0 | 0 | 0 | 0 | 0 | 0 | 0 | 0 | 0 | 0 | 0 | 0 | 0 | 0 | 0 | 0 | 0 | 0 | 0 | 0 | 0 | 0 | 0 | 0 | 0 | 0 | 0 | 0 | 0 | 0 | 0 | 0 | 0 | 0 | 0 | 0 | 0 | 0 | 0 | 0 | 0 | 0 | 0 | 0 | 0 | 0 | 0 | 0 | 0 | 0 | 0 | 0 | 0 | 0 | 0 | 0 | 0 | 0 | 0 | 0 | 0 | 0 | 0 | 0 | 0 | 0 | 0 | 0 | 0 | 0 | 0 | 0 | 0 | 0 | 0 | 0 | 0 | 0 | 0 | 0 | 0 | 0 | 0 | 0 | 0 | 0 | 0 | 0 | 0 | 0 | 0 | 0 | 0 | 0 | 0 | 0 | 0 | 0 | 0 | 0 | 0 | 0 | 0 | 0 | 0 | 0 | 0 | 0 | 0 | 0 | 0 | 0 | 0 | 0 | 0 | 0 | 0 | 0 | 0 | 0 | 0 | 0 | 0 | 0 | 0 | 0 | 0 | 0 | Not Applicable Segment or Vintage | Not Applicable Segment or Vintage | Not Applicable Segment or Vintage | Not Applicable Segment or Vintage | Not Applicable Segment or Vintage | Not Applicable Segment or Vintage | Not Applicable Segment or Vintage | Not Applicable Segment or Vintage | Not Applicable Segment or Vintage | Not Applicable Segment or Vintage | Not Applicable Segment or Vintage | Not Applicable Segment or Vintage | Not Applicable Segment or Vintage | Not Applicable Segment or Vintage | Not Applicable Segment or Vintage | Not Applicable Segment or Vintage | Not Applicable Segment or Vintage | Not Applicable Segment or Vintage | Not Applicable Segment or Vintage | Not Applicable Segment or Vintage | Not Applicable Segment or Vintage | Not Applicable Segment or Vintage | Not Applicable Segment or Vintage | Not Applicable Segment or Vintage | Not Applicable Segment or Vintage | Not Applicable Segment or Vintage | Not Applicable Segment or Vintage | Not Applicable Segment or Vintage | 0 | 0 | 0 | 0 | 0 | 0 | 0 | 0 | 0 | 0 | 0 | 0 | 0 | 0 | 0 | 0 | 0 | 0 | 0 | 0 | 0 | 0 | 0 | 0 | 0 | 0 | 0 | 0 | 0 | 0 | 0 | 0 | 0 | 0 | 0 | 0 | 0 | 0 | 0 | 0 | 0 | 0 | 0 | 0 | 0 | 0 | 0 | 0 | 0 | 0 | 0 | 0 | 0 | 0 | 0 | 0 | 0 | 0 | 0 | 0 | 0 | 0 | 0 | 0 | 0 | 0 | 0 | 0 | 0 | 0 | 0 | 0 | 0 | 0 | 0 | 0 | 0 | 0 | 0 | 0 | 0 | 0 | 0 | 0 | 0 | 0 | 0 | 0 | 0 | 0 | 0 | 0 | 0 | 0 | 0 | 0 | 0 | 0 | 0 | 0 | 0 | 0 | 0 | 0 | 0 | 0 | 0 | 0 | 0 | 0 | 0 | 0 | 0 | 0 | 0 | 0 | 0 | 0 | 0 | 0 | 0 | 0 | 0 | 0 | 0 | 0 | 0 | 0 | 0 | 0 | 0 | 0 | 0 | 0 | 0 | 0 | 0 | 0 | 0 | 0 | 0 | 0
HVAC - Dedicated Outdoor Air System (DOAS)_Grocery_Existing_0 | HVAC - Dedicated Outdoor Air System (DOAS)_Grocery_Existing | HVAC - Dedicated Outdoor Air System (DOAS)_Commercial_Existing_0_0 | Commercial | Grocery | Existing | Space Heating | Natural Gas | HVAC - Dedicated Outdoor Air System (DOAS) | NEQ | 0 | 20 | 20 | 20 | -0.0064957 | 0 | 0 | 0 | 0 | Retro5Med | 8.35569166605469E-06 | TBD | A | WCM312 | 0.7 | 0.42 | sqft | 0.0321 | 9999 | 9999 | 9999 | 9999 | 2021P_Com-VRF-DOAS-2021P_V2 | 2021P_Com-VRF-DOAS-2021P_V2 | 2021P_Com-VRF-DOAS-2021P_V2 | 0 | 0 | 12.6637 | 0 | 0 | 0 | 0 | 0 | 0 | 0 | 0 | 0 | 0 | 0 | 0 | 0 | 0 | 0 | 0 | 0 | 0 | 0 | 0 | 0 | 0 | 0 | 0 | 0 | 0 | 0 | 0 | 0 | 0 | 0 | 0 | 0 | 0 | 0 | 0 | 0 | 0 | 0 | 0 | 0 | 0 | 0 | 0 | 0 | 0 | 0 | 0 | 0 | 0 | 0 | 0 | 0 | 0 | 0 | 0 | 0 | 0 | 0 | 0 | 0 | 0 | 0 | 0 | 0 | 0 | 0 | 0 | 0 | 0 | 0 | 0 | 0 | 0 | 0 | 0 | 0 | 0 | 0 | 0 | 0 | 0 | 0 | 0 | 0 | 0 | 0 | 0 | 0 | 0 | 0 | 0 | 0 | 0 | 0 | 0 | 0 | 0 | 0 | 0 | 0 | 0 | 0 | 0 | 0 | 0 | 0 | 0 | 0 | 0 | 0 | 0 | 0 | 0 | 0 | 0 | 0 | 0 | 0 | 0 | 0 | 0 | 0 | 0 | 0 | 0 | 0 | 0 | 0 | 0 | 0 | 0 | 0 | 0 | 0 | 0 | 0 | 0 | 0 | 0 | 0 | 0 | 0 | 0 | 0 | 0 | 0 | 0 | 0 | 0 | 0 | 0 | 0 | 0 | 0 | 0 | 0 | 0 | 0 | 0 | 0 | 0 | 0 | 0 | 0 | 0 | 0 | 0 | 12.6637 | 12.6637 | 12.6637 | 12.6637 | 12.6637 | 12.6637 | 12.6637 | 12.6637 | 12.6637 | 12.6637 | 12.6637 | 12.6637 | 12.6637 | 12.6637 | 12.6637 | 12.6637 | 12.6637 | 12.6637 | 12.6637 | 12.6637 | 12.6637 | 12.6637 | 12.6637 | 12.6637 | 12.6637 | 12.6637 | 12.6637 | 12.6637 | -0.0065 | -0.0065 | -0.0065 | -0.0065 | -0.0065 | -0.0065 | -0.0065 | -0.0065 | -0.0065 | -0.0065 | -0.0065 | -0.0065 | -0.0065 | -0.0065 | -0.0065 | -0.0065 | -0.0065 | -0.0065 | -0.0065 | -0.0065 | -0.0065 | -0.0065 | -0.0065 | -0.0065 | -0.0065 | -0.0065 | -0.0065 | -0.0065 | 0 | 0 | 0 | 0 | 0 | 0 | 0 | 0 | 0 | 0 | 0 | 0 | 0 | 0 | 0 | 0 | 0 | 0 | 0 | 0 | 0 | 0 | 0 | 0 | 0 | 0 | 0 | 0 | 0 | 0 | 0 | 0 | 0 | 0 | 0 | 0 | 0 | 0 | 0 | 0 | 0 | 0 | 0 | 0 | 0 | 0 | 0 | 0 | 0 | 0 | 0 | 0 | 0 | 0 | 0 | 0 | 0 | 0 | 0 | 0 | 0 | 0 | 0 | 0 | 0 | 0 | 0 | 0 | 0 | 0 | 0 | 0 | 0 | 0 | 0 | 0 | 0 | 0 | 0 | 0 | 0 | 0 | 0 | 0 | 0 | 0 | 0 | 0 | 0 | 0 | 0 | 0 | 0 | 0 | 0 | 0 | 0 | 0 | 0 | 0 | 0 | 0 | 0 | 0 | 0 | 0 | 0 | 0 | 0 | 0 | 0 | 0 | 0 | 0 | 0 | 0 | 0 | 0 | 0 | 0 | 0 | 0 | 0 | 0 | 0 | 0 | 0 | 0 | 0 | 0 | 0 | 0 | 0 | 0 | 0 | 0 | 0 | 0 | 0 | 0 | 12.6637 | 12.6637 | 12.6637 | 12.6637 | 12.6637 | 12.6637 | 12.6637 | 12.6637 | 12.6637 | 12.6637 | 12.6637 | 12.6637 | 12.6637 | 12.6637 | 12.6637 | 12.6637 | 12.6637 | 12.6637 | 12.6637 | 12.6637 | 12.6637 | 12.6637 | 12.6637 | 12.6637 | 12.6637 | 12.6637 | 12.6637 | 12.6637 | -0.0065 | -0.0065 | -0.0065 | -0.0065 | -0.0065 | -0.0065 | -0.0065 | -0.0065 | -0.0065 | -0.0065 | -0.0065 | -0.0065 | -0.0065 | -0.0065 | -0.0065 | -0.0065 | -0.0065 | -0.0065 | -0.0065 | -0.0065 | -0.0065 | -0.0065 | -0.0065 | -0.0065 | -0.0065 | -0.0065 | -0.0065 | -0.0065 | 0 | 0 | 0 | 0 | 0 | 0 | 0 | 0 | 0 | 0 | 0 | 0 | 0 | 0 | 0 | 0 | 0 | 0 | 0 | 0 | 0 | 0 | 0 | 0 | 0 | 0 | 0 | 0 | 0 | 0 | 0 | 0 | 0 | 0 | 0 | 0 | 0 | 0 | 0 | 0 | 0 | 0 | 0 | 0 | 0 | 0 | 0 | 0 | 0 | 0 | 0 | 0 | 0 | 0 | 0 | 0 | 0 | 0 | 0 | 0 | 0 | 0 | 0 | 0 | 0 | 0 | 0 | 0 | 0 | 0 | 0 | 0 | 0 | 0 | 0 | 0 | 0 | 0 | 0 | 0 | 0 | 0 | 0 | 0 | 0 | 0
Insulation - Ceiling_Restaurant_Existing_Existing (R-19)_Upgrade to R-49 | Insulation - Ceiling_Restaurant_Existing | Insulation - Ceiling_Commercial_Existing_Existing (R-19)_Upgrade to R-49 | Commercial | Restaurant | Existing | Space Heating | Natural Gas | Insulation - Ceiling | NEQ | Existing (R-19) | 45 | 45 | 45 | 0.017873 | 0 | 0 | 0.15 | 0.5 | Retro5Med | 8.35569166605469E-06 | TBD | A | WCM101 | 1.0414438048552677 | 0.6248662829131606 | sqft roof | 0.0321 | 7015.982753668776 | 7015.9828 | 7194.932260571992 | 7194.9323 | Regional Technical Forum. ComWeatherizationSchool - UES Workbook, Version 4.1. Northwest Power and Conservation Council. July 18, 2023. | Regional Technical Forum. ComWeatherizationSchool - UES Workbook, Version 4.1. Northwest Power and Conservation Council. July 18, 2023. | AEG BEST | 0 | 0 | 1.9204 | Existing (R-19) | Existing (R-19) | Existing (R-19) | Existing (R-19) | Existing (R-19) | Existing (R-19) | Existing (R-19) | Existing (R-19) | Existing (R-19) | Existing (R-19) | Existing (R-19) | Existing (R-19) | Existing (R-19) | Existing (R-19) | Existing (R-19) | Existing (R-19) | Existing (R-19) | Existing (R-19) | Existing (R-19) | Existing (R-19) | Existing (R-19) | Existing (R-19) | Existing (R-19) | Existing (R-19) | Existing (R-19) | Existing (R-19) | Existing (R-19) | Existing (R-19) | 0 | 0 | 0 | 2418.8021 | 2915.6305 | 3495.968 | 3967.7722 | 4413.9633 | 5019.7082 | 5342.7896 | 5283.7094 | 4812.3589 | 3993.8605 | 2982.9192 | 1905.6366 | 1068.5481 | 497.1101 | 203.3159 | 71.4864 | 21.6195 | 4.5681 | 0.40855 | 0.26508 | 0 | 0 | 0 | 0 | 0 | 0 | 0 | 0 | 2418.8021 | 5290.2308 | 8679.5744 | 12453.7998 | 16560.1614 | 21128.2102 | 25842.1133 | 30300.4355 | 34097.1344 | 36914.1833 | 38610.7546 | 39176.2211 | 38901.1059 | 38084.3901 | 37020.1477 | 35866.5369 | 34748.2789 | 33691.1988 | 32734.2732 | 31858.5491 | 31067.3159 | 30337.2954 | 29663.7291 | 29042.2316 | 28468.7612 | 0 | 0 | 0 | 138757.4469672576 | 170372.01558089477 | 208485.48899176394 | 242018.80284986802 | 276053.09220227756 | 322739.24716090463 | 354049.9661172223 | 361687.0493977901 | 340846.6376685906 | 292986.5557872105 | 226725.3668373413 | 150051.65776691813 | 87126.76902595248 | 41949.92582731045 | 17748.04554232365 | 6453.834742663146 | 2015.8876144163178 | 439.3719671897031 | 40.444689880023475 | 26.96312658668231 | 0 | 0 | 0 | 0 | 0 | 0 | 0 | 0 | 138757.4469672576 | 309129.46254815237 | 517614.95153991634 | 759633.7543897843 | 1035686.8465920619 | 1358426.0937529665 | 1712476.0598701888 | 2074163.109267979 | 2415009.7469365695 | 2707996.30272378 | 2934721.669561121 | 3084773.3273280393 | 3171900.096353992 | 3213850.0221813023 | 3231598.067723626 | 3238051.902466289 | 3240067.790080705 | 3240507.1620478947 | 3240547.606737775 | 3240574.5698643615 | 3240574.5698643615 | 3240574.5698643615 | 3240574.5698643615 | 3240574.5698643615 | 3240574.5698643615 | Upgrade to R-49 | Upgrade to R-49 | Upgrade to R-49 | Upgrade to R-49 | Upgrade to R-49 | Upgrade to R-49 | Upgrade to R-49 | Upgrade to R-49 | Upgrade to R-49 | Upgrade to R-49 | Upgrade to R-49 | Upgrade to R-49 | Upgrade to R-49 | Upgrade to R-49 | Upgrade to R-49 | Upgrade to R-49 | Upgrade to R-49 | Upgrade to R-49 | Upgrade to R-49 | Upgrade to R-49 | Upgrade to R-49 | Upgrade to R-49 | Upgrade to R-49 | Upgrade to R-49 | Upgrade to R-49 | Upgrade to R-49 | Upgrade to R-49 | Upgrade to R-49 | 1.9204 | 1.9204 | 1.9204 | 1.9204 | 1.9204 | 1.9204 | 1.9204 | 1.9204 | 1.9204 | 1.9204 | 1.9204 | 1.9204 | 1.9204 | 1.9204 | 1.9204 | 1.9204 | 1.9204 | 1.9204 | 1.9204 | 1.9204 | 1.9204 | 1.9204 | 1.9204 | 1.9204 | 1.9204 | 1.9204 | 1.9204 | 1.9204 | 0.0179 | 0.0179 | 0.0179 | 0.0179 | 0.0179 | 0.0179 | 0.0179 | 0.0179 | 0.0179 | 0.0179 | 0.0179 | 0.0179 | 0.0179 | 0.0179 | 0.0179 | 0.0179 | 0.0179 | 0.0179 | 0.0179 | 0.0179 | 0.0179 | 0.0179 | 0.0179 | 0.0179 | 0.0179 | 0.0179 | 0.0179 | 0.0179 | 0 | 0 | 0 | 0 | 0 | 0 | 0 | 0 | 0 | 0 | 0 | 0 | 0 | 0 | 0 | 0 | 0 | 0 | 0 | 0 | 0 | 0 | 0 | 0 | 0 | 0 | 0 | 0 | 0 | 0 | 0 | 0 | 0 | 0 | 0 | 0 | 0 | 0 | 0 | 0 | 0 | 0 | 0 | 0 | 0 | 0 | 0 | 0 | 0 | 0 | 0 | 0 | 0 | 0 | 0 | 0 | 0 | 0 | 0 | 0 | 0 | 0 | 0 | 0 | 0 | 0 | 0 | 0 | 0 | 0 | 0 | 0 | 0 | 0 | 0 | 0 | 0 | 0 | 0 | 0 | 0 | 0 | 0 | 0 | 0 | 0 | 0 | 0 | 0 | 0 | 0 | 0 | 0 | 0 | 0 | 0 | 0 | 0 | 0 | 0 | 0 | 0 | 0 | 0 | 0 | 0 | 0 | 0 | 0 | 0 | 0 | 0 | Upgrade to R-49 | Upgrade to R-49 | Upgrade to R-49 | Upgrade to R-49 | Upgrade to R-49 | Upgrade to R-49 | Upgrade to R-49 | Upgrade to R-49 | Upgrade to R-49 | Upgrade to R-49 | Upgrade to R-49 | Upgrade to R-49 | Upgrade to R-49 | Upgrade to R-49 | Upgrade to R-49 | Upgrade to R-49 | Upgrade to R-49 | Upgrade to R-49 | Upgrade to R-49 | Upgrade to R-49 | Upgrade to R-49 | Upgrade to R-49 | Upgrade to R-49 | Upgrade to R-49 | Upgrade to R-49 | Upgrade to R-49 | Upgrade to R-49 | Upgrade to R-49 | 1.9204 | 1.9204 | 1.9204 | 1.9204 | 1.9204 | 1.9204 | 1.9204 | 1.9204 | 1.9204 | 1.9204 | 1.9204 | 1.9204 | 1.9204 | 1.9204 | 1.9204 | 1.9204 | 1.9204 | 1.9204 | 1.9204 | 1.9204 | 1.9204 | 1.9204 | 1.9204 | 1.9204 | 1.9204 | 1.9204 | 1.9204 | 1.9204 | 0.0179 | 0.0179 | 0.0179 | 0.0179 | 0.0179 | 0.0179 | 0.0179 | 0.0179 | 0.0179 | 0.0179 | 0.0179 | 0.0179 | 0.0179 | 0.0179 | 0.0179 | 0.0179 | 0.0179 | 0.0179 | 0.0179 | 0.0179 | 0.0179 | 0.0179 | 0.0179 | 0.0179 | 0.0179 | 0.0179 | 0.0179 | 0.0179 | 0 | 0 | 0 | 0 | 0 | 0 | 0 | 0 | 0 | 0 | 0 | 0 | 0 | 0 | 0 | 0 | 0 | 0 | 0 | 0 | 0 | 0 | 0 | 0 | 0 | 0 | 0 | 0 | 0 | 0 | 0 | 0 | 0 | 0 | 0 | 0 | 0 | 0 | 0 | 0 | 0 | 0 | 0 | 0 | 0 | 0 | 0 | 0 | 0 | 0 | 0 | 0 | 0 | 0 | 0 | 0 | 0 | 0 | 0 | 0 | 0 | 0 | 0 | 0 | 0 | 0 | 0 | 0 | 0 | 0 | 0 | 0 | 0 | 0 | 0 | 0 | 0 | 0 | 0 | 0 | 0 | 0 | 0 | 0 | 0 | 0
Lodging - Guest Room Controls_Grocery_Existing_Equipment that determines the occupancy of the room | Lodging - Guest Room Controls_Grocery_Existing | Lodging - Guest Room Controls_Commercial_Existing_manual heating/cooling temperature set-point and fan On/Off/Auto thermostat controls_Equipment that determines the occupancy of the room | Commercial | Grocery | Existing | Space Heating | Natural Gas | Lodging - Guest Room Controls | NEQ | manual heating/cooling temperature set-point and fan On/Off/Auto thermostat controls | 15 | 15 | 15 | 0 | 0 | 0 | 0 | 0 | Retro5Med | 8.35569166605469E-06 | TBD | A | WCM343 | 0.7 | 0.42 | LodgUnit | 0.0321 | 0 | 0 | 0 | 0 | IL TRM v13 - 4.4.8 - Guest Room Energy Management (PTAC & PTHP) - CI-HVC-GREM-V06-0601 | IL TRM v13 - 4.4.8 - Guest Room Energy Management (PTAC & PTHP) - CI-HVC-GREM-V06-0601 | AEG BEST | 0 | 0 | 319.8724 | manual heating/cooling temperature set-point and fan On/Off/Auto thermostat controls | manual heating/cooling temperature set-point and fan On/Off/Auto thermostat controls | manual heating/cooling temperature set-point and fan On/Off/Auto thermostat controls | manual heating/cooling temperature set-point and fan On/Off/Auto thermostat controls | manual heating/cooling temperature set-point and fan On/Off/Auto thermostat controls | manual heating/cooling temperature set-point and fan On/Off/Auto thermostat controls | manual heating/cooling temperature set-point and fan On/Off/Auto thermostat controls | manual heating/cooling temperature set-point and fan On/Off/Auto thermostat controls | manual heating/cooling temperature set-point and fan On/Off/Auto thermostat controls | manual heating/cooling temperature set-point and fan On/Off/Auto thermostat controls | manual heating/cooling temperature set-point and fan On/Off/Auto thermostat controls | manual heating/cooling temperature set-point and fan On/Off/Auto thermostat controls | manual heating/cooling temperature set-point and fan On/Off/Auto thermostat controls | manual heating/cooling temperature set-point and fan On/Off/Auto thermostat controls | manual heating/cooling temperature set-point and fan On/Off/Auto thermostat controls | manual heating/cooling temperature set-point and fan On/Off/Auto thermostat controls | manual heating/cooling temperature set-point and fan On/Off/Auto thermostat controls | manual heating/cooling temperature set-point and fan On/Off/Auto thermostat controls | manual heating/cooling temperature set-point and fan On/Off/Auto thermostat controls | manual heating/cooling temperature set-point and fan On/Off/Auto thermostat controls | manual heating/cooling temperature set-point and fan On/Off/Auto thermostat controls | manual heating/cooling temperature set-point and fan On/Off/Auto thermostat controls | manual heating/cooling temperature set-point and fan On/Off/Auto thermostat controls | manual heating/cooling temperature set-point and fan On/Off/Auto thermostat controls | manual heating/cooling temperature set-point and fan On/Off/Auto thermostat controls | manual heating/cooling temperature set-point and fan On/Off/Auto thermostat controls | manual heating/cooling temperature set-point and fan On/Off/Auto thermostat controls | manual heating/cooling temperature set-point and fan On/Off/Auto thermostat controls | 0 | 0 | 0 | 0 | 0 | 0 | 0 | 0 | 0 | 0 | 0 | 0 | 0 | 0 | 0 | 0 | 0 | 0 | 0 | 0 | 0 | 0 | 0 | 0 | 0 | 0 | 0 | 0 | 0 | 0 | 0 | 0 | 0 | 0 | 0 | 0 | 0 | 0 | 0 | 0 | 0 | 0 | 0 | 0 | 0 | 0 | 0 | 0 | 0 | 0 | 0 | 0 | 0 | 0 | 0 | 0 | 0 | 0 | 0 | 0 | 0 | 0 | 0 | 0 | 0 | 0 | 0 | 0 | 0 | 0 | 0 | 0 | 0 | 0 | 0 | 0 | 0 | 0 | 0 | 0 | 0 | 0 | 0 | 0 | 0 | 0 | 0 | 0 | 0 | 0 | 0 | 0 | 0 | 0 | 0 | 0 | 0 | 0 | 0 | 0 | 0 | 0 | 0 | 0 | 0 | 0 | 0 | 0 | 0 | 0 | 0 | 0 | Equipment that determines the occupancy of the room | Equipment that determines the occupancy of the room | Equipment that determines the occupancy of the room | Equipment that determines the occupancy of the room | Equipment that determines the occupancy of the room | Equipment that determines the occupancy of the room | Equipment that determines the occupancy of the room | Equipment that determines the occupancy of the room | Equipment that determines the occupancy of the room | Equipment that determines the occupancy of the room | Equipment that determines the occupancy of the room | Equipment that determines the occupancy of the room | Equipment that determines the occupancy of the room | Equipment that determines the occupancy of the room | Equipment that determines the occupancy of the room | Equipment that determines the occupancy of the room | Equipment that determines the occupancy of the room | Equipment that determines the occupancy of the room | Equipment that determines the occupancy of the room | Equipment that determines the occupancy of the room | Equipment that determines the occupancy of the room | Equipment that determines the occupancy of the room | Equipment that determines the occupancy of the room | Equipment that determines the occupancy of the room | Equipment that determines the occupancy of the room | Equipment that determines the occupancy of the room | Equipment that determines the occupancy of the room | Equipment that determines the occupancy of the room | 319.8724 | 319.8724 | 319.8724 | 319.8724 | 319.8724 | 319.8724 | 319.8724 | 319.8724 | 319.8724 | 319.8724 | 319.8724 | 319.8724 | 319.8724 | 319.8724 | 319.8724 | 319.8724 | 319.8724 | 319.8724 | 319.8724 | 319.8724 | 319.8724 | 319.8724 | 319.8724 | 319.8724 | 319.8724 | 319.8724 | 319.8724 | 319.8724 | 0 | 0 | 0 | 0 | 0 | 0 | 0 | 0 | 0 | 0 | 0 | 0 | 0 | 0 | 0 | 0 | 0 | 0 | 0 | 0 | 0 | 0 | 0 | 0 | 0 | 0 | 0 | 0 | 0 | 0 | 0 | 0 | 0 | 0 | 0 | 0 | 0 | 0 | 0 | 0 | 0 | 0 | 0 | 0 | 0 | 0 | 0 | 0 | 0 | 0 | 0 | 0 | 0 | 0 | 0 | 0 | 0 | 0 | 0 | 0 | 0 | 0 | 0 | 0 | 0 | 0 | 0 | 0 | 0 | 0 | 0 | 0 | 0 | 0 | 0 | 0 | 0 | 0 | 0 | 0 | 0 | 0 | 0 | 0 | 0 | 0 | 0 | 0 | 0 | 0 | 0 | 0 | 0 | 0 | 0 | 0 | 0 | 0 | 0 | 0 | 0 | 0 | 0 | 0 | 0 | 0 | 0 | 0 | 0 | 0 | 0 | 0 | 0 | 0 | 0 | 0 | 0 | 0 | 0 | 0 | 0 | 0 | 0 | 0 | 0 | 0 | 0 | 0 | 0 | 0 | 0 | 0 | 0 | 0 | 0 | 0 | 0 | 0 | 0 | 0 | Equipment that determines the occupancy of the room | Equipment that determines the occupancy of the room | Equipment that determines the occupancy of the room | Equipment that determines the occupancy of the room | Equipment that determines the occupancy of the room | Equipment that determines the occupancy of the room | Equipment that determines the occupancy of the room | Equipment that determines the occupancy of the room | Equipment that determines the occupancy of the room | Equipment that determines the occupancy of the room | Equipment that determines the occupancy of the room | Equipment that determines the occupancy of the room | Equipment that determines the occupancy of the room | Equipment that determines the occupancy of the room | Equipment that determines the occupancy of the room | Equipment that determines the occupancy of the room | Equipment that determines the occupancy of the room | Equipment that determines the occupancy of the room | Equipment that determines the occupancy of the room | Equipment that determines the occupancy of the room | Equipment that determines the occupancy of the room | Equipment that determines the occupancy of the room | Equipment that determines the occupancy of the room | Equipment that determines the occupancy of the room | Equipment that determines the occupancy of the room | Equipment that determines the occupancy of the room | Equipment that determines the occupancy of the room | Equipment that determines the occupancy of the room | 319.8724 | 319.8724 | 319.8724 | 319.8724 | 319.8724 | 319.8724 | 319.8724 | 319.8724 | 319.8724 | 319.8724 | 319.8724 | 319.8724 | 319.8724 | 319.8724 | 319.8724 | 319.8724 | 319.8724 | 319.8724 | 319.8724 | 319.8724 | 319.8724 | 319.8724 | 319.8724 | 319.8724 | 319.8724 | 319.8724 | 319.8724 | 319.8724 | 0 | 0 | 0 | 0 | 0 | 0 | 0 | 0 | 0 | 0 | 0 | 0 | 0 | 0 | 0 | 0 | 0 | 0 | 0 | 0 | 0 | 0 | 0 | 0 | 0 | 0 | 0 | 0 | 0 | 0 | 0 | 0 | 0 | 0 | 0 | 0 | 0 | 0 | 0 | 0 | 0 | 0 | 0 | 0 | 0 | 0 | 0 | 0 | 0 | 0 | 0 | 0 | 0 | 0 | 0 | 0 | 0 | 0 | 0 | 0 | 0 | 0 | 0 | 0 | 0 | 0 | 0 | 0 | 0 | 0 | 0 | 0 | 0 | 0 | 0 | 0 | 0 | 0 | 0 | 0 | 0 | 0 | 0 | 0 | 0 | 0 | 0 | 0 | 0 | 0 | 0 | 0 | 0 | 0 | 0 | 0 | 0 | 0 | 0 | 0 | 0 | 0 | 0 | 0 | 0 | 0 | 0 | 0 | 0 | 0 | 0 | 0 | 0 | 0
Ducting - Repair and Sealing_Grocery_New_Not Applicable Segment or Vintage | Ducting - Repair and Sealing_Grocery_New | Ducting - Repair and Sealing_Commercial_New_Not Applicable Segment or Vintage_Not Applicable Segment or Vintage | Commercial | Grocery | New | Space Heating | Natural Gas | Ducting - Repair and Sealing | NEQ | Not Applicable Segment or Vintage | 15 | 15 | 15 | 0 | 0 | 0 | 0 | 0 | Retro5Med | 8.35569166605469E-06 | TBD | A | WCM354 | 0.7 | 0.42 | sqft | 0.0321 | 0 | 0 | 0 | 0 | Not Applicable Segment or Vintage | Not Applicable Segment or Vintage | AEG BEST | 0 | 0 | 0 | Not Applicable Segment or Vintage | Not Applicable Segment or Vintage | Not Applicable Segment or Vintage | Not Applicable Segment or Vintage | Not Applicable Segment or Vintage | Not Applicable Segment or Vintage | Not Applicable Segment or Vintage | Not Applicable Segment or Vintage | Not Applicable Segment or Vintage | Not Applicable Segment or Vintage | Not Applicable Segment or Vintage | Not Applicable Segment or Vintage | Not Applicable Segment or Vintage | Not Applicable Segment or Vintage | Not Applicable Segment or Vintage | Not Applicable Segment or Vintage | Not Applicable Segment or Vintage | Not Applicable Segment or Vintage | Not Applicable Segment or Vintage | Not Applicable Segment or Vintage | Not Applicable Segment or Vintage | Not Applicable Segment or Vintage | Not Applicable Segment or Vintage | Not Applicable Segment or Vintage | Not Applicable Segment or Vintage | Not Applicable Segment or Vintage | Not Applicable Segment or Vintage | Not Applicable Segment or Vintage | 0 | 0 | 0 | 0 | 0 | 0 | 0 | 0 | 0 | 0 | 0 | 0 | 0 | 0 | 0 | 0 | 0 | 0 | 0 | 0 | 0 | 0 | 0 | 0 | 0 | 0 | 0 | 0 | 0 | 0 | 0 | 0 | 0 | 0 | 0 | 0 | 0 | 0 | 0 | 0 | 0 | 0 | 0 | 0 | 0 | 0 | 0 | 0 | 0 | 0 | 0 | 0 | 0 | 0 | 0 | 0 | 0 | 0 | 0 | 0 | 0 | 0 | 0 | 0 | 0 | 0 | 0 | 0 | 0 | 0 | 0 | 0 | 0 | 0 | 0 | 0 | 0 | 0 | 0 | 0 | 0 | 0 | 0 | 0 | 0 | 0 | 0 | 0 | 0 | 0 | 0 | 0 | 0 | 0 | 0 | 0 | 0 | 0 | 0 | 0 | 0 | 0 | 0 | 0 | 0 | 0 | 0 | 0 | 0 | 0 | 0 | 0 | Not Applicable Segment or Vintage | Not Applicable Segment or Vintage | Not Applicable Segment or Vintage | Not Applicable Segment or Vintage | Not Applicable Segment or Vintage | Not Applicable Segment or Vintage | Not Applicable Segment or Vintage | Not Applicable Segment or Vintage | Not Applicable Segment or Vintage | Not Applicable Segment or Vintage | Not Applicable Segment or Vintage | Not Applicable Segment or Vintage | Not Applicable Segment or Vintage | Not Applicable Segment or Vintage | Not Applicable Segment or Vintage | Not Applicable Segment or Vintage | Not Applicable Segment or Vintage | Not Applicable Segment or Vintage | Not Applicable Segment or Vintage | Not Applicable Segment or Vintage | Not Applicable Segment or Vintage | Not Applicable Segment or Vintage | Not Applicable Segment or Vintage | Not Applicable Segment or Vintage | Not Applicable Segment or Vintage | Not Applicable Segment or Vintage | Not Applicable Segment or Vintage | Not Applicable Segment or Vintage | 0 | 0 | 0 | 0 | 0 | 0 | 0 | 0 | 0 | 0 | 0 | 0 | 0 | 0 | 0 | 0 | 0 | 0 | 0 | 0 | 0 | 0 | 0 | 0 | 0 | 0 | 0 | 0 | 0 | 0 | 0 | 0 | 0 | 0 | 0 | 0 | 0 | 0 | 0 | 0 | 0 | 0 | 0 | 0 | 0 | 0 | 0 | 0 | 0 | 0 | 0 | 0 | 0 | 0 | 0 | 0 | 0 | 0 | 0 | 0 | 0 | 0 | 0 | 0 | 0 | 0 | 0 | 0 | 0 | 0 | 0 | 0 | 0 | 0 | 0 | 0 | 0 | 0 | 0 | 0 | 0 | 0 | 0 | 0 | 0 | 0 | 0 | 0 | 0 | 0 | 0 | 0 | 0 | 0 | 0 | 0 | 0 | 0 | 0 | 0 | 0 | 0 | 0 | 0 | 0 | 0 | 0 | 0 | 0 | 0 | 0 | 0 | 0 | 0 | 0 | 0 | 0 | 0 | 0 | 0 | 0 | 0 | 0 | 0 | 0 | 0 | 0 | 0 | 0 | 0 | 0 | 0 | 0 | 0 | 0 | 0 | 0 | 0 | 0 | 0 | 0 | 0 | 0 | 0 | 0 | 0 | 0 | 0 | 0 | 0 | 0 | 0 | 0 | 0 | 0 | 0 | 0 | 0 | 0 | 0 | 0 | 0 | 0 | 0 | 0 | 0 | 0 | 0 | Not Applicable Segment or Vintage | Not Applicable Segment or Vintage | Not Applicable Segment or Vintage | Not Applicable Segment or Vintage | Not Applicable Segment or Vintage | Not Applicable Segment or Vintage | Not Applicable Segment or Vintage | Not Applicable Segment or Vintage | Not Applicable Segment or Vintage | Not Applicable Segment or Vintage | Not Applicable Segment or Vintage | Not Applicable Segment or Vintage | Not Applicable Segment or Vintage | Not Applicable Segment or Vintage | Not Applicable Segment or Vintage | Not Applicable Segment or Vintage | Not Applicable Segment or Vintage | Not Applicable Segment or Vintage | Not Applicable Segment or Vintage | Not Applicable Segment or Vintage | Not Applicable Segment or Vintage | Not Applicable Segment or Vintage | Not Applicable Segment or Vintage | Not Applicable Segment or Vintage | Not Applicable Segment or Vintage | Not Applicable Segment or Vintage | Not Applicable Segment or Vintage | Not Applicable Segment or Vintage | 0 | 0 | 0 | 0 | 0 | 0 | 0 | 0 | 0 | 0 | 0 | 0 | 0 | 0 | 0 | 0 | 0 | 0 | 0 | 0 | 0 | 0 | 0 | 0 | 0 | 0 | 0 | 0 | 0 | 0 | 0 | 0 | 0 | 0 | 0 | 0 | 0 | 0 | 0 | 0 | 0 | 0 | 0 | 0 | 0 | 0 | 0 | 0 | 0 | 0 | 0 | 0 | 0 | 0 | 0 | 0 | 0 | 0 | 0 | 0 | 0 | 0 | 0 | 0 | 0 | 0 | 0 | 0 | 0 | 0 | 0 | 0 | 0 | 0 | 0 | 0 | 0 | 0 | 0 | 0 | 0 | 0 | 0 | 0 | 0 | 0 | 0 | 0 | 0 | 0 | 0 | 0 | 0 | 0 | 0 | 0 | 0 | 0 | 0 | 0 | 0 | 0 | 0 | 0 | 0 | 0 | 0 | 0 | 0 | 0 | 0 | 0 | 0 | 0 | 0 | 0 | 0 | 0 | 0 | 0 | 0 | 0 | 0 | 0 | 0 | 0 | 0 | 0 | 0 | 0 | 0 | 0 | 0 | 0 | 0 | 0 | 0 | 0 | 0 | 0 | 0 | 0
Insulation - Ducting_Grocery_New_Not Applicable Segment or Vintage | Insulation - Ducting_Grocery_New | Insulation - Ducting_Commercial_New_Not Applicable Segment or Vintage_Not Applicable Segment or Vintage | Commercial | Grocery | New | Space Heating | Natural Gas | Insulation - Ducting | NEQ | Not Applicable Segment or Vintage | 15 | 15 | 15 | 0 | 0 | 0 | 0 | 0 | Retro5Med | 8.35569166605469E-06 | TBD | A | WCM353 | 0.7 | 0.42 | sqft | 0.0321 | 0 | 0 | 0 | 0 | Not Applicable Segment or Vintage | Not Applicable Segment or Vintage | AEG BEST | 0 | 0 | 0 | Not Applicable Segment or Vintage | Not Applicable Segment or Vintage | Not Applicable Segment or Vintage | Not Applicable Segment or Vintage | Not Applicable Segment or Vintage | Not Applicable Segment or Vintage | Not Applicable Segment or Vintage | Not Applicable Segment or Vintage | Not Applicable Segment or Vintage | Not Applicable Segment or Vintage | Not Applicable Segment or Vintage | Not Applicable Segment or Vintage | Not Applicable Segment or Vintage | Not Applicable Segment or Vintage | Not Applicable Segment or Vintage | Not Applicable Segment or Vintage | Not Applicable Segment or Vintage | Not Applicable Segment or Vintage | Not Applicable Segment or Vintage | Not Applicable Segment or Vintage | Not Applicable Segment or Vintage | Not Applicable Segment or Vintage | Not Applicable Segment or Vintage | Not Applicable Segment or Vintage | Not Applicable Segment or Vintage | Not Applicable Segment or Vintage | Not Applicable Segment or Vintage | Not Applicable Segment or Vintage | 0 | 0 | 0 | 0 | 0 | 0 | 0 | 0 | 0 | 0 | 0 | 0 | 0 | 0 | 0 | 0 | 0 | 0 | 0 | 0 | 0 | 0 | 0 | 0 | 0 | 0 | 0 | 0 | 0 | 0 | 0 | 0 | 0 | 0 | 0 | 0 | 0 | 0 | 0 | 0 | 0 | 0 | 0 | 0 | 0 | 0 | 0 | 0 | 0 | 0 | 0 | 0 | 0 | 0 | 0 | 0 | 0 | 0 | 0 | 0 | 0 | 0 | 0 | 0 | 0 | 0 | 0 | 0 | 0 | 0 | 0 | 0 | 0 | 0 | 0 | 0 | 0 | 0 | 0 | 0 | 0 | 0 | 0 | 0 | 0 | 0 | 0 | 0 | 0 | 0 | 0 | 0 | 0 | 0 | 0 | 0 | 0 | 0 | 0 | 0 | 0 | 0 | 0 | 0 | 0 | 0 | 0 | 0 | 0 | 0 | 0 | 0 | Not Applicable Segment or Vintage | Not Applicable Segment or Vintage | Not Applicable Segment or Vintage | Not Applicable Segment or Vintage | Not Applicable Segment or Vintage | Not Applicable Segment or Vintage | Not Applicable Segment or Vintage | Not Applicable Segment or Vintage | Not Applicable Segment or Vintage | Not Applicable Segment or Vintage | Not Applicable Segment or Vintage | Not Applicable Segment or Vintage | Not Applicable Segment or Vintage | Not Applicable Segment or Vintage | Not Applicable Segment or Vintage | Not Applicable Segment or Vintage | Not Applicable Segment or Vintage | Not Applicable Segment or Vintage | Not Applicable Segment or Vintage | Not Applicable Segment or Vintage | Not Applicable Segment or Vintage | Not Applicable Segment or Vintage | Not Applicable Segment or Vintage | Not Applicable Segment or Vintage | Not Applicable Segment or Vintage | Not Applicable Segment or Vintage | Not Applicable Segment or Vintage | Not Applicable Segment or Vintage | 0 | 0 | 0 | 0 | 0 | 0 | 0 | 0 | 0 | 0 | 0 | 0 | 0 | 0 | 0 | 0 | 0 | 0 | 0 | 0 | 0 | 0 | 0 | 0 | 0 | 0 | 0 | 0 | 0 | 0 | 0 | 0 | 0 | 0 | 0 | 0 | 0 | 0 | 0 | 0 | 0 | 0 | 0 | 0 | 0 | 0 | 0 | 0 | 0 | 0 | 0 | 0 | 0 | 0 | 0 | 0 | 0 | 0 | 0 | 0 | 0 | 0 | 0 | 0 | 0 | 0 | 0 | 0 | 0 | 0 | 0 | 0 | 0 | 0 | 0 | 0 | 0 | 0 | 0 | 0 | 0 | 0 | 0 | 0 | 0 | 0 | 0 | 0 | 0 | 0 | 0 | 0 | 0 | 0 | 0 | 0 | 0 | 0 | 0 | 0 | 0 | 0 | 0 | 0 | 0 | 0 | 0 | 0 | 0 | 0 | 0 | 0 | 0 | 0 | 0 | 0 | 0 | 0 | 0 | 0 | 0 | 0 | 0 | 0 | 0 | 0 | 0 | 0 | 0 | 0 | 0 | 0 | 0 | 0 | 0 | 0 | 0 | 0 | 0 | 0 | 0 | 0 | 0 | 0 | 0 | 0 | 0 | 0 | 0 | 0 | 0 | 0 | 0 | 0 | 0 | 0 | 0 | 0 | 0 | 0 | 0 | 0 | 0 | 0 | 0 | 0 | 0 | 0 | Not Applicable Segment or Vintage | Not Applicable Segment or Vintage | Not Applicable Segment or Vintage | Not Applicable Segment or Vintage | Not Applicable Segment or Vintage | Not Applicable Segment or Vintage | Not Applicable Segment or Vintage | Not Applicable Segment or Vintage | Not Applicable Segment or Vintage | Not Applicable Segment or Vintage | Not Applicable Segment or Vintage | Not Applicable Segment or Vintage | Not Applicable Segment or Vintage | Not Applicable Segment or Vintage | Not Applicable Segment or Vintage | Not Applicable Segment or Vintage | Not Applicable Segment or Vintage | Not Applicable Segment or Vintage | Not Applicable Segment or Vintage | Not Applicable Segment or Vintage | Not Applicable Segment or Vintage | Not Applicable Segment or Vintage | Not Applicable Segment or Vintage | Not Applicable Segment or Vintage | Not Applicable Segment or Vintage | Not Applicable Segment or Vintage | Not Applicable Segment or Vintage | Not Applicable Segment or Vintage | 0 | 0 | 0 | 0 | 0 | 0 | 0 | 0 | 0 | 0 | 0 | 0 | 0 | 0 | 0 | 0 | 0 | 0 | 0 | 0 | 0 | 0 | 0 | 0 | 0 | 0 | 0 | 0 | 0 | 0 | 0 | 0 | 0 | 0 | 0 | 0 | 0 | 0 | 0 | 0 | 0 | 0 | 0 | 0 | 0 | 0 | 0 | 0 | 0 | 0 | 0 | 0 | 0 | 0 | 0 | 0 | 0 | 0 | 0 | 0 | 0 | 0 | 0 | 0 | 0 | 0 | 0 | 0 | 0 | 0 | 0 | 0 | 0 | 0 | 0 | 0 | 0 | 0 | 0 | 0 | 0 | 0 | 0 | 0 | 0 | 0 | 0 | 0 | 0 | 0 | 0 | 0 | 0 | 0 | 0 | 0 | 0 | 0 | 0 | 0 | 0 | 0 | 0 | 0 | 0 | 0 | 0 | 0 | 0 | 0 | 0 | 0 | 0 | 0 | 0 | 0 | 0 | 0 | 0 | 0 | 0 | 0 | 0 | 0 | 0 | 0 | 0 | 0 | 0 | 0 | 0 | 0 | 0 | 0 | 0 | 0 | 0 | 0 | 0 | 0 | 0 | 0
Advanced New Construction Designs_Grocery_New_Advanced new construction buildings exceeding ASHRAE 90.1 requirements using integrated design approach. | Advanced New Construction Designs_Grocery_New | Advanced New Construction Designs_Commercial_New_New construction building meeting current code._Advanced new construction buildings exceeding ASHRAE 90.1 requirements using integrated design approach. | Commercial | Grocery | New | Space Heating | Natural Gas | Advanced New Construction Designs | NEQ | New construction building meeting current code. | 30 | 30 | 30 | 0 | 0 | 0 | 0.25 | 0.75 | RetroEven20 | 0.03333333333333333 | TBD | A | WCM395 | 0.7 | 0.42 | sqft cond | 0.0321 | 0 | 0 | 0 | 0 | Pacific Northwest National Laboratory. Expanded Energy Credits in Energy Codes. PNNL-31572. July 2021. | The Technical Feasibility of Zero Net Energy Buildings in California, CALMAC Study ID - PGE0326.01. December 2012. | Pacific Northwest National Laboratory. Expanded Energy Credits in Energy Codes. PNNL-31572. July 2021. | 0 | 0 | 4.4221 | New construction building meeting current code. | New construction building meeting current code. | New construction building meeting current code. | New construction building meeting current code. | New construction building meeting current code. | New construction building meeting current code. | New construction building meeting current code. | New construction building meeting current code. | New construction building meeting current code. | New construction building meeting current code. | New construction building meeting current code. | New construction building meeting current code. | New construction building meeting current code. | New construction building meeting current code. | New construction building meeting current code. | New construction building meeting current code. | New construction building meeting current code. | New construction building meeting current code. | New construction building meeting current code. | New construction building meeting current code. | New construction building meeting current code. | New construction building meeting current code. | New construction building meeting current code. | New construction building meeting current code. | New construction building meeting current code. | New construction building meeting current code. | New construction building meeting current code. | New construction building meeting current code. | 0 | 0 | 0 | 0 | 0 | 0 | 0 | 0 | 0 | 0 | 0 | 0 | 0 | 0 | 0 | 0 | 0 | 0 | 0 | 0 | 0 | 0 | 0 | 0 | 0 | 0 | 0 | 0 | 0 | 0 | 0 | 0 | 0 | 0 | 0 | 0 | 0 | 0 | 0 | 0 | 0 | 0 | 0 | 0 | 0 | 0 | 0 | 0 | 0 | 0 | 0 | 0 | 0 | 0 | 0 | 0 | 0 | 0 | 0 | 0 | 0 | 0 | 0 | 0 | 0 | 0 | 0 | 0 | 0 | 0 | 0 | 0 | 0 | 0 | 0 | 0 | 0 | 0 | 0 | 0 | 0 | 0 | 0 | 0 | 0 | 0 | 0 | 0 | 0 | 0 | 0 | 0 | 0 | 0 | 0 | 0 | 0 | 0 | 0 | 0 | 0 | 0 | 0 | 0 | 0 | 0 | 0 | 0 | 0 | 0 | 0 | 0 | Advanced new construction buildings exceeding ASHRAE 90.1 requirements using integrated design approach. | Advanced new construction buildings exceeding ASHRAE 90.1 requirements using integrated design approach. | Advanced new construction buildings exceeding ASHRAE 90.1 requirements using integrated design approach. | Advanced new construction buildings exceeding ASHRAE 90.1 requirements using integrated design approach. | Advanced new construction buildings exceeding ASHRAE 90.1 requirements using integrated design approach. | Advanced new construction buildings exceeding ASHRAE 90.1 requirements using integrated design approach. | Advanced new construction buildings exceeding ASHRAE 90.1 requirements using integrated design approach. | Advanced new construction buildings exceeding ASHRAE 90.1 requirements using integrated design approach. | Advanced new construction buildings exceeding ASHRAE 90.1 requirements using integrated design approach. | Advanced new construction buildings exceeding ASHRAE 90.1 requirements using integrated design approach. | Advanced new construction buildings exceeding ASHRAE 90.1 requirements using integrated design approach. | Advanced new construction buildings exceeding ASHRAE 90.1 requirements using integrated design approach. | Advanced new construction buildings exceeding ASHRAE 90.1 requirements using integrated design approach. | Advanced new construction buildings exceeding ASHRAE 90.1 requirements using integrated design approach. | Advanced new construction buildings exceeding ASHRAE 90.1 requirements using integrated design approach. | Advanced new construction buildings exceeding ASHRAE 90.1 requirements using integrated design approach. | Advanced new construction buildings exceeding ASHRAE 90.1 requirements using integrated design approach. | Advanced new construction buildings exceeding ASHRAE 90.1 requirements using integrated design approach. | Advanced new construction buildings exceeding ASHRAE 90.1 requirements using integrated design approach. | Advanced new construction buildings exceeding ASHRAE 90.1 requirements using integrated design approach. | Advanced new construction buildings exceeding ASHRAE 90.1 requirements using integrated design approach. | Advanced new construction buildings exceeding ASHRAE 90.1 requirements using integrated design approach. | Advanced new construction buildings exceeding ASHRAE 90.1 requirements using integrated design approach. | Advanced new construction buildings exceeding ASHRAE 90.1 requirements using integrated design approach. | Advanced new construction buildings exceeding ASHRAE 90.1 requirements using integrated design approach. | Advanced new construction buildings exceeding ASHRAE 90.1 requirements using integrated design approach. | Advanced new construction buildings exceeding ASHRAE 90.1 requirements using integrated design approach. | Advanced new construction buildings exceeding ASHRAE 90.1 requirements using integrated design approach. | 4.4221 | 4.4221 | 4.4221 | 4.4221 | 4.4221 | 4.4221 | 4.4221 | 4.4221 | 4.4221 | 4.4221 | 4.4221 | 4.4221 | 4.4221 | 4.4221 | 4.4221 | 4.4221 | 4.4221 | 4.4221 | 4.4221 | 4.4221 | 4.4221 | 4.4221 | 4.4221 | 4.4221 | 4.4221 | 4.4221 | 4.4221 | 4.4221 | 0 | 0 | 0 | 0 | 0 | 0 | 0 | 0 | 0 | 0 | 0 | 0 | 0 | 0 | 0 | 0 | 0 | 0 | 0 | 0 | 0 | 0 | 0 | 0 | 0 | 0 | 0 | 0 | 0 | 0 | 0 | 0 | 0 | 0 | 0 | 0 | 0 | 0 | 0 | 0 | 0 | 0 | 0 | 0 | 0 | 0 | 0 | 0 | 0 | 0 | 0 | 0 | 0 | 0 | 0 | 0 | 0 | 0 | 0 | 0 | 0 | 0 | 0 | 0 | 0 | 0 | 0 | 0 | 0 | 0 | 0 | 0 | 0 | 0 | 0 | 0 | 0 | 0 | 0 | 0 | 0 | 0 | 0 | 0 | 0 | 0 | 0 | 0 | 0 | 0 | 0 | 0 | 0 | 0 | 0 | 0 | 0 | 0 | 0 | 0 | 0 | 0 | 0 | 0 | 0 | 0 | 0 | 0 | 0 | 0 | 0 | 0 | 0 | 0 | 0 | 0 | 0 | 0 | 0 | 0 | 0 | 0 | 0 | 0 | 0 | 0 | 0 | 0 | 0 | 0 | 0 | 0 | 0 | 0 | 0 | 0 | 0 | 0 | 0 | 0 | Advanced new construction buildings exceeding ASHRAE 90.1 requirements using integrated design approach. | Advanced new construction buildings exceeding ASHRAE 90.1 requirements using integrated design approach. | Advanced new construction buildings exceeding ASHRAE 90.1 requirements using integrated design approach. | Advanced new construction buildings exceeding ASHRAE 90.1 requirements using integrated design approach. | Advanced new construction buildings exceeding ASHRAE 90.1 requirements using integrated design approach. | Advanced new construction buildings exceeding ASHRAE 90.1 requirements using integrated design approach. | Advanced new construction buildings exceeding ASHRAE 90.1 requirements using integrated design approach. | Advanced new construction buildings exceeding ASHRAE 90.1 requirements using integrated design approach. | Advanced new construction buildings exceeding ASHRAE 90.1 requirements using integrated design approach. | Advanced new construction buildings exceeding ASHRAE 90.1 requirements using integrated design approach. | Advanced new construction buildings exceeding ASHRAE 90.1 requirements using integrated design approach. | Advanced new construction buildings exceeding ASHRAE 90.1 requirements using integrated design approach. | Advanced new construction buildings exceeding ASHRAE 90.1 requirements using integrated design approach. | Advanced new construction buildings exceeding ASHRAE 90.1 requirements using integrated design approach. | Advanced new construction buildings exceeding ASHRAE 90.1 requirements using integrated design approach. | Advanced new construction buildings exceeding ASHRAE 90.1 requirements using integrated design approach. | Advanced new construction buildings exceeding ASHRAE 90.1 requirements using integrated design approach. | Advanced new construction buildings exceeding ASHRAE 90.1 requirements using integrated design approach. | Advanced new construction buildings exceeding ASHRAE 90.1 requirements using integrated design approach. | Advanced new construction buildings exceeding ASHRAE 90.1 requirements using integrated design approach. | Advanced new construction buildings exceeding ASHRAE 90.1 requirements using integrated design approach. | Advanced new construction buildings exceeding ASHRAE 90.1 requirements using integrated design approach. | Advanced new construction buildings exceeding ASHRAE 90.1 requirements using integrated design approach. | Advanced new construction buildings exceeding ASHRAE 90.1 requirements using integrated design approach. | Advanced new construction buildings exceeding ASHRAE 90.1 requirements using integrated design approach. | Advanced new construction buildings exceeding ASHRAE 90.1 requirements using integrated design approach. | Advanced new construction buildings exceeding ASHRAE 90.1 requirements using integrated design approach. | Advanced new construction buildings exceeding ASHRAE 90.1 requirements using integrated design approach. | 4.4221 | 4.4221 | 4.4221 | 4.4221 | 4.4221 | 4.4221 | 4.4221 | 4.4221 | 4.4221 | 4.4221 | 4.4221 | 4.4221 | 4.4221 | 4.4221 | 4.4221 | 4.4221 | 4.4221 | 4.4221 | 4.4221 | 4.4221 | 4.4221 | 4.4221 | 4.4221 | 4.4221 | 4.4221 | 4.4221 | 4.4221 | 4.4221 | 0 | 0 | 0 | 0 | 0 | 0 | 0 | 0 | 0 | 0 | 0 | 0 | 0 | 0 | 0 | 0 | 0 | 0 | 0 | 0 | 0 | 0 | 0 | 0 | 0 | 0 | 0 | 0 | 0 | 0 | 0 | 0 | 0 | 0 | 0 | 0 | 0 | 0 | 0 | 0 | 0 | 0 | 0 | 0 | 0 | 0 | 0 | 0 | 0 | 0 | 0 | 0 | 0 | 0 | 0 | 0 | 0 | 0 | 0 | 0 | 0 | 0 | 0 | 0 | 0 | 0 | 0 | 0 | 0 | 0 | 0 | 0 | 0 | 0 | 0 | 0 | 0 | 0 | 0 | 0 | 0 | 0 | 0 | 0 | 0 | 0 | 0 | 0 | 0 | 0 | 0 | 0 | 0 | 0 | 0 | 0 | 0 | 0 | 0 | 0 | 0 | 0 | 0 | 0 | 0 | 0 | 0 | 0 | 0 | 0 | 0 | 0 | 0 | 0
Building Shell - Air Sealing (Infiltration Control)_Grocery_New_Not Applicable Segment or Vintage | Building Shell - Air Sealing (Infiltration Control)_Grocery_New | Building Shell - Air Sealing (Infiltration Control)_Commercial_New_Not Applicable Segment or Vintage_Not Applicable Segment or Vintage | Commercial | Grocery | New | Space Heating | Natural Gas | Building Shell - Air Sealing (Infiltration Control) | NEQ | Not Applicable Segment or Vintage | 15 | 15 | 15 | 0 | 0 | 0 | 0 | 0 | Retro1Slow | 0.012666666666666666 | TBD | A | WCM358 | 0.7 | 0.42 | sqft | 0.0321 | 0 | 0 | 0 | 0 | Not Applicable Segment or Vintage | Not Applicable Segment or Vintage | AEG BEST | 0 | 0 | 0 | Not Applicable Segment or Vintage | Not Applicable Segment or Vintage | Not Applicable Segment or Vintage | Not Applicable Segment or Vintage | Not Applicable Segment or Vintage | Not Applicable Segment or Vintage | Not Applicable Segment or Vintage | Not Applicable Segment or Vintage | Not Applicable Segment or Vintage | Not Applicable Segment or Vintage | Not Applicable Segment or Vintage | Not Applicable Segment or Vintage | Not Applicable Segment or Vintage | Not Applicable Segment or Vintage | Not Applicable Segment or Vintage | Not Applicable Segment or Vintage | Not Applicable Segment or Vintage | Not Applicable Segment or Vintage | Not Applicable Segment or Vintage | Not Applicable Segment or Vintage | Not Applicable Segment or Vintage | Not Applicable Segment or Vintage | Not Applicable Segment or Vintage | Not Applicable Segment or Vintage | Not Applicable Segment or Vintage | Not Applicable Segment or Vintage | Not Applicable Segment or Vintage | Not Applicable Segment or Vintage | 0 | 0 | 0 | 0 | 0 | 0 | 0 | 0 | 0 | 0 | 0 | 0 | 0 | 0 | 0 | 0 | 0 | 0 | 0 | 0 | 0 | 0 | 0 | 0 | 0 | 0 | 0 | 0 | 0 | 0 | 0 | 0 | 0 | 0 | 0 | 0 | 0 | 0 | 0 | 0 | 0 | 0 | 0 | 0 | 0 | 0 | 0 | 0 | 0 | 0 | 0 | 0 | 0 | 0 | 0 | 0 | 0 | 0 | 0 | 0 | 0 | 0 | 0 | 0 | 0 | 0 | 0 | 0 | 0 | 0 | 0 | 0 | 0 | 0 | 0 | 0 | 0 | 0 | 0 | 0 | 0 | 0 | 0 | 0 | 0 | 0 | 0 | 0 | 0 | 0 | 0 | 0 | 0 | 0 | 0 | 0 | 0 | 0 | 0 | 0 | 0 | 0 | 0 | 0 | 0 | 0 | 0 | 0 | 0 | 0 | 0 | 0 | Not Applicable Segment or Vintage | Not Applicable Segment or Vintage | Not Applicable Segment or Vintage | Not Applicable Segment or Vintage | Not Applicable Segment or Vintage | Not Applicable Segment or Vintage | Not Applicable Segment or Vintage | Not Applicable Segment or Vintage | Not Applicable Segment or Vintage | Not Applicable Segment or Vintage | Not Applicable Segment or Vintage | Not Applicable Segment or Vintage | Not Applicable Segment or Vintage | Not Applicable Segment or Vintage | Not Applicable Segment or Vintage | Not Applicable Segment or Vintage | Not Applicable Segment or Vintage | Not Applicable Segment or Vintage | Not Applicable Segment or Vintage | Not Applicable Segment or Vintage | Not Applicable Segment or Vintage | Not Applicable Segment or Vintage | Not Applicable Segment or Vintage | Not Applicable Segment or Vintage | Not Applicable Segment or Vintage | Not Applicable Segment or Vintage | Not Applicable Segment or Vintage | Not Applicable Segment or Vintage | 0 | 0 | 0 | 0 | 0 | 0 | 0 | 0 | 0 | 0 | 0 | 0 | 0 | 0 | 0 | 0 | 0 | 0 | 0 | 0 | 0 | 0 | 0 | 0 | 0 | 0 | 0 | 0 | 0 | 0 | 0 | 0 | 0 | 0 | 0 | 0 | 0 | 0 | 0 | 0 | 0 | 0 | 0 | 0 | 0 | 0 | 0 | 0 | 0 | 0 | 0 | 0 | 0 | 0 | 0 | 0 | 0 | 0 | 0 | 0 | 0 | 0 | 0 | 0 | 0 | 0 | 0 | 0 | 0 | 0 | 0 | 0 | 0 | 0 | 0 | 0 | 0 | 0 | 0 | 0 | 0 | 0 | 0 | 0 | 0 | 0 | 0 | 0 | 0 | 0 | 0 | 0 | 0 | 0 | 0 | 0 | 0 | 0 | 0 | 0 | 0 | 0 | 0 | 0 | 0 | 0 | 0 | 0 | 0 | 0 | 0 | 0 | 0 | 0 | 0 | 0 | 0 | 0 | 0 | 0 | 0 | 0 | 0 | 0 | 0 | 0 | 0 | 0 | 0 | 0 | 0 | 0 | 0 | 0 | 0 | 0 | 0 | 0 | 0 | 0 | 0 | 0 | 0 | 0 | 0 | 0 | 0 | 0 | 0 | 0 | 0 | 0 | 0 | 0 | 0 | 0 | 0 | 0 | 0 | 0 | 0 | 0 | 0 | 0 | 0 | 0 | 0 | 0 | Not Applicable Segment or Vintage | Not Applicable Segment or Vintage | Not Applicable Segment or Vintage | Not Applicable Segment or Vintage | Not Applicable Segment or Vintage | Not Applicable Segment or Vintage | Not Applicable Segment or Vintage | Not Applicable Segment or Vintage | Not Applicable Segment or Vintage | Not Applicable Segment or Vintage | Not Applicable Segment or Vintage | Not Applicable Segment or Vintage | Not Applicable Segment or Vintage | Not Applicable Segment or Vintage | Not Applicable Segment or Vintage | Not Applicable Segment or Vintage | Not Applicable Segment or Vintage | Not Applicable Segment or Vintage | Not Applicable Segment or Vintage | Not Applicable Segment or Vintage | Not Applicable Segment or Vintage | Not Applicable Segment or Vintage | Not Applicable Segment or Vintage | Not Applicable Segment or Vintage | Not Applicable Segment or Vintage | Not Applicable Segment or Vintage | Not Applicable Segment or Vintage | Not Applicable Segment or Vintage | 0 | 0 | 0 | 0 | 0 | 0 | 0 | 0 | 0 | 0 | 0 | 0 | 0 | 0 | 0 | 0 | 0 | 0 | 0 | 0 | 0 | 0 | 0 | 0 | 0 | 0 | 0 | 0 | 0 | 0 | 0 | 0 | 0 | 0 | 0 | 0 | 0 | 0 | 0 | 0 | 0 | 0 | 0 | 0 | 0 | 0 | 0 | 0 | 0 | 0 | 0 | 0 | 0 | 0 | 0 | 0 | 0 | 0 | 0 | 0 | 0 | 0 | 0 | 0 | 0 | 0 | 0 | 0 | 0 | 0 | 0 | 0 | 0 | 0 | 0 | 0 | 0 | 0 | 0 | 0 | 0 | 0 | 0 | 0 | 0 | 0 | 0 | 0 | 0 | 0 | 0 | 0 | 0 | 0 | 0 | 0 | 0 | 0 | 0 | 0 | 0 | 0 | 0 | 0 | 0 | 0 | 0 | 0 | 0 | 0 | 0 | 0 | 0 | 0 | 0 | 0 | 0 | 0 | 0 | 0 | 0 | 0 | 0 | 0 | 0 | 0 | 0 | 0 | 0 | 0 | 0 | 0 | 0 | 0 | 0 | 0 | 0 | 0 | 0 | 0 | 0 | 0
Destratification Fans (HVLS)_Grocery_New_High Volume, Low Speed (HVLS) fans with a minimum diameter of 14 ft with Variable Speed Drive (VSD) installed | Destratification Fans (HVLS)_Grocery_New | Destratification Fans (HVLS)_Commercial_New_No destratification fans or other means to effectively mix indoor air_High Volume, Low Speed (HVLS) fans with a minimum diameter of 14 ft with Variable Speed Drive (VSD) installed | Commercial | Grocery | New | Space Heating | Natural Gas | Destratification Fans (HVLS) | NEQ | No destratification fans or other means to effectively mix indoor air | 10 | 10 | 10 | 0 | 0 | 0 | 0.15 | 0.2 | Retro1Slow | 0.012666666666666666 | TBD | A | WCM363 | 0.7 | 0.42 | sqft roof | 0.0321 | 0 | 0 | 0 | 0 | IL TRM v12 - 4.4.34 - Destratification Fan - CI-HVC-DSFN-V07-240101 | IL TRM v12 - 4.4.34 - Destratification Fan - CI-HVC-DSFN-V07-240101 | IL TRM v12 - 4.4.34 - Destratification Fan - CI-HVC-DSFN-V07-240101 | 0 | 0 | 0.71324 | No destratification fans or other means to effectively mix indoor air | No destratification fans or other means to effectively mix indoor air | No destratification fans or other means to effectively mix indoor air | No destratification fans or other means to effectively mix indoor air | No destratification fans or other means to effectively mix indoor air | No destratification fans or other means to effectively mix indoor air | No destratification fans or other means to effectively mix indoor air | No destratification fans or other means to effectively mix indoor air | No destratification fans or other means to effectively mix indoor air | No destratification fans or other means to effectively mix indoor air | No destratification fans or other means to effectively mix indoor air | No destratification fans or other means to effectively mix indoor air | No destratification fans or other means to effectively mix indoor air | No destratification fans or other means to effectively mix indoor air | No destratification fans or other means to effectively mix indoor air | No destratification fans or other means to effectively mix indoor air | No destratification fans or other means to effectively mix indoor air | No destratification fans or other means to effectively mix indoor air | No destratification fans or other means to effectively mix indoor air | No destratification fans or other means to effectively mix indoor air | No destratification fans or other means to effectively mix indoor air | No destratification fans or other means to effectively mix indoor air | No destratification fans or other means to effectively mix indoor air | No destratification fans or other means to effectively mix indoor air | No destratification fans or other means to effectively mix indoor air | No destratification fans or other means to effectively mix indoor air | No destratification fans or other means to effectively mix indoor air | No destratification fans or other means to effectively mix indoor air | 0 | 0 | 0 | 0 | 0 | 0 | 0 | 0 | 0 | 0 | 0 | 0 | 0 | 0 | 0 | 0 | 0 | 0 | 0 | 0 | 0 | 0 | 0 | 0 | 0 | 0 | 0 | 0 | 0 | 0 | 0 | 0 | 0 | 0 | 0 | 0 | 0 | 0 | 0 | 0 | 0 | 0 | 0 | 0 | 0 | 0 | 0 | 0 | 0 | 0 | 0 | 0 | 0 | 0 | 0 | 0 | 0 | 0 | 0 | 0 | 0 | 0 | 0 | 0 | 0 | 0 | 0 | 0 | 0 | 0 | 0 | 0 | 0 | 0 | 0 | 0 | 0 | 0 | 0 | 0 | 0 | 0 | 0 | 0 | 0 | 0 | 0 | 0 | 0 | 0 | 0 | 0 | 0 | 0 | 0 | 0 | 0 | 0 | 0 | 0 | 0 | 0 | 0 | 0 | 0 | 0 | 0 | 0 | 0 | 0 | 0 | 0 | High Volume, Low Speed (HVLS) fans with a minimum diameter of 14 ft with Variable Speed Drive (VSD) installed | High Volume, Low Speed (HVLS) fans with a minimum diameter of 14 ft with Variable Speed Drive (VSD) installed | High Volume, Low Speed (HVLS) fans with a minimum diameter of 14 ft with Variable Speed Drive (VSD) installed | High Volume, Low Speed (HVLS) fans with a minimum diameter of 14 ft with Variable Speed Drive (VSD) installed | High Volume, Low Speed (HVLS) fans with a minimum diameter of 14 ft with Variable Speed Drive (VSD) installed | High Volume, Low Speed (HVLS) fans with a minimum diameter of 14 ft with Variable Speed Drive (VSD) installed | High Volume, Low Speed (HVLS) fans with a minimum diameter of 14 ft with Variable Speed Drive (VSD) installed | High Volume, Low Speed (HVLS) fans with a minimum diameter of 14 ft with Variable Speed Drive (VSD) installed | High Volume, Low Speed (HVLS) fans with a minimum diameter of 14 ft with Variable Speed Drive (VSD) installed | High Volume, Low Speed (HVLS) fans with a minimum diameter of 14 ft with Variable Speed Drive (VSD) installed | High Volume, Low Speed (HVLS) fans with a minimum diameter of 14 ft with Variable Speed Drive (VSD) installed | High Volume, Low Speed (HVLS) fans with a minimum diameter of 14 ft with Variable Speed Drive (VSD) installed | High Volume, Low Speed (HVLS) fans with a minimum diameter of 14 ft with Variable Speed Drive (VSD) installed | High Volume, Low Speed (HVLS) fans with a minimum diameter of 14 ft with Variable Speed Drive (VSD) installed | High Volume, Low Speed (HVLS) fans with a minimum diameter of 14 ft with Variable Speed Drive (VSD) installed | High Volume, Low Speed (HVLS) fans with a minimum diameter of 14 ft with Variable Speed Drive (VSD) installed | High Volume, Low Speed (HVLS) fans with a minimum diameter of 14 ft with Variable Speed Drive (VSD) installed | High Volume, Low Speed (HVLS) fans with a minimum diameter of 14 ft with Variable Speed Drive (VSD) installed | High Volume, Low Speed (HVLS) fans with a minimum diameter of 14 ft with Variable Speed Drive (VSD) installed | High Volume, Low Speed (HVLS) fans with a minimum diameter of 14 ft with Variable Speed Drive (VSD) installed | High Volume, Low Speed (HVLS) fans with a minimum diameter of 14 ft with Variable Speed Drive (VSD) installed | High Volume, Low Speed (HVLS) fans with a minimum diameter of 14 ft with Variable Speed Drive (VSD) installed | High Volume, Low Speed (HVLS) fans with a minimum diameter of 14 ft with Variable Speed Drive (VSD) installed | High Volume, Low Speed (HVLS) fans with a minimum diameter of 14 ft with Variable Speed Drive (VSD) installed | High Volume, Low Speed (HVLS) fans with a minimum diameter of 14 ft with Variable Speed Drive (VSD) installed | High Volume, Low Speed (HVLS) fans with a minimum diameter of 14 ft with Variable Speed Drive (VSD) installed | High Volume, Low Speed (HVLS) fans with a minimum diameter of 14 ft with Variable Speed Drive (VSD) installed | High Volume, Low Speed (HVLS) fans with a minimum diameter of 14 ft with Variable Speed Drive (VSD) installed | 0.7132 | 0.7132 | 0.7132 | 0.7132 | 0.7132 | 0.7132 | 0.7132 | 0.7132 | 0.7132 | 0.7132 | 0.7132 | 0.7132 | 0.7132 | 0.7132 | 0.7132 | 0.7132 | 0.7132 | 0.7132 | 0.7132 | 0.7132 | 0.7132 | 0.7132 | 0.7132 | 0.7132 | 0.7132 | 0.7132 | 0.7132 | 0.7132 | 0 | 0 | 0 | 0 | 0 | 0 | 0 | 0 | 0 | 0 | 0 | 0 | 0 | 0 | 0 | 0 | 0 | 0 | 0 | 0 | 0 | 0 | 0 | 0 | 0 | 0 | 0 | 0 | 0 | 0 | 0 | 0 | 0 | 0 | 0 | 0 | 0 | 0 | 0 | 0 | 0 | 0 | 0 | 0 | 0 | 0 | 0 | 0 | 0 | 0 | 0 | 0 | 0 | 0 | 0 | 0 | 0 | 0 | 0 | 0 | 0 | 0 | 0 | 0 | 0 | 0 | 0 | 0 | 0 | 0 | 0 | 0 | 0 | 0 | 0 | 0 | 0 | 0 | 0 | 0 | 0 | 0 | 0 | 0 | 0 | 0 | 0 | 0 | 0 | 0 | 0 | 0 | 0 | 0 | 0 | 0 | 0 | 0 | 0 | 0 | 0 | 0 | 0 | 0 | 0 | 0 | 0 | 0 | 0 | 0 | 0 | 0 | 0 | 0 | 0 | 0 | 0 | 0 | 0 | 0 | 0 | 0 | 0 | 0 | 0 | 0 | 0 | 0 | 0 | 0 | 0 | 0 | 0 | 0 | 0 | 0 | 0 | 0 | 0 | 0 | High Volume, Low Speed (HVLS) fans with a minimum diameter of 14 ft with Variable Speed Drive (VSD) installed | High Volume, Low Speed (HVLS) fans with a minimum diameter of 14 ft with Variable Speed Drive (VSD) installed | High Volume, Low Speed (HVLS) fans with a minimum diameter of 14 ft with Variable Speed Drive (VSD) installed | High Volume, Low Speed (HVLS) fans with a minimum diameter of 14 ft with Variable Speed Drive (VSD) installed | High Volume, Low Speed (HVLS) fans with a minimum diameter of 14 ft with Variable Speed Drive (VSD) installed | High Volume, Low Speed (HVLS) fans with a minimum diameter of 14 ft with Variable Speed Drive (VSD) installed | High Volume, Low Speed (HVLS) fans with a minimum diameter of 14 ft with Variable Speed Drive (VSD) installed | High Volume, Low Speed (HVLS) fans with a minimum diameter of 14 ft with Variable Speed Drive (VSD) installed | High Volume, Low Speed (HVLS) fans with a minimum diameter of 14 ft with Variable Speed Drive (VSD) installed | High Volume, Low Speed (HVLS) fans with a minimum diameter of 14 ft with Variable Speed Drive (VSD) installed | High Volume, Low Speed (HVLS) fans with a minimum diameter of 14 ft with Variable Speed Drive (VSD) installed | High Volume, Low Speed (HVLS) fans with a minimum diameter of 14 ft with Variable Speed Drive (VSD) installed | High Volume, Low Speed (HVLS) fans with a minimum diameter of 14 ft with Variable Speed Drive (VSD) installed | High Volume, Low Speed (HVLS) fans with a minimum diameter of 14 ft with Variable Speed Drive (VSD) installed | High Volume, Low Speed (HVLS) fans with a minimum diameter of 14 ft with Variable Speed Drive (VSD) installed | High Volume, Low Speed (HVLS) fans with a minimum diameter of 14 ft with Variable Speed Drive (VSD) installed | High Volume, Low Speed (HVLS) fans with a minimum diameter of 14 ft with Variable Speed Drive (VSD) installed | High Volume, Low Speed (HVLS) fans with a minimum diameter of 14 ft with Variable Speed Drive (VSD) installed | High Volume, Low Speed (HVLS) fans with a minimum diameter of 14 ft with Variable Speed Drive (VSD) installed | High Volume, Low Speed (HVLS) fans with a minimum diameter of 14 ft with Variable Speed Drive (VSD) installed | High Volume, Low Speed (HVLS) fans with a minimum diameter of 14 ft with Variable Speed Drive (VSD) installed | High Volume, Low Speed (HVLS) fans with a minimum diameter of 14 ft with Variable Speed Drive (VSD) installed | High Volume, Low Speed (HVLS) fans with a minimum diameter of 14 ft with Variable Speed Drive (VSD) installed | High Volume, Low Speed (HVLS) fans with a minimum diameter of 14 ft with Variable Speed Drive (VSD) installed | High Volume, Low Speed (HVLS) fans with a minimum diameter of 14 ft with Variable Speed Drive (VSD) installed | High Volume, Low Speed (HVLS) fans with a minimum diameter of 14 ft with Variable Speed Drive (VSD) installed | High Volume, Low Speed (HVLS) fans with a minimum diameter of 14 ft with Variable Speed Drive (VSD) installed | High Volume, Low Speed (HVLS) fans with a minimum diameter of 14 ft with Variable Speed Drive (VSD) installed | 0.7132 | 0.7132 | 0.7132 | 0.7132 | 0.7132 | 0.7132 | 0.7132 | 0.7132 | 0.7132 | 0.7132 | 0.7132 | 0.7132 | 0.7132 | 0.7132 | 0.7132 | 0.7132 | 0.7132 | 0.7132 | 0.7132 | 0.7132 | 0.7132 | 0.7132 | 0.7132 | 0.7132 | 0.7132 | 0.7132 | 0.7132 | 0.7132 | 0 | 0 | 0 | 0 | 0 | 0 | 0 | 0 | 0 | 0 | 0 | 0 | 0 | 0 | 0 | 0 | 0 | 0 | 0 | 0 | 0 | 0 | 0 | 0 | 0 | 0 | 0 | 0 | 0 | 0 | 0 | 0 | 0 | 0 | 0 | 0 | 0 | 0 | 0 | 0 | 0 | 0 | 0 | 0 | 0 | 0 | 0 | 0 | 0 | 0 | 0 | 0 | 0 | 0 | 0 | 0 | 0 | 0 | 0 | 0 | 0 | 0 | 0 | 0 | 0 | 0 | 0 | 0 | 0 | 0 | 0 | 0 | 0 | 0 | 0 | 0 | 0 | 0 | 0 | 0 | 0 | 0 | 0 | 0 | 0 | 0 | 0 | 0 | 0 | 0 | 0 | 0 | 0 | 0 | 0 | 0 | 0 | 0 | 0 | 0 | 0 | 0 | 0 | 0 | 0 | 0 | 0 | 0 | 0 | 0 | 0 | 0 | 0 | 0
HVAC - Dedicated Outdoor Air System (DOAS)_Grocery_New_0 | HVAC - Dedicated Outdoor Air System (DOAS)_Grocery_New | HVAC - Dedicated Outdoor Air System (DOAS)_Commercial_New_0_0 | Commercial | Grocery | New | Space Heating | Natural Gas | HVAC - Dedicated Outdoor Air System (DOAS) | NEQ | 0 | 20 | 20 | 20 | 0 | 0 | 0 | 0 | 0 | Retro5Med | 8.35569166605469E-06 | TBD | A | WCM362 | 0.7 | 0.42 | sqft | 0.0321 | 0 | 0 | 0 | 0 | 2021P_Com-VRF-DOAS-2021P_V2 | 2021P_Com-VRF-DOAS-2021P_V2 | 2021P_Com-VRF-DOAS-2021P_V2 | 0 | 0 | 12.6637 | 0 | 0 | 0 | 0 | 0 | 0 | 0 | 0 | 0 | 0 | 0 | 0 | 0 | 0 | 0 | 0 | 0 | 0 | 0 | 0 | 0 | 0 | 0 | 0 | 0 | 0 | 0 | 0 | 0 | 0 | 0 | 0 | 0 | 0 | 0 | 0 | 0 | 0 | 0 | 0 | 0 | 0 | 0 | 0 | 0 | 0 | 0 | 0 | 0 | 0 | 0 | 0 | 0 | 0 | 0 | 0 | 0 | 0 | 0 | 0 | 0 | 0 | 0 | 0 | 0 | 0 | 0 | 0 | 0 | 0 | 0 | 0 | 0 | 0 | 0 | 0 | 0 | 0 | 0 | 0 | 0 | 0 | 0 | 0 | 0 | 0 | 0 | 0 | 0 | 0 | 0 | 0 | 0 | 0 | 0 | 0 | 0 | 0 | 0 | 0 | 0 | 0 | 0 | 0 | 0 | 0 | 0 | 0 | 0 | 0 | 0 | 0 | 0 | 0 | 0 | 0 | 0 | 0 | 0 | 0 | 0 | 0 | 0 | 0 | 0 | 0 | 0 | 0 | 0 | 0 | 0 | 0 | 0 | 0 | 0 | 0 | 0 | 0 | 0 | 0 | 0 | 0 | 0 | 0 | 0 | 0 | 0 | 0 | 0 | 0 | 0 | 0 | 0 | 0 | 0 | 0 | 0 | 0 | 0 | 0 | 0 | 0 | 0 | 0 | 0 | 0 | 0 | 0 | 12.6637 | 12.6637 | 12.6637 | 12.6637 | 12.6637 | 12.6637 | 12.6637 | 12.6637 | 12.6637 | 12.6637 | 12.6637 | 12.6637 | 12.6637 | 12.6637 | 12.6637 | 12.6637 | 12.6637 | 12.6637 | 12.6637 | 12.6637 | 12.6637 | 12.6637 | 12.6637 | 12.6637 | 12.6637 | 12.6637 | 12.6637 | 12.6637 | 0 | 0 | 0 | 0 | 0 | 0 | 0 | 0 | 0 | 0 | 0 | 0 | 0 | 0 | 0 | 0 | 0 | 0 | 0 | 0 | 0 | 0 | 0 | 0 | 0 | 0 | 0 | 0 | 0 | 0 | 0 | 0 | 0 | 0 | 0 | 0 | 0 | 0 | 0 | 0 | 0 | 0 | 0 | 0 | 0 | 0 | 0 | 0 | 0 | 0 | 0 | 0 | 0 | 0 | 0 | 0 | 0 | 0 | 0 | 0 | 0 | 0 | 0 | 0 | 0 | 0 | 0 | 0 | 0 | 0 | 0 | 0 | 0 | 0 | 0 | 0 | 0 | 0 | 0 | 0 | 0 | 0 | 0 | 0 | 0 | 0 | 0 | 0 | 0 | 0 | 0 | 0 | 0 | 0 | 0 | 0 | 0 | 0 | 0 | 0 | 0 | 0 | 0 | 0 | 0 | 0 | 0 | 0 | 0 | 0 | 0 | 0 | 0 | 0 | 0 | 0 | 0 | 0 | 0 | 0 | 0 | 0 | 0 | 0 | 0 | 0 | 0 | 0 | 0 | 0 | 0 | 0 | 0 | 0 | 0 | 0 | 0 | 0 | 0 | 0 | 0 | 0 | 0 | 0 | 0 | 0 | 0 | 0 | 0 | 0 | 0 | 0 | 0 | 0 | 0 | 0 | 0 | 0 | 0 | 0 | 0 | 0 | 0 | 0 | 0 | 0 | 0 | 0 | 12.6637 | 12.6637 | 12.6637 | 12.6637 | 12.6637 | 12.6637 | 12.6637 | 12.6637 | 12.6637 | 12.6637 | 12.6637 | 12.6637 | 12.6637 | 12.6637 | 12.6637 | 12.6637 | 12.6637 | 12.6637 | 12.6637 | 12.6637 | 12.6637 | 12.6637 | 12.6637 | 12.6637 | 12.6637 | 12.6637 | 12.6637 | 12.6637 | 0 | 0 | 0 | 0 | 0 | 0 | 0 | 0 | 0 | 0 | 0 | 0 | 0 | 0 | 0 | 0 | 0 | 0 | 0 | 0 | 0 | 0 | 0 | 0 | 0 | 0 | 0 | 0 | 0 | 0 | 0 | 0 | 0 | 0 | 0 | 0 | 0 | 0 | 0 | 0 | 0 | 0 | 0 | 0 | 0 | 0 | 0 | 0 | 0 | 0 | 0 | 0 | 0 | 0 | 0 | 0 | 0 | 0 | 0 | 0 | 0 | 0 | 0 | 0 | 0 | 0 | 0 | 0 | 0 | 0 | 0 | 0 | 0 | 0 | 0 | 0 | 0 | 0 | 0 | 0 | 0 | 0 | 0 | 0 | 0 | 0 | 0 | 0 | 0 | 0 | 0 | 0 | 0 | 0 | 0 | 0 | 0 | 0 | 0 | 0 | 0 | 0 | 0 | 0 | 0 | 0 | 0 | 0 | 0 | 0 | 0 | 0 | 0 | 0
Industrial Air Curtains_Grocery_New_Air curtains installed | Industrial Air Curtains_Grocery_New | Industrial Air Curtains_Commercial_New_No air curtain or other barriers to air on overhead door_Air curtains installed | Commercial | Grocery | New | Space Heating | Natural Gas | Industrial Air Curtains | NEQ | No air curtain or other barriers to air on overhead door | 15 | 15 | 15 | 0 | 0 | 0 | 0.25 | 0.85 | Retro1Slow | 0.012666666666666666 | TBD | A | WCM359 | 0.7 | 0.42 | perbldg | 0.0321 | 0 | 0 | 0 | 0 | IL TRM v13 - 4.4.33 - Industrial Air Curtain - CI-HVC-AIRC-V07-250101 | IL TRM v13 - 4.4.33 - Industrial Air Curtain - CI-HVC-AIRC-V07-250101 | IL TRM v13 - 4.4.33 - Industrial Air Curtain - CI-HVC-AIRC-V07-250101 | 0 | 0 | 5536.2537 | No air curtain or other barriers to air on overhead door | No air curtain or other barriers to air on overhead door | No air curtain or other barriers to air on overhead door | No air curtain or other barriers to air on overhead door | No air curtain or other barriers to air on overhead door | No air curtain or other barriers to air on overhead door | No air curtain or other barriers to air on overhead door | No air curtain or other barriers to air on overhead door | No air curtain or other barriers to air on overhead door | No air curtain or other barriers to air on overhead door | No air curtain or other barriers to air on overhead door | No air curtain or other barriers to air on overhead door | No air curtain or other barriers to air on overhead door | No air curtain or other barriers to air on overhead door | No air curtain or other barriers to air on overhead door | No air curtain or other barriers to air on overhead door | No air curtain or other barriers to air on overhead door | No air curtain or other barriers to air on overhead door | No air curtain or other barriers to air on overhead door | No air curtain or other barriers to air on overhead door | No air curtain or other barriers to air on overhead door | No air curtain or other barriers to air on overhead door | No air curtain or other barriers to air on overhead door | No air curtain or other barriers to air on overhead door | No air curtain or other barriers to air on overhead door | No air curtain or other barriers to air on overhead door | No air curtain or other barriers to air on overhead door | No air curtain or other barriers to air on overhead door | 0 | 0 | 0 | 0 | 0 | 0 | 0 | 0 | 0 | 0 | 0 | 0 | 0 | 0 | 0 | 0 | 0 | 0 | 0 | 0 | 0 | 0 | 0 | 0 | 0 | 0 | 0 | 0 | 0 | 0 | 0 | 0 | 0 | 0 | 0 | 0 | 0 | 0 | 0 | 0 | 0 | 0 | 0 | 0 | 0 | 0 | 0 | 0 | 0 | 0 | 0 | 0 | 0 | 0 | 0 | 0 | 0 | 0 | 0 | 0 | 0 | 0 | 0 | 0 | 0 | 0 | 0 | 0 | 0 | 0 | 0 | 0 | 0 | 0 | 0 | 0 | 0 | 0 | 0 | 0 | 0 | 0 | 0 | 0 | 0 | 0 | 0 | 0 | 0 | 0 | 0 | 0 | 0 | 0 | 0 | 0 | 0 | 0 | 0 | 0 | 0 | 0 | 0 | 0 | 0 | 0 | 0 | 0 | 0 | 0 | 0 | 0 | Air curtains installed | Air curtains installed | Air curtains installed | Air curtains installed | Air curtains installed | Air curtains installed | Air curtains installed | Air curtains installed | Air curtains installed | Air curtains installed | Air curtains installed | Air curtains installed | Air curtains installed | Air curtains installed | Air curtains installed | Air curtains installed | Air curtains installed | Air curtains installed | Air curtains installed | Air curtains installed | Air curtains installed | Air curtains installed | Air curtains installed | Air curtains installed | Air curtains installed | Air curtains installed | Air curtains installed | Air curtains installed | 5536.2537 | 5536.2537 | 5536.2537 | 5536.2537 | 5536.2537 | 5536.2537 | 5536.2537 | 5536.2537 | 5536.2537 | 5536.2537 | 5536.2537 | 5536.2537 | 5536.2537 | 5536.2537 | 5536.2537 | 5536.2537 | 5536.2537 | 5536.2537 | 5536.2537 | 5536.2537 | 5536.2537 | 5536.2537 | 5536.2537 | 5536.2537 | 5536.2537 | 5536.2537 | 5536.2537 | 5536.2537 | 0 | 0 | 0 | 0 | 0 | 0 | 0 | 0 | 0 | 0 | 0 | 0 | 0 | 0 | 0 | 0 | 0 | 0 | 0 | 0 | 0 | 0 | 0 | 0 | 0 | 0 | 0 | 0 | 0 | 0 | 0 | 0 | 0 | 0 | 0 | 0 | 0 | 0 | 0 | 0 | 0 | 0 | 0 | 0 | 0 | 0 | 0 | 0 | 0 | 0 | 0 | 0 | 0 | 0 | 0 | 0 | 0 | 0 | 0 | 0 | 0 | 0 | 0 | 0 | 0 | 0 | 0 | 0 | 0 | 0 | 0 | 0 | 0 | 0 | 0 | 0 | 0 | 0 | 0 | 0 | 0 | 0 | 0 | 0 | 0 | 0 | 0 | 0 | 0 | 0 | 0 | 0 | 0 | 0 | 0 | 0 | 0 | 0 | 0 | 0 | 0 | 0 | 0 | 0 | 0 | 0 | 0 | 0 | 0 | 0 | 0 | 0 | 0 | 0 | 0 | 0 | 0 | 0 | 0 | 0 | 0 | 0 | 0 | 0 | 0 | 0 | 0 | 0 | 0 | 0 | 0 | 0 | 0 | 0 | 0 | 0 | 0 | 0 | 0 | 0 | Air curtains installed | Air curtains installed | Air curtains installed | Air curtains installed | Air curtains installed | Air curtains installed | Air curtains installed | Air curtains installed | Air curtains installed | Air curtains installed | Air curtains installed | Air curtains installed | Air curtains installed | Air curtains installed | Air curtains installed | Air curtains installed | Air curtains installed | Air curtains installed | Air curtains installed | Air curtains installed | Air curtains installed | Air curtains installed | Air curtains installed | Air curtains installed | Air curtains installed | Air curtains installed | Air curtains installed | Air curtains installed | 5536.2537 | 5536.2537 | 5536.2537 | 5536.2537 | 5536.2537 | 5536.2537 | 5536.2537 | 5536.2537 | 5536.2537 | 5536.2537 | 5536.2537 | 5536.2537 | 5536.2537 | 5536.2537 | 5536.2537 | 5536.2537 | 5536.2537 | 5536.2537 | 5536.2537 | 5536.2537 | 5536.2537 | 5536.2537 | 5536.2537 | 5536.2537 | 5536.2537 | 5536.2537 | 5536.2537 | 5536.2537 | 0 | 0 | 0 | 0 | 0 | 0 | 0 | 0 | 0 | 0 | 0 | 0 | 0 | 0 | 0 | 0 | 0 | 0 | 0 | 0 | 0 | 0 | 0 | 0 | 0 | 0 | 0 | 0 | 0 | 0 | 0 | 0 | 0 | 0 | 0 | 0 | 0 | 0 | 0 | 0 | 0 | 0 | 0 | 0 | 0 | 0 | 0 | 0 | 0 | 0 | 0 | 0 | 0 | 0 | 0 | 0 | 0 | 0 | 0 | 0 | 0 | 0 | 0 | 0 | 0 | 0 | 0 | 0 | 0 | 0 | 0 | 0 | 0 | 0 | 0 | 0 | 0 | 0 | 0 | 0 | 0 | 0 | 0 | 0 | 0 | 0 | 0 | 0 | 0 | 0 | 0 | 0 | 0 | 0 | 0 | 0 | 0 | 0 | 0 | 0 | 0 | 0 | 0 | 0 | 0 | 0 | 0 | 0 | 0 | 0 | 0 | 0 | 0 | 0
Insulation - Ceiling_Grocery_New_Not Applicable Segment or Vintage_Not Applicable Segment or Vintage | Insulation - Ceiling_Grocery_New | Insulation - Ceiling_Commercial_New_Not Applicable Segment or Vintage_Not Applicable Segment or Vintage | Commercial | Grocery | New | Space Heating | Natural Gas | Insulation - Ceiling | NEQ | Not Applicable Segment or Vintage | 15 | 15 | 15 | 0 | 0 | 0 | 0 | 0 | Retro5Med | 8.35569166605469E-06 | TBD | A | WCM351 | 0.7 | 0.42 | sqft | 0.0321 | 0 | 0 | 0 | 0 | Not Applicable Segment or Vintage | Not Applicable Segment or Vintage | AEG BEST | 0 | 0 | 0 | Not Applicable Segment or Vintage | Not Applicable Segment or Vintage | Not Applicable Segment or Vintage | Not Applicable Segment or Vintage | Not Applicable Segment or Vintage | Not Applicable Segment or Vintage | Not Applicable Segment or Vintage | Not Applicable Segment or Vintage | Not Applicable Segment or Vintage | Not Applicable Segment or Vintage | Not Applicable Segment or Vintage | Not Applicable Segment or Vintage | Not Applicable Segment or Vintage | Not Applicable Segment or Vintage | Not Applicable Segment or Vintage | Not Applicable Segment or Vintage | Not Applicable Segment or Vintage | Not Applicable Segment or Vintage | Not Applicable Segment or Vintage | Not Applicable Segment or Vintage | Not Applicable Segment or Vintage | Not Applicable Segment or Vintage | Not Applicable Segment or Vintage | Not Applicable Segment or Vintage | Not Applicable Segment or Vintage | Not Applicable Segment or Vintage | Not Applicable Segment or Vintage | Not Applicable Segment or Vintage | 0 | 0 | 0 | 0 | 0 | 0 | 0 | 0 | 0 | 0 | 0 | 0 | 0 | 0 | 0 | 0 | 0 | 0 | 0 | 0 | 0 | 0 | 0 | 0 | 0 | 0 | 0 | 0 | 0 | 0 | 0 | 0 | 0 | 0 | 0 | 0 | 0 | 0 | 0 | 0 | 0 | 0 | 0 | 0 | 0 | 0 | 0 | 0 | 0 | 0 | 0 | 0 | 0 | 0 | 0 | 0 | 0 | 0 | 0 | 0 | 0 | 0 | 0 | 0 | 0 | 0 | 0 | 0 | 0 | 0 | 0 | 0 | 0 | 0 | 0 | 0 | 0 | 0 | 0 | 0 | 0 | 0 | 0 | 0 | 0 | 0 | 0 | 0 | 0 | 0 | 0 | 0 | 0 | 0 | 0 | 0 | 0 | 0 | 0 | 0 | 0 | 0 | 0 | 0 | 0 | 0 | 0 | 0 | 0 | 0 | 0 | 0 | Not Applicable Segment or Vintage | Not Applicable Segment or Vintage | Not Applicable Segment or Vintage | Not Applicable Segment or Vintage | Not Applicable Segment or Vintage | Not Applicable Segment or Vintage | Not Applicable Segment or Vintage | Not Applicable Segment or Vintage | Not Applicable Segment or Vintage | Not Applicable Segment or Vintage | Not Applicable Segment or Vintage | Not Applicable Segment or Vintage | Not Applicable Segment or Vintage | Not Applicable Segment or Vintage | Not Applicable Segment or Vintage | Not Applicable Segment or Vintage | Not Applicable Segment or Vintage | Not Applicable Segment or Vintage | Not Applicable Segment or Vintage | Not Applicable Segment or Vintage | Not Applicable Segment or Vintage | Not Applicable Segment or Vintage | Not Applicable Segment or Vintage | Not Applicable Segment or Vintage | Not Applicable Segment or Vintage | Not Applicable Segment or Vintage | Not Applicable Segment or Vintage | Not Applicable Segment or Vintage | 0 | 0 | 0 | 0 | 0 | 0 | 0 | 0 | 0 | 0 | 0 | 0 | 0 | 0 | 0 | 0 | 0 | 0 | 0 | 0 | 0 | 0 | 0 | 0 | 0 | 0 | 0 | 0 | 0 | 0 | 0 | 0 | 0 | 0 | 0 | 0 | 0 | 0 | 0 | 0 | 0 | 0 | 0 | 0 | 0 | 0 | 0 | 0 | 0 | 0 | 0 | 0 | 0 | 0 | 0 | 0 | 0 | 0 | 0 | 0 | 0 | 0 | 0 | 0 | 0 | 0 | 0 | 0 | 0 | 0 | 0 | 0 | 0 | 0 | 0 | 0 | 0 | 0 | 0 | 0 | 0 | 0 | 0 | 0 | 0 | 0 | 0 | 0 | 0 | 0 | 0 | 0 | 0 | 0 | 0 | 0 | 0 | 0 | 0 | 0 | 0 | 0 | 0 | 0 | 0 | 0 | 0 | 0 | 0 | 0 | 0 | 0 | 0 | 0 | 0 | 0 | 0 | 0 | 0 | 0 | 0 | 0 | 0 | 0 | 0 | 0 | 0 | 0 | 0 | 0 | 0 | 0 | 0 | 0 | 0 | 0 | 0 | 0 | 0 | 0 | 0 | 0 | 0 | 0 | 0 | 0 | 0 | 0 | 0 | 0 | 0 | 0 | 0 | 0 | 0 | 0 | 0 | 0 | 0 | 0 | 0 | 0 | 0 | 0 | 0 | 0 | 0 | 0 | Not Applicable Segment or Vintage | Not Applicable Segment or Vintage | Not Applicable Segment or Vintage | Not Applicable Segment or Vintage | Not Applicable Segment or Vintage | Not Applicable Segment or Vintage | Not Applicable Segment or Vintage | Not Applicable Segment or Vintage | Not Applicable Segment or Vintage | Not Applicable Segment or Vintage | Not Applicable Segment or Vintage | Not Applicable Segment or Vintage | Not Applicable Segment or Vintage | Not Applicable Segment or Vintage | Not Applicable Segment or Vintage | Not Applicable Segment or Vintage | Not Applicable Segment or Vintage | Not Applicable Segment or Vintage | Not Applicable Segment or Vintage | Not Applicable Segment or Vintage | Not Applicable Segment or Vintage | Not Applicable Segment or Vintage | Not Applicable Segment or Vintage | Not Applicable Segment or Vintage | Not Applicable Segment or Vintage | Not Applicable Segment or Vintage | Not Applicable Segment or Vintage | Not Applicable Segment or Vintage | 0 | 0 | 0 | 0 | 0 | 0 | 0 | 0 | 0 | 0 | 0 | 0 | 0 | 0 | 0 | 0 | 0 | 0 | 0 | 0 | 0 | 0 | 0 | 0 | 0 | 0 | 0 | 0 | 0 | 0 | 0 | 0 | 0 | 0 | 0 | 0 | 0 | 0 | 0 | 0 | 0 | 0 | 0 | 0 | 0 | 0 | 0 | 0 | 0 | 0 | 0 | 0 | 0 | 0 | 0 | 0 | 0 | 0 | 0 | 0 | 0 | 0 | 0 | 0 | 0 | 0 | 0 | 0 | 0 | 0 | 0 | 0 | 0 | 0 | 0 | 0 | 0 | 0 | 0 | 0 | 0 | 0 | 0 | 0 | 0 | 0 | 0 | 0 | 0 | 0 | 0 | 0 | 0 | 0 | 0 | 0 | 0 | 0 | 0 | 0 | 0 | 0 | 0 | 0 | 0 | 0 | 0 | 0 | 0 | 0 | 0 | 0 | 0 | 0 | 0 | 0 | 0 | 0 | 0 | 0 | 0 | 0 | 0 | 0 | 0 | 0 | 0 | 0 | 0 | 0 | 0 | 0 | 0 | 0 | 0 | 0 | 0 | 0 | 0 | 0 | 0 | 0
Insulation - Wall Cavity_Grocery_New_Not Applicable Segment or Vintage | Insulation - Wall Cavity_Grocery_New | Insulation - Wall Cavity_Commercial_New_Not Applicable Segment or Vintage_Not Applicable Segment or Vintage | Commercial | Grocery | New | Space Heating | Natural Gas | Insulation - Wall Cavity | NEQ | Not Applicable Segment or Vintage | 15 | 15 | 15 | 0 | 0 | 0 | 0 | 0 | Retro3Slow | 0.004128203794943829 | TBD | A | WCM352 | 0.7 | 0.42 | sqft | 0.0321 | 0 | 0 | 0 | 0 | Not Applicable Segment or Vintage | Not Applicable Segment or Vintage | AEG BEST | 0 | 0 | 0 | Not Applicable Segment or Vintage | Not Applicable Segment or Vintage | Not Applicable Segment or Vintage | Not Applicable Segment or Vintage | Not Applicable Segment or Vintage | Not Applicable Segment or Vintage | Not Applicable Segment or Vintage | Not Applicable Segment or Vintage | Not Applicable Segment or Vintage | Not Applicable Segment or Vintage | Not Applicable Segment or Vintage | Not Applicable Segment or Vintage | Not Applicable Segment or Vintage | Not Applicable Segment or Vintage | Not Applicable Segment or Vintage | Not Applicable Segment or Vintage | Not Applicable Segment or Vintage | Not Applicable Segment or Vintage | Not Applicable Segment or Vintage | Not Applicable Segment or Vintage | Not Applicable Segment or Vintage | Not Applicable Segment or Vintage | Not Applicable Segment or Vintage | Not Applicable Segment or Vintage | Not Applicable Segment or Vintage | Not Applicable Segment or Vintage | Not Applicable Segment or Vintage | Not Applicable Segment or Vintage | 0 | 0 | 0 | 0 | 0 | 0 | 0 | 0 | 0 | 0 | 0 | 0 | 0 | 0 | 0 | 0 | 0 | 0 | 0 | 0 | 0 | 0 | 0 | 0 | 0 | 0 | 0 | 0 | 0 | 0 | 0 | 0 | 0 | 0 | 0 | 0 | 0 | 0 | 0 | 0 | 0 | 0 | 0 | 0 | 0 | 0 | 0 | 0 | 0 | 0 | 0 | 0 | 0 | 0 | 0 | 0 | 0 | 0 | 0 | 0 | 0 | 0 | 0 | 0 | 0 | 0 | 0 | 0 | 0 | 0 | 0 | 0 | 0 | 0 | 0 | 0 | 0 | 0 | 0 | 0 | 0 | 0 | 0 | 0 | 0 | 0 | 0 | 0 | 0 | 0 | 0 | 0 | 0 | 0 | 0 | 0 | 0 | 0 | 0 | 0 | 0 | 0 | 0 | 0 | 0 | 0 | 0 | 0 | 0 | 0 | 0 | 0 | Not Applicable Segment or Vintage | Not Applicable Segment or Vintage | Not Applicable Segment or Vintage | Not Applicable Segment or Vintage | Not Applicable Segment or Vintage | Not Applicable Segment or Vintage | Not Applicable Segment or Vintage | Not Applicable Segment or Vintage | Not Applicable Segment or Vintage | Not Applicable Segment or Vintage | Not Applicable Segment or Vintage | Not Applicable Segment or Vintage | Not Applicable Segment or Vintage | Not Applicable Segment or Vintage | Not Applicable Segment or Vintage | Not Applicable Segment or Vintage | Not Applicable Segment or Vintage | Not Applicable Segment or Vintage | Not Applicable Segment or Vintage | Not Applicable Segment or Vintage | Not Applicable Segment or Vintage | Not Applicable Segment or Vintage | Not Applicable Segment or Vintage | Not Applicable Segment or Vintage | Not Applicable Segment or Vintage | Not Applicable Segment or Vintage | Not Applicable Segment or Vintage | Not Applicable Segment or Vintage | 0 | 0 | 0 | 0 | 0 | 0 | 0 | 0 | 0 | 0 | 0 | 0 | 0 | 0 | 0 | 0 | 0 | 0 | 0 | 0 | 0 | 0 | 0 | 0 | 0 | 0 | 0 | 0 | 0 | 0 | 0 | 0 | 0 | 0 | 0 | 0 | 0 | 0 | 0 | 0 | 0 | 0 | 0 | 0 | 0 | 0 | 0 | 0 | 0 | 0 | 0 | 0 | 0 | 0 | 0 | 0 | 0 | 0 | 0 | 0 | 0 | 0 | 0 | 0 | 0 | 0 | 0 | 0 | 0 | 0 | 0 | 0 | 0 | 0 | 0 | 0 | 0 | 0 | 0 | 0 | 0 | 0 | 0 | 0 | 0 | 0 | 0 | 0 | 0 | 0 | 0 | 0 | 0 | 0 | 0 | 0 | 0 | 0 | 0 | 0 | 0 | 0 | 0 | 0 | 0 | 0 | 0 | 0 | 0 | 0 | 0 | 0 | 0 | 0 | 0 | 0 | 0 | 0 | 0 | 0 | 0 | 0 | 0 | 0 | 0 | 0 | 0 | 0 | 0 | 0 | 0 | 0 | 0 | 0 | 0 | 0 | 0 | 0 | 0 | 0 | 0 | 0 | 0 | 0 | 0 | 0 | 0 | 0 | 0 | 0 | 0 | 0 | 0 | 0 | 0 | 0 | 0 | 0 | 0 | 0 | 0 | 0 | 0 | 0 | 0 | 0 | 0 | 0 | Not Applicable Segment or Vintage | Not Applicable Segment or Vintage | Not Applicable Segment or Vintage | Not Applicable Segment or Vintage | Not Applicable Segment or Vintage | Not Applicable Segment or Vintage | Not Applicable Segment or Vintage | Not Applicable Segment or Vintage | Not Applicable Segment or Vintage | Not Applicable Segment or Vintage | Not Applicable Segment or Vintage | Not Applicable Segment or Vintage | Not Applicable Segment or Vintage | Not Applicable Segment or Vintage | Not Applicable Segment or Vintage | Not Applicable Segment or Vintage | Not Applicable Segment or Vintage | Not Applicable Segment or Vintage | Not Applicable Segment or Vintage | Not Applicable Segment or Vintage | Not Applicable Segment or Vintage | Not Applicable Segment or Vintage | Not Applicable Segment or Vintage | Not Applicable Segment or Vintage | Not Applicable Segment or Vintage | Not Applicable Segment or Vintage | Not Applicable Segment or Vintage | Not Applicable Segment or Vintage | 0 | 0 | 0 | 0 | 0 | 0 | 0 | 0 | 0 | 0 | 0 | 0 | 0 | 0 | 0 | 0 | 0 | 0 | 0 | 0 | 0 | 0 | 0 | 0 | 0 | 0 | 0 | 0 | 0 | 0 | 0 | 0 | 0 | 0 | 0 | 0 | 0 | 0 | 0 | 0 | 0 | 0 | 0 | 0 | 0 | 0 | 0 | 0 | 0 | 0 | 0 | 0 | 0 | 0 | 0 | 0 | 0 | 0 | 0 | 0 | 0 | 0 | 0 | 0 | 0 | 0 | 0 | 0 | 0 | 0 | 0 | 0 | 0 | 0 | 0 | 0 | 0 | 0 | 0 | 0 | 0 | 0 | 0 | 0 | 0 | 0 | 0 | 0 | 0 | 0 | 0 | 0 | 0 | 0 | 0 | 0 | 0 | 0 | 0 | 0 | 0 | 0 | 0 | 0 | 0 | 0 | 0 | 0 | 0 | 0 | 0 | 0 | 0 | 0 | 0 | 0 | 0 | 0 | 0 | 0 | 0 | 0 | 0 | 0 | 0 | 0 | 0 | 0 | 0 | 0 | 0 | 0 | 0 | 0 | 0 | 0 | 0 | 0 | 0 | 0 | 0 | 0
Lodging - Guest Room Controls_Grocery_New_Equipment that determines the occupancy of the room | Lodging - Guest Room Controls_Grocery_New | Lodging - Guest Room Controls_Commercial_New_manual heating/cooling temperature set-point and fan On/Off/Auto thermostat controls_Equipment that determines the occupancy of the room | Commercial | Grocery | New | Space Heating | Natural Gas | Lodging - Guest Room Controls | NEQ | manual heating/cooling temperature set-point and fan On/Off/Auto thermostat controls | 15 | 15 | 15 | 0 | 0 | 0 | 0 | 0 | Retro5Med | 8.35569166605469E-06 | TBD | A | WCM393 | 0.7 | 0.42 | LodgUnit | 0.0321 | 0 | 0 | 0 | 0 | IL TRM v13 - 4.4.8 - Guest Room Energy Management (PTAC & PTHP) - CI-HVC-GREM-V06-0601 | IL TRM v13 - 4.4.8 - Guest Room Energy Management (PTAC & PTHP) - CI-HVC-GREM-V06-0601 | AEG BEST | 0 | 0 | 319.8724 | manual heating/cooling temperature set-point and fan On/Off/Auto thermostat controls | manual heating/cooling temperature set-point and fan On/Off/Auto thermostat controls | manual heating/cooling temperature set-point and fan On/Off/Auto thermostat controls | manual heating/cooling temperature set-point and fan On/Off/Auto thermostat controls | manual heating/cooling temperature set-point and fan On/Off/Auto thermostat controls | manual heating/cooling temperature set-point and fan On/Off/Auto thermostat controls | manual heating/cooling temperature set-point and fan On/Off/Auto thermostat controls | manual heating/cooling temperature set-point and fan On/Off/Auto thermostat controls | manual heating/cooling temperature set-point and fan On/Off/Auto thermostat controls | manual heating/cooling temperature set-point and fan On/Off/Auto thermostat controls | manual heating/cooling temperature set-point and fan On/Off/Auto thermostat controls | manual heating/cooling temperature set-point and fan On/Off/Auto thermostat controls | manual heating/cooling temperature set-point and fan On/Off/Auto thermostat controls | manual heating/cooling temperature set-point and fan On/Off/Auto thermostat controls | manual heating/cooling temperature set-point and fan On/Off/Auto thermostat controls | manual heating/cooling temperature set-point and fan On/Off/Auto thermostat controls | manual heating/cooling temperature set-point and fan On/Off/Auto thermostat controls | manual heating/cooling temperature set-point and fan On/Off/Auto thermostat controls | manual heating/cooling temperature set-point and fan On/Off/Auto thermostat controls | manual heating/cooling temperature set-point and fan On/Off/Auto thermostat controls | manual heating/cooling temperature set-point and fan On/Off/Auto thermostat controls | manual heating/cooling temperature set-point and fan On/Off/Auto thermostat controls | manual heating/cooling temperature set-point and fan On/Off/Auto thermostat controls | manual heating/cooling temperature set-point and fan On/Off/Auto thermostat controls | manual heating/cooling temperature set-point and fan On/Off/Auto thermostat controls | manual heating/cooling temperature set-point and fan On/Off/Auto thermostat controls | manual heating/cooling temperature set-point and fan On/Off/Auto thermostat controls | manual heating/cooling temperature set-point and fan On/Off/Auto thermostat controls | 0 | 0 | 0 | 0 | 0 | 0 | 0 | 0 | 0 | 0 | 0 | 0 | 0 | 0 | 0 | 0 | 0 | 0 | 0 | 0 | 0 | 0 | 0 | 0 | 0 | 0 | 0 | 0 | 0 | 0 | 0 | 0 | 0 | 0 | 0 | 0 | 0 | 0 | 0 | 0 | 0 | 0 | 0 | 0 | 0 | 0 | 0 | 0 | 0 | 0 | 0 | 0 | 0 | 0 | 0 | 0 | 0 | 0 | 0 | 0 | 0 | 0 | 0 | 0 | 0 | 0 | 0 | 0 | 0 | 0 | 0 | 0 | 0 | 0 | 0 | 0 | 0 | 0 | 0 | 0 | 0 | 0 | 0 | 0 | 0 | 0 | 0 | 0 | 0 | 0 | 0 | 0 | 0 | 0 | 0 | 0 | 0 | 0 | 0 | 0 | 0 | 0 | 0 | 0 | 0 | 0 | 0 | 0 | 0 | 0 | 0 | 0 | Equipment that determines the occupancy of the room | Equipment that determines the occupancy of the room | Equipment that determines the occupancy of the room | Equipment that determines the occupancy of the room | Equipment that determines the occupancy of the room | Equipment that determines the occupancy of the room | Equipment that determines the occupancy of the room | Equipment that determines the occupancy of the room | Equipment that determines the occupancy of the room | Equipment that determines the occupancy of the room | Equipment that determines the occupancy of the room | Equipment that determines the occupancy of the room | Equipment that determines the occupancy of the room | Equipment that determines the occupancy of the room | Equipment that determines the occupancy of the room | Equipment that determines the occupancy of the room | Equipment that determines the occupancy of the room | Equipment that determines the occupancy of the room | Equipment that determines the occupancy of the room | Equipment that determines the occupancy of the room | Equipment that determines the occupancy of the room | Equipment that determines the occupancy of the room | Equipment that determines the occupancy of the room | Equipment that determines the occupancy of the room | Equipment that determines the occupancy of the room | Equipment that determines the occupancy of the room | Equipment that determines the occupancy of the room | Equipment that determines the occupancy of the room | 319.8724 | 319.8724 | 319.8724 | 319.8724 | 319.8724 | 319.8724 | 319.8724 | 319.8724 | 319.8724 | 319.8724 | 319.8724 | 319.8724 | 319.8724 | 319.8724 | 319.8724 | 319.8724 | 319.8724 | 319.8724 | 319.8724 | 319.8724 | 319.8724 | 319.8724 | 319.8724 | 319.8724 | 319.8724 | 319.8724 | 319.8724 | 319.8724 | 0 | 0 | 0 | 0 | 0 | 0 | 0 | 0 | 0 | 0 | 0 | 0 | 0 | 0 | 0 | 0 | 0 | 0 | 0 | 0 | 0 | 0 | 0 | 0 | 0 | 0 | 0 | 0 | 0 | 0 | 0 | 0 | 0 | 0 | 0 | 0 | 0 | 0 | 0 | 0 | 0 | 0 | 0 | 0 | 0 | 0 | 0 | 0 | 0 | 0 | 0 | 0 | 0 | 0 | 0 | 0 | 0 | 0 | 0 | 0 | 0 | 0 | 0 | 0 | 0 | 0 | 0 | 0 | 0 | 0 | 0 | 0 | 0 | 0 | 0 | 0 | 0 | 0 | 0 | 0 | 0 | 0 | 0 | 0 | 0 | 0 | 0 | 0 | 0 | 0 | 0 | 0 | 0 | 0 | 0 | 0 | 0 | 0 | 0 | 0 | 0 | 0 | 0 | 0 | 0 | 0 | 0 | 0 | 0 | 0 | 0 | 0 | 0 | 0 | 0 | 0 | 0 | 0 | 0 | 0 | 0 | 0 | 0 | 0 | 0 | 0 | 0 | 0 | 0 | 0 | 0 | 0 | 0 | 0 | 0 | 0 | 0 | 0 | 0 | 0 | Equipment that determines the occupancy of the room | Equipment that determines the occupancy of the room | Equipment that determines the occupancy of the room | Equipment that determines the occupancy of the room | Equipment that determines the occupancy of the room | Equipment that determines the occupancy of the room | Equipment that determines the occupancy of the room | Equipment that determines the occupancy of the room | Equipment that determines the occupancy of the room | Equipment that determines the occupancy of the room | Equipment that determines the occupancy of the room | Equipment that determines the occupancy of the room | Equipment that determines the occupancy of the room | Equipment that determines the occupancy of the room | Equipment that determines the occupancy of the room | Equipment that determines the occupancy of the room | Equipment that determines the occupancy of the room | Equipment that determines the occupancy of the room | Equipment that determines the occupancy of the room | Equipment that determines the occupancy of the room | Equipment that determines the occupancy of the room | Equipment that determines the occupancy of the room | Equipment that determines the occupancy of the room | Equipment that determines the occupancy of the room | Equipment that determines the occupancy of the room | Equipment that determines the occupancy of the room | Equipment that determines the occupancy of the room | Equipment that determines the occupancy of the room | 319.8724 | 319.8724 | 319.8724 | 319.8724 | 319.8724 | 319.8724 | 319.8724 | 319.8724 | 319.8724 | 319.8724 | 319.8724 | 319.8724 | 319.8724 | 319.8724 | 319.8724 | 319.8724 | 319.8724 | 319.8724 | 319.8724 | 319.8724 | 319.8724 | 319.8724 | 319.8724 | 319.8724 | 319.8724 | 319.8724 | 319.8724 | 319.8724 | 0 | 0 | 0 | 0 | 0 | 0 | 0 | 0 | 0 | 0 | 0 | 0 | 0 | 0 | 0 | 0 | 0 | 0 | 0 | 0 | 0 | 0 | 0 | 0 | 0 | 0 | 0 | 0 | 0 | 0 | 0 | 0 | 0 | 0 | 0 | 0 | 0 | 0 | 0 | 0 | 0 | 0 | 0 | 0 | 0 | 0 | 0 | 0 | 0 | 0 | 0 | 0 | 0 | 0 | 0 | 0 | 0 | 0 | 0 | 0 | 0 | 0 | 0 | 0 | 0 | 0 | 0 | 0 | 0 | 0 | 0 | 0 | 0 | 0 | 0 | 0 | 0 | 0 | 0 | 0 | 0 | 0 | 0 | 0 | 0 | 0 | 0 | 0 | 0 | 0 | 0 | 0 | 0 | 0 | 0 | 0 | 0 | 0 | 0 | 0 | 0 | 0 | 0 | 0 | 0 | 0 | 0 | 0 | 0 | 0 | 0 | 0 | 0 | 0
Retrocommissioning_Grocery_New_Not Applicable Segment or Vintage | Retrocommissioning_Grocery_New | Retrocommissioning_Commercial_New_Not Applicable Segment or Vintage_Not Applicable Segment or Vintage | Commercial | Grocery | New | Space Heating | Natural Gas | Retrocommissioning | NEQ | Not Applicable Segment or Vintage | 3 | 3 | 3 | 0 | 0 | 0 | 0 | 0 | RetroEven20 | 0.03333333333333333 | TBD | A | WCM399 | 0.7 | 0.42 | sqft | 0.0321 | 0 | 0 | 0 | 0 | Not Applicable Segment or Vintage | Not Applicable Segment or Vintage | Not Applicable Segment or Vintage | 0 | 0 | 0 | Not Applicable Segment or Vintage | Not Applicable Segment or Vintage | Not Applicable Segment or Vintage | Not Applicable Segment or Vintage | Not Applicable Segment or Vintage | Not Applicable Segment or Vintage | Not Applicable Segment or Vintage | Not Applicable Segment or Vintage | Not Applicable Segment or Vintage | Not Applicable Segment or Vintage | Not Applicable Segment or Vintage | Not Applicable Segment or Vintage | Not Applicable Segment or Vintage | Not Applicable Segment or Vintage | Not Applicable Segment or Vintage | Not Applicable Segment or Vintage | Not Applicable Segment or Vintage | Not Applicable Segment or Vintage | Not Applicable Segment or Vintage | Not Applicable Segment or Vintage | Not Applicable Segment or Vintage | Not Applicable Segment or Vintage | Not Applicable Segment or Vintage | Not Applicable Segment or Vintage | Not Applicable Segment or Vintage | Not Applicable Segment or Vintage | Not Applicable Segment or Vintage | Not Applicable Segment or Vintage | 0 | 0 | 0 | 0 | 0 | 0 | 0 | 0 | 0 | 0 | 0 | 0 | 0 | 0 | 0 | 0 | 0 | 0 | 0 | 0 | 0 | 0 | 0 | 0 | 0 | 0 | 0 | 0 | 0 | 0 | 0 | 0 | 0 | 0 | 0 | 0 | 0 | 0 | 0 | 0 | 0 | 0 | 0 | 0 | 0 | 0 | 0 | 0 | 0 | 0 | 0 | 0 | 0 | 0 | 0 | 0 | 0 | 0 | 0 | 0 | 0 | 0 | 0 | 0 | 0 | 0 | 0 | 0 | 0 | 0 | 0 | 0 | 0 | 0 | 0 | 0 | 0 | 0 | 0 | 0 | 0 | 0 | 0 | 0 | 0 | 0 | 0 | 0 | 0 | 0 | 0 | 0 | 0 | 0 | 0 | 0 | 0 | 0 | 0 | 0 | 0 | 0 | 0 | 0 | 0 | 0 | 0 | 0 | 0 | 0 | 0 | 0 | Not Applicable Segment or Vintage | Not Applicable Segment or Vintage | Not Applicable Segment or Vintage | Not Applicable Segment or Vintage | Not Applicable Segment or Vintage | Not Applicable Segment or Vintage | Not Applicable Segment or Vintage | Not Applicable Segment or Vintage | Not Applicable Segment or Vintage | Not Applicable Segment or Vintage | Not Applicable Segment or Vintage | Not Applicable Segment or Vintage | Not Applicable Segment or Vintage | Not Applicable Segment or Vintage | Not Applicable Segment or Vintage | Not Applicable Segment or Vintage | Not Applicable Segment or Vintage | Not Applicable Segment or Vintage | Not Applicable Segment or Vintage | Not Applicable Segment or Vintage | Not Applicable Segment or Vintage | Not Applicable Segment or Vintage | Not Applicable Segment or Vintage | Not Applicable Segment or Vintage | Not Applicable Segment or Vintage | Not Applicable Segment or Vintage | Not Applicable Segment or Vintage | Not Applicable Segment or Vintage | 0 | 0 | 0 | 0 | 0 | 0 | 0 | 0 | 0 | 0 | 0 | 0 | 0 | 0 | 0 | 0 | 0 | 0 | 0 | 0 | 0 | 0 | 0 | 0 | 0 | 0 | 0 | 0 | 0 | 0 | 0 | 0 | 0 | 0 | 0 | 0 | 0 | 0 | 0 | 0 | 0 | 0 | 0 | 0 | 0 | 0 | 0 | 0 | 0 | 0 | 0 | 0 | 0 | 0 | 0 | 0 | 0 | 0 | 0 | 0 | 0 | 0 | 0 | 0 | 0 | 0 | 0 | 0 | 0 | 0 | 0 | 0 | 0 | 0 | 0 | 0 | 0 | 0 | 0 | 0 | 0 | 0 | 0 | 0 | 0 | 0 | 0 | 0 | 0 | 0 | 0 | 0 | 0 | 0 | 0 | 0 | 0 | 0 | 0 | 0 | 0 | 0 | 0 | 0 | 0 | 0 | 0 | 0 | 0 | 0 | 0 | 0 | 0 | 0 | 0 | 0 | 0 | 0 | 0 | 0 | 0 | 0 | 0 | 0 | 0 | 0 | 0 | 0 | 0 | 0 | 0 | 0 | 0 | 0 | 0 | 0 | 0 | 0 | 0 | 0 | 0 | 0 | 0 | 0 | 0 | 0 | 0 | 0 | 0 | 0 | 0 | 0 | 0 | 0 | 0 | 0 | 0 | 0 | 0 | 0 | 0 | 0 | 0 | 0 | 0 | 0 | 0 | 0 | Not Applicable Segment or Vintage | Not Applicable Segment or Vintage | Not Applicable Segment or Vintage | Not Applicable Segment or Vintage | Not Applicable Segment or Vintage | Not Applicable Segment or Vintage | Not Applicable Segment or Vintage | Not Applicable Segment or Vintage | Not Applicable Segment or Vintage | Not Applicable Segment or Vintage | Not Applicable Segment or Vintage | Not Applicable Segment or Vintage | Not Applicable Segment or Vintage | Not Applicable Segment or Vintage | Not Applicable Segment or Vintage | Not Applicable Segment or Vintage | Not Applicable Segment or Vintage | Not Applicable Segment or Vintage | Not Applicable Segment or Vintage | Not Applicable Segment or Vintage | Not Applicable Segment or Vintage | Not Applicable Segment or Vintage | Not Applicable Segment or Vintage | Not Applicable Segment or Vintage | Not Applicable Segment or Vintage | Not Applicable Segment or Vintage | Not Applicable Segment or Vintage | Not Applicable Segment or Vintage | 0 | 0 | 0 | 0 | 0 | 0 | 0 | 0 | 0 | 0 | 0 | 0 | 0 | 0 | 0 | 0 | 0 | 0 | 0 | 0 | 0 | 0 | 0 | 0 | 0 | 0 | 0 | 0 | 0 | 0 | 0 | 0 | 0 | 0 | 0 | 0 | 0 | 0 | 0 | 0 | 0 | 0 | 0 | 0 | 0 | 0 | 0 | 0 | 0 | 0 | 0 | 0 | 0 | 0 | 0 | 0 | 0 | 0 | 0 | 0 | 0 | 0 | 0 | 0 | 0 | 0 | 0 | 0 | 0 | 0 | 0 | 0 | 0 | 0 | 0 | 0 | 0 | 0 | 0 | 0 | 0 | 0 | 0 | 0 | 0 | 0 | 0 | 0 | 0 | 0 | 0 | 0 | 0 | 0 | 0 | 0 | 0 | 0 | 0 | 0 | 0 | 0 | 0 | 0 | 0 | 0 | 0 | 0 | 0 | 0 | 0 | 0 | 0 | 0 | 0 | 0 | 0 | 0 | 0 | 0 | 0 | 0 | 0 | 0 | 0 | 0 | 0 | 0 | 0 | 0 | 0 | 0 | 0 | 0 | 0 | 0 | 0 | 0 | 0 | 0 | 0 | 0
Strategic Energy Management_Grocery_New_Implementation of strategic energy management program. | Strategic Energy Management_Grocery_New | Strategic Energy Management_Commercial_New_No strategic energy management._Implementation of strategic energy management program. | Commercial | Grocery | New | Space Heating | Natural Gas | Strategic Energy Management | NEQ | No strategic energy management. | 3 | 3 | 3 | 0 | 0 | 0 | 0 | 0 | RetroEven20 | 0.03333333333333333 | TBD | A | WCM397 | 0.7 | 0.42 | sqft | 0.0321 | 0 | 0 | 0 | 0 | 2021 Power Plan - Com-EM-2021P_V4 - Commercial SEM, Northwest Power and Conservation Council (NWPCC), 2021 Power Plan Conservation Supply Workbooks. January 2022. | 2021 Power Plan - Com-EM-2021P_V4 - Commercial SEM, Northwest Power and Conservation Council (NWPCC), 2021 Power Plan Conservation Supply Workbooks. January 2022. | 2021 Power Plan - Com-EM-2021P_V4 - Commercial SEM, Northwest Power and Conservation Council (NWPCC), 2021 Power Plan Conservation Supply Workbooks. January 2022. | 0 | 0 | 1.1012 | No strategic energy management. | No strategic energy management. | No strategic energy management. | No strategic energy management. | No strategic energy management. | No strategic energy management. | No strategic energy management. | No strategic energy management. | No strategic energy management. | No strategic energy management. | No strategic energy management. | No strategic energy management. | No strategic energy management. | No strategic energy management. | No strategic energy management. | No strategic energy management. | No strategic energy management. | No strategic energy management. | No strategic energy management. | No strategic energy management. | No strategic energy management. | No strategic energy management. | No strategic energy management. | No strategic energy management. | No strategic energy management. | No strategic energy management. | No strategic energy management. | No strategic energy management. | 0 | 0 | 0 | 0 | 0 | 0 | 0 | 0 | 0 | 0 | 0 | 0 | 0 | 0 | 0 | 0 | 0 | 0 | 0 | 0 | 0 | 0 | 0 | 0 | 0 | 0 | 0 | 0 | 0 | 0 | 0 | 0 | 0 | 0 | 0 | 0 | 0 | 0 | 0 | 0 | 0 | 0 | 0 | 0 | 0 | 0 | 0 | 0 | 0 | 0 | 0 | 0 | 0 | 0 | 0 | 0 | 0 | 0 | 0 | 0 | 0 | 0 | 0 | 0 | 0 | 0 | 0 | 0 | 0 | 0 | 0 | 0 | 0 | 0 | 0 | 0 | 0 | 0 | 0 | 0 | 0 | 0 | 0 | 0 | 0 | 0 | 0 | 0 | 0 | 0 | 0 | 0 | 0 | 0 | 0 | 0 | 0 | 0 | 0 | 0 | 0 | 0 | 0 | 0 | 0 | 0 | 0 | 0 | 0 | 0 | 0 | 0 | Implementation of strategic energy management program. | Implementation of strategic energy management program. | Implementation of strategic energy management program. | Implementation of strategic energy management program. | Implementation of strategic energy management program. | Implementation of strategic energy management program. | Implementation of strategic energy management program. | Implementation of strategic energy management program. | Implementation of strategic energy management program. | Implementation of strategic energy management program. | Implementation of strategic energy management program. | Implementation of strategic energy management program. | Implementation of strategic energy management program. | Implementation of strategic energy management program. | Implementation of strategic energy management program. | Implementation of strategic energy management program. | Implementation of strategic energy management program. | Implementation of strategic energy management program. | Implementation of strategic energy management program. | Implementation of strategic energy management program. | Implementation of strategic energy management program. | Implementation of strategic energy management program. | Implementation of strategic energy management program. | Implementation of strategic energy management program. | Implementation of strategic energy management program. | Implementation of strategic energy management program. | Implementation of strategic energy management program. | Implementation of strategic energy management program. | 1.1012 | 1.1012 | 1.1012 | 1.1012 | 1.1012 | 1.1012 | 1.1012 | 1.1012 | 1.1012 | 1.1012 | 1.1012 | 1.1012 | 1.1012 | 1.1012 | 1.1012 | 1.1012 | 1.1012 | 1.1012 | 1.1012 | 1.1012 | 1.1012 | 1.1012 | 1.1012 | 1.1012 | 1.1012 | 1.1012 | 1.1012 | 1.1012 | 0 | 0 | 0 | 0 | 0 | 0 | 0 | 0 | 0 | 0 | 0 | 0 | 0 | 0 | 0 | 0 | 0 | 0 | 0 | 0 | 0 | 0 | 0 | 0 | 0 | 0 | 0 | 0 | 0 | 0 | 0 | 0 | 0 | 0 | 0 | 0 | 0 | 0 | 0 | 0 | 0 | 0 | 0 | 0 | 0 | 0 | 0 | 0 | 0 | 0 | 0 | 0 | 0 | 0 | 0 | 0 | 0 | 0 | 0 | 0 | 0 | 0 | 0 | 0 | 0 | 0 | 0 | 0 | 0 | 0 | 0 | 0 | 0 | 0 | 0 | 0 | 0 | 0 | 0 | 0 | 0 | 0 | 0 | 0 | 0 | 0 | 0 | 0 | 0 | 0 | 0 | 0 | 0 | 0 | 0 | 0 | 0 | 0 | 0 | 0 | 0 | 0 | 0 | 0 | 0 | 0 | 0 | 0 | 0 | 0 | 0 | 0 | 0 | 0 | 0 | 0 | 0 | 0 | 0 | 0 | 0 | 0 | 0 | 0 | 0 | 0 | 0 | 0 | 0 | 0 | 0 | 0 | 0 | 0 | 0 | 0 | 0 | 0 | 0 | 0 | Implementation of strategic energy management program. | Implementation of strategic energy management program. | Implementation of strategic energy management program. | Implementation of strategic energy management program. | Implementation of strategic energy management program. | Implementation of strategic energy management program. | Implementation of strategic energy management program. | Implementation of strategic energy management program. | Implementation of strategic energy management program. | Implementation of strategic energy management program. | Implementation of strategic energy management program. | Implementation of strategic energy management program. | Implementation of strategic energy management program. | Implementation of strategic energy management program. | Implementation of strategic energy management program. | Implementation of strategic energy management program. | Implementation of strategic energy management program. | Implementation of strategic energy management program. | Implementation of strategic energy management program. | Implementation of strategic energy management program. | Implementation of strategic energy management program. | Implementation of strategic energy management program. | Implementation of strategic energy management program. | Implementation of strategic energy management program. | Implementation of strategic energy management program. | Implementation of strategic energy management program. | Implementation of strategic energy management program. | Implementation of strategic energy management program. | 1.1012 | 1.1012 | 1.1012 | 1.1012 | 1.1012 | 1.1012 | 1.1012 | 1.1012 | 1.1012 | 1.1012 | 1.1012 | 1.1012 | 1.1012 | 1.1012 | 1.1012 | 1.1012 | 1.1012 | 1.1012 | 1.1012 | 1.1012 | 1.1012 | 1.1012 | 1.1012 | 1.1012 | 1.1012 | 1.1012 | 1.1012 | 1.1012 | 0 | 0 | 0 | 0 | 0 | 0 | 0 | 0 | 0 | 0 | 0 | 0 | 0 | 0 | 0 | 0 | 0 | 0 | 0 | 0 | 0 | 0 | 0 | 0 | 0 | 0 | 0 | 0 | 0 | 0 | 0 | 0 | 0 | 0 | 0 | 0 | 0 | 0 | 0 | 0 | 0 | 0 | 0 | 0 | 0 | 0 | 0 | 0 | 0 | 0 | 0 | 0 | 0 | 0 | 0 | 0 | 0 | 0 | 0 | 0 | 0 | 0 | 0 | 0 | 0 | 0 | 0 | 0 | 0 | 0 | 0 | 0 | 0 | 0 | 0 | 0 | 0 | 0 | 0 | 0 | 0 | 0 | 0 | 0 | 0 | 0 | 0 | 0 | 0 | 0 | 0 | 0 | 0 | 0 | 0 | 0 | 0 | 0 | 0 | 0 | 0 | 0 | 0 | 0 | 0 | 0 | 0 | 0 | 0 | 0 | 0 | 0 | 0 | 0
Ventilation - Demand Controlled_Grocery_New_new CO2 sensors installed on return air systems where no other sensors were previously installed | Ventilation - Demand Controlled_Grocery_New | Ventilation - Demand Controlled_Commercial_New_space with no demand control capability_new CO2 sensors installed on return air systems where no other sensors were previously installed | Commercial | Grocery | New | Space Heating | Natural Gas | Ventilation - Demand Controlled | NEQ | space with no demand control capability | 10 | 10 | 10 | 0 | 0 | 0 | 0.22606 | 0.060385 | Retro3Slow | 0.004128203794943829 | TBD | A | WCM361 | 0.7 | 0.42 | sqft | 0.0321 | 0 | 0 | 0 | 0 | IL TRM v13 - 4.4.19 - Demand Controlled Ventilation - CI-HVC-DCV-V07-240101 | IL TRM v13 - 4.4.19 - Demand Controlled Ventilation - CI-HVC-DCV-V07-240101 | IL TRM v13 - 4.4.19 - Demand Controlled Ventilation - CI-HVC-DCV-V07-240101 | 0 | 0 | 0.53487 | space with no demand control capability | space with no demand control capability | space with no demand control capability | space with no demand control capability | space with no demand control capability | space with no demand control capability | space with no demand control capability | space with no demand control capability | space with no demand control capability | space with no demand control capability | space with no demand control capability | space with no demand control capability | space with no demand control capability | space with no demand control capability | space with no demand control capability | space with no demand control capability | space with no demand control capability | space with no demand control capability | space with no demand control capability | space with no demand control capability | space with no demand control capability | space with no demand control capability | space with no demand control capability | space with no demand control capability | space with no demand control capability | space with no demand control capability | space with no demand control capability | space with no demand control capability | 0 | 0 | 0 | 0 | 0 | 0 | 0 | 0 | 0 | 0 | 0 | 0 | 0 | 0 | 0 | 0 | 0 | 0 | 0 | 0 | 0 | 0 | 0 | 0 | 0 | 0 | 0 | 0 | 0 | 0 | 0 | 0 | 0 | 0 | 0 | 0 | 0 | 0 | 0 | 0 | 0 | 0 | 0 | 0 | 0 | 0 | 0 | 0 | 0 | 0 | 0 | 0 | 0 | 0 | 0 | 0 | 0 | 0 | 0 | 0 | 0 | 0 | 0 | 0 | 0 | 0 | 0 | 0 | 0 | 0 | 0 | 0 | 0 | 0 | 0 | 0 | 0 | 0 | 0 | 0 | 0 | 0 | 0 | 0 | 0 | 0 | 0 | 0 | 0 | 0 | 0 | 0 | 0 | 0 | 0 | 0 | 0 | 0 | 0 | 0 | 0 | 0 | 0 | 0 | 0 | 0 | 0 | 0 | 0 | 0 | 0 | 0 | new CO2 sensors installed on return air systems where no other sensors were previously installed | new CO2 sensors installed on return air systems where no other sensors were previously installed | new CO2 sensors installed on return air systems where no other sensors were previously installed | new CO2 sensors installed on return air systems where no other sensors were previously installed | new CO2 sensors installed on return air systems where no other sensors were previously installed | new CO2 sensors installed on return air systems where no other sensors were previously installed | new CO2 sensors installed on return air systems where no other sensors were previously installed | new CO2 sensors installed on return air systems where no other sensors were previously installed | new CO2 sensors installed on return air systems where no other sensors were previously installed | new CO2 sensors installed on return air systems where no other sensors were previously installed | new CO2 sensors installed on return air systems where no other sensors were previously installed | new CO2 sensors installed on return air systems where no other sensors were previously installed | new CO2 sensors installed on return air systems where no other sensors were previously installed | new CO2 sensors installed on return air systems where no other sensors were previously installed | new CO2 sensors installed on return air systems where no other sensors were previously installed | new CO2 sensors installed on return air systems where no other sensors were previously installed | new CO2 sensors installed on return air systems where no other sensors were previously installed | new CO2 sensors installed on return air systems where no other sensors were previously installed | new CO2 sensors installed on return air systems where no other sensors were previously installed | new CO2 sensors installed on return air systems where no other sensors were previously installed | new CO2 sensors installed on return air systems where no other sensors were previously installed | new CO2 sensors installed on return air systems where no other sensors were previously installed | new CO2 sensors installed on return air systems where no other sensors were previously installed | new CO2 sensors installed on return air systems where no other sensors were previously installed | new CO2 sensors installed on return air systems where no other sensors were previously installed | new CO2 sensors installed on return air systems where no other sensors were previously installed | new CO2 sensors installed on return air systems where no other sensors were previously installed | new CO2 sensors installed on return air systems where no other sensors were previously installed | 0.5349 | 0.5349 | 0.5349 | 0.5349 | 0.5349 | 0.5349 | 0.5349 | 0.5349 | 0.5349 | 0.5349 | 0.5349 | 0.5349 | 0.5349 | 0.5349 | 0.5349 | 0.5349 | 0.5349 | 0.5349 | 0.5349 | 0.5349 | 0.5349 | 0.5349 | 0.5349 | 0.5349 | 0.5349 | 0.5349 | 0.5349 | 0.5349 | 0 | 0 | 0 | 0 | 0 | 0 | 0 | 0 | 0 | 0 | 0 | 0 | 0 | 0 | 0 | 0 | 0 | 0 | 0 | 0 | 0 | 0 | 0 | 0 | 0 | 0 | 0 | 0 | 0 | 0 | 0 | 0 | 0 | 0 | 0 | 0 | 0 | 0 | 0 | 0 | 0 | 0 | 0 | 0 | 0 | 0 | 0 | 0 | 0 | 0 | 0 | 0 | 0 | 0 | 0 | 0 | 0 | 0 | 0 | 0 | 0 | 0 | 0 | 0 | 0 | 0 | 0 | 0 | 0 | 0 | 0 | 0 | 0 | 0 | 0 | 0 | 0 | 0 | 0 | 0 | 0 | 0 | 0 | 0 | 0 | 0 | 0 | 0 | 0 | 0 | 0 | 0 | 0 | 0 | 0 | 0 | 0 | 0 | 0 | 0 | 0 | 0 | 0 | 0 | 0 | 0 | 0 | 0 | 0 | 0 | 0 | 0 | 0 | 0 | 0 | 0 | 0 | 0 | 0 | 0 | 0 | 0 | 0 | 0 | 0 | 0 | 0 | 0 | 0 | 0 | 0 | 0 | 0 | 0 | 0 | 0 | 0 | 0 | 0 | 0 | new CO2 sensors installed on return air systems where no other sensors were previously installed | new CO2 sensors installed on return air systems where no other sensors were previously installed | new CO2 sensors installed on return air systems where no other sensors were previously installed | new CO2 sensors installed on return air systems where no other sensors were previously installed | new CO2 sensors installed on return air systems where no other sensors were previously installed | new CO2 sensors installed on return air systems where no other sensors were previously installed | new CO2 sensors installed on return air systems where no other sensors were previously installed | new CO2 sensors installed on return air systems where no other sensors were previously installed | new CO2 sensors installed on return air systems where no other sensors were previously installed | new CO2 sensors installed on return air systems where no other sensors were previously installed | new CO2 sensors installed on return air systems where no other sensors were previously installed | new CO2 sensors installed on return air systems where no other sensors were previously installed | new CO2 sensors installed on return air systems where no other sensors were previously installed | new CO2 sensors installed on return air systems where no other sensors were previously installed | new CO2 sensors installed on return air systems where no other sensors were previously installed | new CO2 sensors installed on return air systems where no other sensors were previously installed | new CO2 sensors installed on return air systems where no other sensors were previously installed | new CO2 sensors installed on return air systems where no other sensors were previously installed | new CO2 sensors installed on return air systems where no other sensors were previously installed | new CO2 sensors installed on return air systems where no other sensors were previously installed | new CO2 sensors installed on return air systems where no other sensors were previously installed | new CO2 sensors installed on return air systems where no other sensors were previously installed | new CO2 sensors installed on return air systems where no other sensors were previously installed | new CO2 sensors installed on return air systems where no other sensors were previously installed | new CO2 sensors installed on return air systems where no other sensors were previously installed | new CO2 sensors installed on return air systems where no other sensors were previously installed | new CO2 sensors installed on return air systems where no other sensors were previously installed | new CO2 sensors installed on return air systems where no other sensors were previously installed | 0.5349 | 0.5349 | 0.5349 | 0.5349 | 0.5349 | 0.5349 | 0.5349 | 0.5349 | 0.5349 | 0.5349 | 0.5349 | 0.5349 | 0.5349 | 0.5349 | 0.5349 | 0.5349 | 0.5349 | 0.5349 | 0.5349 | 0.5349 | 0.5349 | 0.5349 | 0.5349 | 0.5349 | 0.5349 | 0.5349 | 0.5349 | 0.5349 | 0 | 0 | 0 | 0 | 0 | 0 | 0 | 0 | 0 | 0 | 0 | 0 | 0 | 0 | 0 | 0 | 0 | 0 | 0 | 0 | 0 | 0 | 0 | 0 | 0 | 0 | 0 | 0 | 0 | 0 | 0 | 0 | 0 | 0 | 0 | 0 | 0 | 0 | 0 | 0 | 0 | 0 | 0 | 0 | 0 | 0 | 0 | 0 | 0 | 0 | 0 | 0 | 0 | 0 | 0 | 0 | 0 | 0 | 0 | 0 | 0 | 0 | 0 | 0 | 0 | 0 | 0 | 0 | 0 | 0 | 0 | 0 | 0 | 0 | 0 | 0 | 0 | 0 | 0 | 0 | 0 | 0 | 0 | 0 | 0 | 0 | 0 | 0 | 0 | 0 | 0 | 0 | 0 | 0 | 0 | 0 | 0 | 0 | 0 | 0 | 0 | 0 | 0 | 0 | 0 | 0 | 0 | 0 | 0 | 0 | 0 | 0 | 0 | 0
Windows - High Efficiency Glazing_Grocery_New_U-0.29 Window | Windows - High Efficiency Glazing_Grocery_New | Windows - High Efficiency Glazing_Commercial_New_U-0.34 Window_U-0.29 Window | Commercial | Grocery | New | Space Heating | Natural Gas | Windows - High Efficiency Glazing | NEQ | U-0.34 Window | 45 | 45 | 45 | 0 | 0 | 0 | 0.4905 | 1 | Retro1Slow | 0.012666666666666666 | TBD | A | WCM355 | 0.7 | 0.42 | sqft window | 0.0321 | 0 | 0 | 0 | 0 | RTF Wkbk - ComWeatherizationSchool_v4_1 | RTF Workbook - ComWeatherizationSchool_v4_1 - AEG Adjusted | AEG BEST | 0 | 0 | 5.2306 | U-0.34 Window | U-0.34 Window | U-0.34 Window | U-0.34 Window | U-0.34 Window | U-0.34 Window | U-0.34 Window | U-0.34 Window | U-0.34 Window | U-0.34 Window | U-0.34 Window | U-0.34 Window | U-0.34 Window | U-0.34 Window | U-0.34 Window | U-0.34 Window | U-0.34 Window | U-0.34 Window | U-0.34 Window | U-0.34 Window | U-0.34 Window | U-0.34 Window | U-0.34 Window | U-0.34 Window | U-0.34 Window | U-0.34 Window | U-0.34 Window | U-0.34 Window | 0 | 0 | 0 | 0 | 0 | 0 | 0 | 0 | 0 | 0 | 0 | 0 | 0 | 0 | 0 | 0 | 0 | 0 | 0 | 0 | 0 | 0 | 0 | 0 | 0 | 0 | 0 | 0 | 0 | 0 | 0 | 0 | 0 | 0 | 0 | 0 | 0 | 0 | 0 | 0 | 0 | 0 | 0 | 0 | 0 | 0 | 0 | 0 | 0 | 0 | 0 | 0 | 0 | 0 | 0 | 0 | 0 | 0 | 0 | 0 | 0 | 0 | 0 | 0 | 0 | 0 | 0 | 0 | 0 | 0 | 0 | 0 | 0 | 0 | 0 | 0 | 0 | 0 | 0 | 0 | 0 | 0 | 0 | 0 | 0 | 0 | 0 | 0 | 0 | 0 | 0 | 0 | 0 | 0 | 0 | 0 | 0 | 0 | 0 | 0 | 0 | 0 | 0 | 0 | 0 | 0 | 0 | 0 | 0 | 0 | 0 | 0 | U-0.29 Window | U-0.29 Window | U-0.29 Window | U-0.29 Window | U-0.29 Window | U-0.29 Window | U-0.29 Window | U-0.29 Window | U-0.29 Window | U-0.29 Window | U-0.29 Window | U-0.29 Window | U-0.29 Window | U-0.29 Window | U-0.29 Window | U-0.29 Window | U-0.29 Window | U-0.29 Window | U-0.29 Window | U-0.29 Window | U-0.29 Window | U-0.29 Window | U-0.29 Window | U-0.29 Window | U-0.29 Window | U-0.29 Window | U-0.29 Window | U-0.29 Window | 5.2306 | 5.2306 | 5.2306 | 5.2306 | 5.2306 | 5.2306 | 5.2306 | 5.2306 | 5.2306 | 5.2306 | 5.2306 | 5.2306 | 5.2306 | 5.2306 | 5.2306 | 5.2306 | 5.2306 | 5.2306 | 5.2306 | 5.2306 | 5.2306 | 5.2306 | 5.2306 | 5.2306 | 5.2306 | 5.2306 | 5.2306 | 5.2306 | 0 | 0 | 0 | 0 | 0 | 0 | 0 | 0 | 0 | 0 | 0 | 0 | 0 | 0 | 0 | 0 | 0 | 0 | 0 | 0 | 0 | 0 | 0 | 0 | 0 | 0 | 0 | 0 | 0 | 0 | 0 | 0 | 0 | 0 | 0 | 0 | 0 | 0 | 0 | 0 | 0 | 0 | 0 | 0 | 0 | 0 | 0 | 0 | 0 | 0 | 0 | 0 | 0 | 0 | 0 | 0 | 0 | 0 | 0 | 0 | 0 | 0 | 0 | 0 | 0 | 0 | 0 | 0 | 0 | 0 | 0 | 0 | 0 | 0 | 0 | 0 | 0 | 0 | 0 | 0 | 0 | 0 | 0 | 0 | 0 | 0 | 0 | 0 | 0 | 0 | 0 | 0 | 0 | 0 | 0 | 0 | 0 | 0 | 0 | 0 | 0 | 0 | 0 | 0 | 0 | 0 | 0 | 0 | 0 | 0 | 0 | 0 | 0 | 0 | 0 | 0 | 0 | 0 | 0 | 0 | 0 | 0 | 0 | 0 | 0 | 0 | 0 | 0 | 0 | 0 | 0 | 0 | 0 | 0 | 0 | 0 | 0 | 0 | 0 | 0 | U-0.29 Window | U-0.29 Window | U-0.29 Window | U-0.29 Window | U-0.29 Window | U-0.29 Window | U-0.29 Window | U-0.29 Window | U-0.29 Window | U-0.29 Window | U-0.29 Window | U-0.29 Window | U-0.29 Window | U-0.29 Window | U-0.29 Window | U-0.29 Window | U-0.29 Window | U-0.29 Window | U-0.29 Window | U-0.29 Window | U-0.29 Window | U-0.29 Window | U-0.29 Window | U-0.29 Window | U-0.29 Window | U-0.29 Window | U-0.29 Window | U-0.29 Window | 5.2306 | 5.2306 | 5.2306 | 5.2306 | 5.2306 | 5.2306 | 5.2306 | 5.2306 | 5.2306 | 5.2306 | 5.2306 | 5.2306 | 5.2306 | 5.2306 | 5.2306 | 5.2306 | 5.2306 | 5.2306 | 5.2306 | 5.2306 | 5.2306 | 5.2306 | 5.2306 | 5.2306 | 5.2306 | 5.2306 | 5.2306 | 5.2306 | 0 | 0 | 0 | 0 | 0 | 0 | 0 | 0 | 0 | 0 | 0 | 0 | 0 | 0 | 0 | 0 | 0 | 0 | 0 | 0 | 0 | 0 | 0 | 0 | 0 | 0 | 0 | 0 | 0 | 0 | 0 | 0 | 0 | 0 | 0 | 0 | 0 | 0 | 0 | 0 | 0 | 0 | 0 | 0 | 0 | 0 | 0 | 0 | 0 | 0 | 0 | 0 | 0 | 0 | 0 | 0 | 0 | 0 | 0 | 0 | 0 | 0 | 0 | 0 | 0 | 0 | 0 | 0 | 0 | 0 | 0 | 0 | 0 | 0 | 0 | 0 | 0 | 0 | 0 | 0 | 0 | 0 | 0 | 0 | 0 | 0 | 0 | 0 | 0 | 0 | 0 | 0 | 0 | 0 | 0 | 0 | 0 | 0 | 0 | 0 | 0 | 0 | 0 | 0 | 0 | 0 | 0 | 0 | 0 | 0 | 0 | 0 | 0 | 0
Windows - Secondary Glazing Systems_Grocery_New_Windows Upgraded with Secondary Commercial Window Glazing | Windows - Secondary Glazing Systems_Grocery_New | Windows - Secondary Glazing Systems_Commercial_New_Standard Commercial Windows_Windows Upgraded with Secondary Commercial Window Glazing | Commercial | Grocery | New | Space Heating | Natural Gas | Windows - Secondary Glazing Systems | NEQ | Standard Commercial Windows | 30 | 30 | 30 | 0 | 0 | 0 | 0.01 | 0.5 | Retro1Slow | 0.012666666666666666 | TBD | A | WCM356 | 0.7 | 0.42 | sqft window | 0.0321 | 0 | 0 | 0 | 0 | Regional Technical Forum - UES Workbook - Secondary Glazing Systems (SGS) - ComSecondaryGlazingSystems_v3_1 - AEG Adjusted | Regional Technical Forum - UES Workbook - Secondary Glazing Systems (SGS) - ComSecondaryGlazingSystems_v3_1 - AEG Adjusted | Regional Technical Forum - UES Workbook - Secondary Glazing Systems (SGS) - ComSecondaryGlazingSystems_v3_1 - AEG Adjusted | 0 | 0 | 48.1437 | Standard Commercial Windows | Standard Commercial Windows | Standard Commercial Windows | Standard Commercial Windows | Standard Commercial Windows | Standard Commercial Windows | Standard Commercial Windows | Standard Commercial Windows | Standard Commercial Windows | Standard Commercial Windows | Standard Commercial Windows | Standard Commercial Windows | Standard Commercial Windows | Standard Commercial Windows | Standard Commercial Windows | Standard Commercial Windows | Standard Commercial Windows | Standard Commercial Windows | Standard Commercial Windows | Standard Commercial Windows | Standard Commercial Windows | Standard Commercial Windows | Standard Commercial Windows | Standard Commercial Windows | Standard Commercial Windows | Standard Commercial Windows | Standard Commercial Windows | Standard Commercial Windows | 0 | 0 | 0 | 0 | 0 | 0 | 0 | 0 | 0 | 0 | 0 | 0 | 0 | 0 | 0 | 0 | 0 | 0 | 0 | 0 | 0 | 0 | 0 | 0 | 0 | 0 | 0 | 0 | 0 | 0 | 0 | 0 | 0 | 0 | 0 | 0 | 0 | 0 | 0 | 0 | 0 | 0 | 0 | 0 | 0 | 0 | 0 | 0 | 0 | 0 | 0 | 0 | 0 | 0 | 0 | 0 | 0 | 0 | 0 | 0 | 0 | 0 | 0 | 0 | 0 | 0 | 0 | 0 | 0 | 0 | 0 | 0 | 0 | 0 | 0 | 0 | 0 | 0 | 0 | 0 | 0 | 0 | 0 | 0 | 0 | 0 | 0 | 0 | 0 | 0 | 0 | 0 | 0 | 0 | 0 | 0 | 0 | 0 | 0 | 0 | 0 | 0 | 0 | 0 | 0 | 0 | 0 | 0 | 0 | 0 | 0 | 0 | Windows Upgraded with Secondary Commercial Window Glazing | Windows Upgraded with Secondary Commercial Window Glazing | Windows Upgraded with Secondary Commercial Window Glazing | Windows Upgraded with Secondary Commercial Window Glazing | Windows Upgraded with Secondary Commercial Window Glazing | Windows Upgraded with Secondary Commercial Window Glazing | Windows Upgraded with Secondary Commercial Window Glazing | Windows Upgraded with Secondary Commercial Window Glazing | Windows Upgraded with Secondary Commercial Window Glazing | Windows Upgraded with Secondary Commercial Window Glazing | Windows Upgraded with Secondary Commercial Window Glazing | Windows Upgraded with Secondary Commercial Window Glazing | Windows Upgraded with Secondary Commercial Window Glazing | Windows Upgraded with Secondary Commercial Window Glazing | Windows Upgraded with Secondary Commercial Window Glazing | Windows Upgraded with Secondary Commercial Window Glazing | Windows Upgraded with Secondary Commercial Window Glazing | Windows Upgraded with Secondary Commercial Window Glazing | Windows Upgraded with Secondary Commercial Window Glazing | Windows Upgraded with Secondary Commercial Window Glazing | Windows Upgraded with Secondary Commercial Window Glazing | Windows Upgraded with Secondary Commercial Window Glazing | Windows Upgraded with Secondary Commercial Window Glazing | Windows Upgraded with Secondary Commercial Window Glazing | Windows Upgraded with Secondary Commercial Window Glazing | Windows Upgraded with Secondary Commercial Window Glazing | Windows Upgraded with Secondary Commercial Window Glazing | Windows Upgraded with Secondary Commercial Window Glazing | 48.1437 | 48.1437 | 48.1437 | 48.1437 | 48.1437 | 48.1437 | 48.1437 | 48.1437 | 48.1437 | 48.1437 | 48.1437 | 48.1437 | 48.1437 | 48.1437 | 48.1437 | 48.1437 | 48.1437 | 48.1437 | 48.1437 | 48.1437 | 48.1437 | 48.1437 | 48.1437 | 48.1437 | 48.1437 | 48.1437 | 48.1437 | 48.1437 | 0 | 0 | 0 | 0 | 0 | 0 | 0 | 0 | 0 | 0 | 0 | 0 | 0 | 0 | 0 | 0 | 0 | 0 | 0 | 0 | 0 | 0 | 0 | 0 | 0 | 0 | 0 | 0 | 0 | 0 | 0 | 0 | 0 | 0 | 0 | 0 | 0 | 0 | 0 | 0 | 0 | 0 | 0 | 0 | 0 | 0 | 0 | 0 | 0 | 0 | 0 | 0 | 0 | 0 | 0 | 0 | 0 | 0 | 0 | 0 | 0 | 0 | 0 | 0 | 0 | 0 | 0 | 0 | 0 | 0 | 0 | 0 | 0 | 0 | 0 | 0 | 0 | 0 | 0 | 0 | 0 | 0 | 0 | 0 | 0 | 0 | 0 | 0 | 0 | 0 | 0 | 0 | 0 | 0 | 0 | 0 | 0 | 0 | 0 | 0 | 0 | 0 | 0 | 0 | 0 | 0 | 0 | 0 | 0 | 0 | 0 | 0 | 0 | 0 | 0 | 0 | 0 | 0 | 0 | 0 | 0 | 0 | 0 | 0 | 0 | 0 | 0 | 0 | 0 | 0 | 0 | 0 | 0 | 0 | 0 | 0 | 0 | 0 | 0 | 0 | Windows Upgraded with Secondary Commercial Window Glazing | Windows Upgraded with Secondary Commercial Window Glazing | Windows Upgraded with Secondary Commercial Window Glazing | Windows Upgraded with Secondary Commercial Window Glazing | Windows Upgraded with Secondary Commercial Window Glazing | Windows Upgraded with Secondary Commercial Window Glazing | Windows Upgraded with Secondary Commercial Window Glazing | Windows Upgraded with Secondary Commercial Window Glazing | Windows Upgraded with Secondary Commercial Window Glazing | Windows Upgraded with Secondary Commercial Window Glazing | Windows Upgraded with Secondary Commercial Window Glazing | Windows Upgraded with Secondary Commercial Window Glazing | Windows Upgraded with Secondary Commercial Window Glazing | Windows Upgraded with Secondary Commercial Window Glazing | Windows Upgraded with Secondary Commercial Window Glazing | Windows Upgraded with Secondary Commercial Window Glazing | Windows Upgraded with Secondary Commercial Window Glazing | Windows Upgraded with Secondary Commercial Window Glazing | Windows Upgraded with Secondary Commercial Window Glazing | Windows Upgraded with Secondary Commercial Window Glazing | Windows Upgraded with Secondary Commercial Window Glazing | Windows Upgraded with Secondary Commercial Window Glazing | Windows Upgraded with Secondary Commercial Window Glazing | Windows Upgraded with Secondary Commercial Window Glazing | Windows Upgraded with Secondary Commercial Window Glazing | Windows Upgraded with Secondary Commercial Window Glazing | Windows Upgraded with Secondary Commercial Window Glazing | Windows Upgraded with Secondary Commercial Window Glazing | 48.1437 | 48.1437 | 48.1437 | 48.1437 | 48.1437 | 48.1437 | 48.1437 | 48.1437 | 48.1437 | 48.1437 | 48.1437 | 48.1437 | 48.1437 | 48.1437 | 48.1437 | 48.1437 | 48.1437 | 48.1437 | 48.1437 | 48.1437 | 48.1437 | 48.1437 | 48.1437 | 48.1437 | 48.1437 | 48.1437 | 48.1437 | 48.1437 | 0 | 0 | 0 | 0 | 0 | 0 | 0 | 0 | 0 | 0 | 0 | 0 | 0 | 0 | 0 | 0 | 0 | 0 | 0 | 0 | 0 | 0 | 0 | 0 | 0 | 0 | 0 | 0 | 0 | 0 | 0 | 0 | 0 | 0 | 0 | 0 | 0 | 0 | 0 | 0 | 0 | 0 | 0 | 0 | 0 | 0 | 0 | 0 | 0 | 0 | 0 | 0 | 0 | 0 | 0 | 0 | 0 | 0 | 0 | 0 | 0 | 0 | 0 | 0 | 0 | 0 | 0 | 0 | 0 | 0 | 0 | 0 | 0 | 0 | 0 | 0 | 0 | 0 | 0 | 0 | 0 | 0 | 0 | 0 | 0 | 0 | 0 | 0 | 0 | 0 | 0 | 0 | 0 | 0 | 0 | 0 | 0 | 0 | 0 | 0 | 0 | 0 | 0 | 0 | 0 | 0 | 0 | 0 | 0 | 0 | 0 | 0 | 0 | 0
Gas Boiler - Hot Water Reset_Grocery_New_Not Applicable Segment or Vintage | Gas Boiler - Hot Water Reset_Grocery_New | Gas Boiler - Hot Water Reset_Commercial_New_Not Applicable Segment or Vintage_Not Applicable Segment or Vintage | Commercial | Grocery | New | Space Heating | Natural Gas | Gas Boiler - Hot Water Reset | NEQ | Not Applicable Segment or Vintage | 20 | 20 | 20 | 0 | 0 | 0 | 0 | 0 | Retro5Med | 8.35569166605469E-06 | TBD | A | WCM368 | 0.7 | 0.42 | kBtuh heat | 0.0321 | 0 | 0 | 0 | 0 | Not Applicable Segment or Vintage | Not Applicable Segment or Vintage | Not Applicable Segment or Vintage | 0 | 0 | 0 | Not Applicable Segment or Vintage | Not Applicable Segment or Vintage | Not Applicable Segment or Vintage | Not Applicable Segment or Vintage | Not Applicable Segment or Vintage | Not Applicable Segment or Vintage | Not Applicable Segment or Vintage | Not Applicable Segment or Vintage | Not Applicable Segment or Vintage | Not Applicable Segment or Vintage | Not Applicable Segment or Vintage | Not Applicable Segment or Vintage | Not Applicable Segment or Vintage | Not Applicable Segment or Vintage | Not Applicable Segment or Vintage | Not Applicable Segment or Vintage | Not Applicable Segment or Vintage | Not Applicable Segment or Vintage | Not Applicable Segment or Vintage | Not Applicable Segment or Vintage | Not Applicable Segment or Vintage | Not Applicable Segment or Vintage | Not Applicable Segment or Vintage | Not Applicable Segment or Vintage | Not Applicable Segment or Vintage | Not Applicable Segment or Vintage | Not Applicable Segment or Vintage | Not Applicable Segment or Vintage | 0 | 0 | 0 | 0 | 0 | 0 | 0 | 0 | 0 | 0 | 0 | 0 | 0 | 0 | 0 | 0 | 0 | 0 | 0 | 0 | 0 | 0 | 0 | 0 | 0 | 0 | 0 | 0 | 0 | 0 | 0 | 0 | 0 | 0 | 0 | 0 | 0 | 0 | 0 | 0 | 0 | 0 | 0 | 0 | 0 | 0 | 0 | 0 | 0 | 0 | 0 | 0 | 0 | 0 | 0 | 0 | 0 | 0 | 0 | 0 | 0 | 0 | 0 | 0 | 0 | 0 | 0 | 0 | 0 | 0 | 0 | 0 | 0 | 0 | 0 | 0 | 0 | 0 | 0 | 0 | 0 | 0 | 0 | 0 | 0 | 0 | 0 | 0 | 0 | 0 | 0 | 0 | 0 | 0 | 0 | 0 | 0 | 0 | 0 | 0 | 0 | 0 | 0 | 0 | 0 | 0 | 0 | 0 | 0 | 0 | 0 | 0 | Not Applicable Segment or Vintage | Not Applicable Segment or Vintage | Not Applicable Segment or Vintage | Not Applicable Segment or Vintage | Not Applicable Segment or Vintage | Not Applicable Segment or Vintage | Not Applicable Segment or Vintage | Not Applicable Segment or Vintage | Not Applicable Segment or Vintage | Not Applicable Segment or Vintage | Not Applicable Segment or Vintage | Not Applicable Segment or Vintage | Not Applicable Segment or Vintage | Not Applicable Segment or Vintage | Not Applicable Segment or Vintage | Not Applicable Segment or Vintage | Not Applicable Segment or Vintage | Not Applicable Segment or Vintage | Not Applicable Segment or Vintage | Not Applicable Segment or Vintage | Not Applicable Segment or Vintage | Not Applicable Segment or Vintage | Not Applicable Segment or Vintage | Not Applicable Segment or Vintage | Not Applicable Segment or Vintage | Not Applicable Segment or Vintage | Not Applicable Segment or Vintage | Not Applicable Segment or Vintage | 0 | 0 | 0 | 0 | 0 | 0 | 0 | 0 | 0 | 0 | 0 | 0 | 0 | 0 | 0 | 0 | 0 | 0 | 0 | 0 | 0 | 0 | 0 | 0 | 0 | 0 | 0 | 0 | 0 | 0 | 0 | 0 | 0 | 0 | 0 | 0 | 0 | 0 | 0 | 0 | 0 | 0 | 0 | 0 | 0 | 0 | 0 | 0 | 0 | 0 | 0 | 0 | 0 | 0 | 0 | 0 | 0 | 0 | 0 | 0 | 0 | 0 | 0 | 0 | 0 | 0 | 0 | 0 | 0 | 0 | 0 | 0 | 0 | 0 | 0 | 0 | 0 | 0 | 0 | 0 | 0 | 0 | 0 | 0 | 0 | 0 | 0 | 0 | 0 | 0 | 0 | 0 | 0 | 0 | 0 | 0 | 0 | 0 | 0 | 0 | 0 | 0 | 0 | 0 | 0 | 0 | 0 | 0 | 0 | 0 | 0 | 0 | 0 | 0 | 0 | 0 | 0 | 0 | 0 | 0 | 0 | 0 | 0 | 0 | 0 | 0 | 0 | 0 | 0 | 0 | 0 | 0 | 0 | 0 | 0 | 0 | 0 | 0 | 0 | 0 | 0 | 0 | 0 | 0 | 0 | 0 | 0 | 0 | 0 | 0 | 0 | 0 | 0 | 0 | 0 | 0 | 0 | 0 | 0 | 0 | 0 | 0 | 0 | 0 | 0 | 0 | 0 | 0 | Not Applicable Segment or Vintage | Not Applicable Segment or Vintage | Not Applicable Segment or Vintage | Not Applicable Segment or Vintage | Not Applicable Segment or Vintage | Not Applicable Segment or Vintage | Not Applicable Segment or Vintage | Not Applicable Segment or Vintage | Not Applicable Segment or Vintage | Not Applicable Segment or Vintage | Not Applicable Segment or Vintage | Not Applicable Segment or Vintage | Not Applicable Segment or Vintage | Not Applicable Segment or Vintage | Not Applicable Segment or Vintage | Not Applicable Segment or Vintage | Not Applicable Segment or Vintage | Not Applicable Segment or Vintage | Not Applicable Segment or Vintage | Not Applicable Segment or Vintage | Not Applicable Segment or Vintage | Not Applicable Segment or Vintage | Not Applicable Segment or Vintage | Not Applicable Segment or Vintage | Not Applicable Segment or Vintage | Not Applicable Segment or Vintage | Not Applicable Segment or Vintage | Not Applicable Segment or Vintage | 0 | 0 | 0 | 0 | 0 | 0 | 0 | 0 | 0 | 0 | 0 | 0 | 0 | 0 | 0 | 0 | 0 | 0 | 0 | 0 | 0 | 0 | 0 | 0 | 0 | 0 | 0 | 0 | 0 | 0 | 0 | 0 | 0 | 0 | 0 | 0 | 0 | 0 | 0 | 0 | 0 | 0 | 0 | 0 | 0 | 0 | 0 | 0 | 0 | 0 | 0 | 0 | 0 | 0 | 0 | 0 | 0 | 0 | 0 | 0 | 0 | 0 | 0 | 0 | 0 | 0 | 0 | 0 | 0 | 0 | 0 | 0 | 0 | 0 | 0 | 0 | 0 | 0 | 0 | 0 | 0 | 0 | 0 | 0 | 0 | 0 | 0 | 0 | 0 | 0 | 0 | 0 | 0 | 0 | 0 | 0 | 0 | 0 | 0 | 0 | 0 | 0 | 0 | 0 | 0 | 0 | 0 | 0 | 0 | 0 | 0 | 0 | 0 | 0 | 0 | 0 | 0 | 0 | 0 | 0 | 0 | 0 | 0 | 0 | 0 | 0 | 0 | 0 | 0 | 0 | 0 | 0 | 0 | 0 | 0 | 0 | 0 | 0 | 0 | 0 | 0 | 0
Thermostat - Programmable_Grocery_New_Programmable Thermostat | Thermostat - Programmable_Grocery_New | Thermostat - Programmable_Commercial_New_Manual Thermostat_Programmable Thermostat | Commercial | Grocery | New | Space Heating | Natural Gas | Thermostat - Programmable | NEQ | Manual Thermostat | 16 | 16 | 16 | 0 | 0 | 0 | 0 | 0 | Retro5Med | 8.35569166605469E-06 | TBD | A | WCM379 | 0.7 | 0.42 | perbldg | 0.0321 | 0 | 0 | 0 | 0 | IL TRM v13 - 5.3.11 - Programmable Thermostats - RS-HVC-PROG-V09-250101_x000D_ | IL TRM v13 - 5.3.11 - Programmable Thermostats - RS-HVC-PROG-V09-250101_x000D_ | IL TRM v13 - 5.3.11 - Programmable Thermostats - RS-HVC-PROG-V09-250101_x000D_ | 0 | 0 | 33.1655 | Manual Thermostat | Manual Thermostat | Manual Thermostat | Manual Thermostat | Manual Thermostat | Manual Thermostat | Manual Thermostat | Manual Thermostat | Manual Thermostat | Manual Thermostat | Manual Thermostat | Manual Thermostat | Manual Thermostat | Manual Thermostat | Manual Thermostat | Manual Thermostat | Manual Thermostat | Manual Thermostat | Manual Thermostat | Manual Thermostat | Manual Thermostat | Manual Thermostat | Manual Thermostat | Manual Thermostat | Manual Thermostat | Manual Thermostat | Manual Thermostat | Manual Thermostat | 0 | 0 | 0 | 0 | 0 | 0 | 0 | 0 | 0 | 0 | 0 | 0 | 0 | 0 | 0 | 0 | 0 | 0 | 0 | 0 | 0 | 0 | 0 | 0 | 0 | 0 | 0 | 0 | 0 | 0 | 0 | 0 | 0 | 0 | 0 | 0 | 0 | 0 | 0 | 0 | 0 | 0 | 0 | 0 | 0 | 0 | 0 | 0 | 0 | 0 | 0 | 0 | 0 | 0 | 0 | 0 | 0 | 0 | 0 | 0 | 0 | 0 | 0 | 0 | 0 | 0 | 0 | 0 | 0 | 0 | 0 | 0 | 0 | 0 | 0 | 0 | 0 | 0 | 0 | 0 | 0 | 0 | 0 | 0 | 0 | 0 | 0 | 0 | 0 | 0 | 0 | 0 | 0 | 0 | 0 | 0 | 0 | 0 | 0 | 0 | 0 | 0 | 0 | 0 | 0 | 0 | 0 | 0 | 0 | 0 | 0 | 0 | Programmable Thermostat | Programmable Thermostat | Programmable Thermostat | Programmable Thermostat | Programmable Thermostat | Programmable Thermostat | Programmable Thermostat | Programmable Thermostat | Programmable Thermostat | Programmable Thermostat | Programmable Thermostat | Programmable Thermostat | Programmable Thermostat | Programmable Thermostat | Programmable Thermostat | Programmable Thermostat | Programmable Thermostat | Programmable Thermostat | Programmable Thermostat | Programmable Thermostat | Programmable Thermostat | Programmable Thermostat | Programmable Thermostat | Programmable Thermostat | Programmable Thermostat | Programmable Thermostat | Programmable Thermostat | Programmable Thermostat | 33.1655 | 33.1655 | 33.1655 | 33.1655 | 33.1655 | 33.1655 | 33.1655 | 33.1655 | 33.1655 | 33.1655 | 33.1655 | 33.1655 | 33.1655 | 33.1655 | 33.1655 | 33.1655 | 33.1655 | 33.1655 | 33.1655 | 33.1655 | 33.1655 | 33.1655 | 33.1655 | 33.1655 | 33.1655 | 33.1655 | 33.1655 | 33.1655 | 0 | 0 | 0 | 0 | 0 | 0 | 0 | 0 | 0 | 0 | 0 | 0 | 0 | 0 | 0 | 0 | 0 | 0 | 0 | 0 | 0 | 0 | 0 | 0 | 0 | 0 | 0 | 0 | 0 | 0 | 0 | 0 | 0 | 0 | 0 | 0 | 0 | 0 | 0 | 0 | 0 | 0 | 0 | 0 | 0 | 0 | 0 | 0 | 0 | 0 | 0 | 0 | 0 | 0 | 0 | 0 | 0 | 0 | 0 | 0 | 0 | 0 | 0 | 0 | 0 | 0 | 0 | 0 | 0 | 0 | 0 | 0 | 0 | 0 | 0 | 0 | 0 | 0 | 0 | 0 | 0 | 0 | 0 | 0 | 0 | 0 | 0 | 0 | 0 | 0 | 0 | 0 | 0 | 0 | 0 | 0 | 0 | 0 | 0 | 0 | 0 | 0 | 0 | 0 | 0 | 0 | 0 | 0 | 0 | 0 | 0 | 0 | 0 | 0 | 0 | 0 | 0 | 0 | 0 | 0 | 0 | 0 | 0 | 0 | 0 | 0 | 0 | 0 | 0 | 0 | 0 | 0 | 0 | 0 | 0 | 0 | 0 | 0 | 0 | 0 | Programmable Thermostat | Programmable Thermostat | Programmable Thermostat | Programmable Thermostat | Programmable Thermostat | Programmable Thermostat | Programmable Thermostat | Programmable Thermostat | Programmable Thermostat | Programmable Thermostat | Programmable Thermostat | Programmable Thermostat | Programmable Thermostat | Programmable Thermostat | Programmable Thermostat | Programmable Thermostat | Programmable Thermostat | Programmable Thermostat | Programmable Thermostat | Programmable Thermostat | Programmable Thermostat | Programmable Thermostat | Programmable Thermostat | Programmable Thermostat | Programmable Thermostat | Programmable Thermostat | Programmable Thermostat | Programmable Thermostat | 33.1655 | 33.1655 | 33.1655 | 33.1655 | 33.1655 | 33.1655 | 33.1655 | 33.1655 | 33.1655 | 33.1655 | 33.1655 | 33.1655 | 33.1655 | 33.1655 | 33.1655 | 33.1655 | 33.1655 | 33.1655 | 33.1655 | 33.1655 | 33.1655 | 33.1655 | 33.1655 | 33.1655 | 33.1655 | 33.1655 | 33.1655 | 33.1655 | 0 | 0 | 0 | 0 | 0 | 0 | 0 | 0 | 0 | 0 | 0 | 0 | 0 | 0 | 0 | 0 | 0 | 0 | 0 | 0 | 0 | 0 | 0 | 0 | 0 | 0 | 0 | 0 | 0 | 0 | 0 | 0 | 0 | 0 | 0 | 0 | 0 | 0 | 0 | 0 | 0 | 0 | 0 | 0 | 0 | 0 | 0 | 0 | 0 | 0 | 0 | 0 | 0 | 0 | 0 | 0 | 0 | 0 | 0 | 0 | 0 | 0 | 0 | 0 | 0 | 0 | 0 | 0 | 0 | 0 | 0 | 0 | 0 | 0 | 0 | 0 | 0 | 0 | 0 | 0 | 0 | 0 | 0 | 0 | 0 | 0 | 0 | 0 | 0 | 0 | 0 | 0 | 0 | 0 | 0 | 0 | 0 | 0 | 0 | 0 | 0 | 0 | 0 | 0 | 0 | 0 | 0 | 0 | 0 | 0 | 0 | 0 | 0 | 0
Gas Boiler - Insulate Steam Lines/Condensate Tank_Grocery_New_Addition of 2" wrap insulation to hot water boiler pipe | Gas Boiler - Insulate Steam Lines/Condensate Tank_Grocery_New | Gas Boiler - Insulate Steam Lines/Condensate Tank_Commercial_New_bare pipe_Addition of 2" wrap insulation to hot water boiler pipe | Commercial | Grocery | New | Space Heating | Natural Gas | Gas Boiler - Insulate Steam Lines/Condensate Tank | NEQ | bare pipe | 15 | 15 | 15 | 0.28171 | 0 | 0 | 1 | 1 | Retro5Med | 8.35569166605469E-06 | TBD | A | WCM377 | 0.7 | 0.42 | boiler pipe | 0.0321 | 0 | 0 | 0 | 0 | IL TRM v12 - 4.4.14 - Pipe Insulation - CI-HVC-PINS-V08-230101 | IL TRM v12 - 4.4.14 - Pipe Insulation - CI-HVC-PINS-V08-230101 | IL TRM v12 - 4.4.14 - Pipe Insulation - CI-HVC-PINS-V08-230101 | 0 | 0 | 36.2322 | bare pipe | bare pipe | bare pipe | bare pipe | bare pipe | bare pipe | bare pipe | bare pipe | bare pipe | bare pipe | bare pipe | bare pipe | bare pipe | bare pipe | bare pipe | bare pipe | bare pipe | bare pipe | bare pipe | bare pipe | bare pipe | bare pipe | bare pipe | bare pipe | bare pipe | bare pipe | bare pipe | bare pipe | 0 | 0 | 0 | 0 | 0 | 0 | 0 | 0 | 0 | 0 | 0 | 0 | 0 | 0 | 0 | 0 | 0 | 0 | 0 | 0 | 0 | 0 | 0 | 0 | 0 | 0 | 0 | 0 | 0 | 0 | 0 | 0 | 0 | 0 | 0 | 0 | 0 | 0 | 0 | 0 | 0 | 0 | 0 | 0 | 0 | 0 | 0 | 0 | 0 | 0 | 0 | 0 | 0 | 0 | 0 | 0 | 0 | 0 | 0 | 0 | 0 | 0 | 0 | 0 | 0 | 0 | 0 | 0 | 0 | 0 | 0 | 0 | 0 | 0 | 0 | 0 | 0 | 0 | 0 | 0 | 0 | 0 | 0 | 0 | 0 | 0 | 0 | 0 | 0 | 0 | 0 | 0 | 0 | 0 | 0 | 0 | 0 | 0 | 0 | 0 | 0 | 0 | 0 | 0 | 0 | 0 | 0 | 0 | 0 | 0 | 0 | 0 | Addition of 2" wrap insulation to hot water boiler pipe | Addition of 2" wrap insulation to hot water boiler pipe | Addition of 2" wrap insulation to hot water boiler pipe | Addition of 2" wrap insulation to hot water boiler pipe | Addition of 2" wrap insulation to hot water boiler pipe | Addition of 2" wrap insulation to hot water boiler pipe | Addition of 2" wrap insulation to hot water boiler pipe | Addition of 2" wrap insulation to hot water boiler pipe | Addition of 2" wrap insulation to hot water boiler pipe | Addition of 2" wrap insulation to hot water boiler pipe | Addition of 2" wrap insulation to hot water boiler pipe | Addition of 2" wrap insulation to hot water boiler pipe | Addition of 2" wrap insulation to hot water boiler pipe | Addition of 2" wrap insulation to hot water boiler pipe | Addition of 2" wrap insulation to hot water boiler pipe | Addition of 2" wrap insulation to hot water boiler pipe | Addition of 2" wrap insulation to hot water boiler pipe | Addition of 2" wrap insulation to hot water boiler pipe | Addition of 2" wrap insulation to hot water boiler pipe | Addition of 2" wrap insulation to hot water boiler pipe | Addition of 2" wrap insulation to hot water boiler pipe | Addition of 2" wrap insulation to hot water boiler pipe | Addition of 2" wrap insulation to hot water boiler pipe | Addition of 2" wrap insulation to hot water boiler pipe | Addition of 2" wrap insulation to hot water boiler pipe | Addition of 2" wrap insulation to hot water boiler pipe | Addition of 2" wrap insulation to hot water boiler pipe | Addition of 2" wrap insulation to hot water boiler pipe | 36.2322 | 36.2322 | 36.2322 | 36.2322 | 36.2322 | 36.2322 | 36.2322 | 36.2322 | 36.2322 | 36.2322 | 36.2322 | 36.2322 | 36.2322 | 36.2322 | 36.2322 | 36.2322 | 36.2322 | 36.2322 | 36.2322 | 36.2322 | 36.2322 | 36.2322 | 36.2322 | 36.2322 | 36.2322 | 36.2322 | 36.2322 | 36.2322 | 0.2817 | 0.2817 | 0.2817 | 0.2817 | 0.2817 | 0.2817 | 0.2817 | 0.2817 | 0.2817 | 0.2817 | 0.2817 | 0.2817 | 0.2817 | 0.2817 | 0.2817 | 0.2817 | 0.2817 | 0.2817 | 0.2817 | 0.2817 | 0.2817 | 0.2817 | 0.2817 | 0.2817 | 0.2817 | 0.2817 | 0.2817 | 0.2817 | 0 | 0 | 0 | 0 | 0 | 0 | 0 | 0 | 0 | 0 | 0 | 0 | 0 | 0 | 0 | 0 | 0 | 0 | 0 | 0 | 0 | 0 | 0 | 0 | 0 | 0 | 0 | 0 | 0 | 0 | 0 | 0 | 0 | 0 | 0 | 0 | 0 | 0 | 0 | 0 | 0 | 0 | 0 | 0 | 0 | 0 | 0 | 0 | 0 | 0 | 0 | 0 | 0 | 0 | 0 | 0 | 0 | 0 | 0 | 0 | 0 | 0 | 0 | 0 | 0 | 0 | 0 | 0 | 0 | 0 | 0 | 0 | 0 | 0 | 0 | 0 | 0 | 0 | 0 | 0 | 0 | 0 | 0 | 0 | 0 | 0 | 0 | 0 | 0 | 0 | 0 | 0 | 0 | 0 | 0 | 0 | 0 | 0 | 0 | 0 | 0 | 0 | 0 | 0 | 0 | 0 | 0 | 0 | 0 | 0 | 0 | 0 | Addition of 2" wrap insulation to hot water boiler pipe | Addition of 2" wrap insulation to hot water boiler pipe | Addition of 2" wrap insulation to hot water boiler pipe | Addition of 2" wrap insulation to hot water boiler pipe | Addition of 2" wrap insulation to hot water boiler pipe | Addition of 2" wrap insulation to hot water boiler pipe | Addition of 2" wrap insulation to hot water boiler pipe | Addition of 2" wrap insulation to hot water boiler pipe | Addition of 2" wrap insulation to hot water boiler pipe | Addition of 2" wrap insulation to hot water boiler pipe | Addition of 2" wrap insulation to hot water boiler pipe | Addition of 2" wrap insulation to hot water boiler pipe | Addition of 2" wrap insulation to hot water boiler pipe | Addition of 2" wrap insulation to hot water boiler pipe | Addition of 2" wrap insulation to hot water boiler pipe | Addition of 2" wrap insulation to hot water boiler pipe | Addition of 2" wrap insulation to hot water boiler pipe | Addition of 2" wrap insulation to hot water boiler pipe | Addition of 2" wrap insulation to hot water boiler pipe | Addition of 2" wrap insulation to hot water boiler pipe | Addition of 2" wrap insulation to hot water boiler pipe | Addition of 2" wrap insulation to hot water boiler pipe | Addition of 2" wrap insulation to hot water boiler pipe | Addition of 2" wrap insulation to hot water boiler pipe | Addition of 2" wrap insulation to hot water boiler pipe | Addition of 2" wrap insulation to hot water boiler pipe | Addition of 2" wrap insulation to hot water boiler pipe | Addition of 2" wrap insulation to hot water boiler pipe | 36.2322 | 36.2322 | 36.2322 | 36.2322 | 36.2322 | 36.2322 | 36.2322 | 36.2322 | 36.2322 | 36.2322 | 36.2322 | 36.2322 | 36.2322 | 36.2322 | 36.2322 | 36.2322 | 36.2322 | 36.2322 | 36.2322 | 36.2322 | 36.2322 | 36.2322 | 36.2322 | 36.2322 | 36.2322 | 36.2322 | 36.2322 | 36.2322 | 0.2817 | 0.2817 | 0.2817 | 0.2817 | 0.2817 | 0.2817 | 0.2817 | 0.2817 | 0.2817 | 0.2817 | 0.2817 | 0.2817 | 0.2817 | 0.2817 | 0.2817 | 0.2817 | 0.2817 | 0.2817 | 0.2817 | 0.2817 | 0.2817 | 0.2817 | 0.2817 | 0.2817 | 0.2817 | 0.2817 | 0.2817 | 0.2817 | 0 | 0 | 0 | 0 | 0 | 0 | 0 | 0 | 0 | 0 | 0 | 0 | 0 | 0 | 0 | 0 | 0 | 0 | 0 | 0 | 0 | 0 | 0 | 0 | 0 | 0 | 0 | 0 | 0 | 0 | 0 | 0 | 0 | 0 | 0 | 0 | 0 | 0 | 0 | 0 | 0 | 0 | 0 | 0 | 0 | 0 | 0 | 0 | 0 | 0 | 0 | 0 | 0 | 0 | 0 | 0 | 0 | 0 | 0 | 0 | 0 | 0 | 0 | 0 | 0 | 0 | 0 | 0 | 0 | 0 | 0 | 0 | 0 | 0 | 0 | 0 | 0 | 0 | 0 | 0 | 0 | 0 | 0 | 0 | 0 | 0
Gas Boiler - Stack Economizer_Grocery_New_Boiler with an economizer installed on a exhaust stack | Gas Boiler - Stack Economizer_Grocery_New | Gas Boiler - Stack Economizer_Commercial_New_The baseline boiler does not have an economizer installed._Boiler with an economizer installed on a exhaust stack | Commercial | Grocery | New | Space Heating | Natural Gas | Gas Boiler - Stack Economizer | NEQ | The baseline boiler does not have an economizer installed. | 15 | 15 | 15 | 0.13918 | 0 | 0 | 0.15 | 0.55 | Retro1Slow | 0.012666666666666666 | TBD | A | WCM374 | 0.7 | 0.42 | kBtuh heat | 0.0321 | 0 | 0 | 0 | 0 | IL TRM v13 - 4.4.28 - Stack Economizer for Boilers Serving HVAC Loads - CI-HVC-BECO-V03-250101 | Efficiency Maine TRM - 2023.1 - Boiler Stack Heat Exchanger (Boiler Economizer) - AF2. ¦ GDS Associates, Inc. (2009). Natural Gas Energy Efficiency Potential in Massachusetts. Prepared for GasNetworks. | IL TRM v13 - 4.4.28 - Stack Economizer for Boilers Serving HVAC Loads - CI-HVC-BECO-V03-250101 | 0 | 0 | 1.9889 | The baseline boiler does not have an economizer installed. | The baseline boiler does not have an economizer installed. | The baseline boiler does not have an economizer installed. | The baseline boiler does not have an economizer installed. | The baseline boiler does not have an economizer installed. | The baseline boiler does not have an economizer installed. | The baseline boiler does not have an economizer installed. | The baseline boiler does not have an economizer installed. | The baseline boiler does not have an economizer installed. | The baseline boiler does not have an economizer installed. | The baseline boiler does not have an economizer installed. | The baseline boiler does not have an economizer installed. | The baseline boiler does not have an economizer installed. | The baseline boiler does not have an economizer installed. | The baseline boiler does not have an economizer installed. | The baseline boiler does not have an economizer installed. | The baseline boiler does not have an economizer installed. | The baseline boiler does not have an economizer installed. | The baseline boiler does not have an economizer installed. | The baseline boiler does not have an economizer installed. | The baseline boiler does not have an economizer installed. | The baseline boiler does not have an economizer installed. | The baseline boiler does not have an economizer installed. | The baseline boiler does not have an economizer installed. | The baseline boiler does not have an economizer installed. | The baseline boiler does not have an economizer installed. | The baseline boiler does not have an economizer installed. | The baseline boiler does not have an economizer installed. | 0 | 0 | 0 | 0 | 0 | 0 | 0 | 0 | 0 | 0 | 0 | 0 | 0 | 0 | 0 | 0 | 0 | 0 | 0 | 0 | 0 | 0 | 0 | 0 | 0 | 0 | 0 | 0 | 0 | 0 | 0 | 0 | 0 | 0 | 0 | 0 | 0 | 0 | 0 | 0 | 0 | 0 | 0 | 0 | 0 | 0 | 0 | 0 | 0 | 0 | 0 | 0 | 0 | 0 | 0 | 0 | 0 | 0 | 0 | 0 | 0 | 0 | 0 | 0 | 0 | 0 | 0 | 0 | 0 | 0 | 0 | 0 | 0 | 0 | 0 | 0 | 0 | 0 | 0 | 0 | 0 | 0 | 0 | 0 | 0 | 0 | 0 | 0 | 0 | 0 | 0 | 0 | 0 | 0 | 0 | 0 | 0 | 0 | 0 | 0 | 0 | 0 | 0 | 0 | 0 | 0 | 0 | 0 | 0 | 0 | 0 | 0 | Boiler with an economizer installed on a exhaust stack | Boiler with an economizer installed on a exhaust stack | Boiler with an economizer installed on a exhaust stack | Boiler with an economizer installed on a exhaust stack | Boiler with an economizer installed on a exhaust stack | Boiler with an economizer installed on a exhaust stack | Boiler with an economizer installed on a exhaust stack | Boiler with an economizer installed on a exhaust stack | Boiler with an economizer installed on a exhaust stack | Boiler with an economizer installed on a exhaust stack | Boiler with an economizer installed on a exhaust stack | Boiler with an economizer installed on a exhaust stack | Boiler with an economizer installed on a exhaust stack | Boiler with an economizer installed on a exhaust stack | Boiler with an economizer installed on a exhaust stack | Boiler with an economizer installed on a exhaust stack | Boiler with an economizer installed on a exhaust stack | Boiler with an economizer installed on a exhaust stack | Boiler with an economizer installed on a exhaust stack | Boiler with an economizer installed on a exhaust stack | Boiler with an economizer installed on a exhaust stack | Boiler with an economizer installed on a exhaust stack | Boiler with an economizer installed on a exhaust stack | Boiler with an economizer installed on a exhaust stack | Boiler with an economizer installed on a exhaust stack | Boiler with an economizer installed on a exhaust stack | Boiler with an economizer installed on a exhaust stack | Boiler with an economizer installed on a exhaust stack | 1.9889 | 1.9889 | 1.9889 | 1.9889 | 1.9889 | 1.9889 | 1.9889 | 1.9889 | 1.9889 | 1.9889 | 1.9889 | 1.9889 | 1.9889 | 1.9889 | 1.9889 | 1.9889 | 1.9889 | 1.9889 | 1.9889 | 1.9889 | 1.9889 | 1.9889 | 1.9889 | 1.9889 | 1.9889 | 1.9889 | 1.9889 | 1.9889 | 0.1392 | 0.1392 | 0.1392 | 0.1392 | 0.1392 | 0.1392 | 0.1392 | 0.1392 | 0.1392 | 0.1392 | 0.1392 | 0.1392 | 0.1392 | 0.1392 | 0.1392 | 0.1392 | 0.1392 | 0.1392 | 0.1392 | 0.1392 | 0.1392 | 0.1392 | 0.1392 | 0.1392 | 0.1392 | 0.1392 | 0.1392 | 0.1392 | 0 | 0 | 0 | 0 | 0 | 0 | 0 | 0 | 0 | 0 | 0 | 0 | 0 | 0 | 0 | 0 | 0 | 0 | 0 | 0 | 0 | 0 | 0 | 0 | 0 | 0 | 0 | 0 | 0 | 0 | 0 | 0 | 0 | 0 | 0 | 0 | 0 | 0 | 0 | 0 | 0 | 0 | 0 | 0 | 0 | 0 | 0 | 0 | 0 | 0 | 0 | 0 | 0 | 0 | 0 | 0 | 0 | 0 | 0 | 0 | 0 | 0 | 0 | 0 | 0 | 0 | 0 | 0 | 0 | 0 | 0 | 0 | 0 | 0 | 0 | 0 | 0 | 0 | 0 | 0 | 0 | 0 | 0 | 0 | 0 | 0 | 0 | 0 | 0 | 0 | 0 | 0 | 0 | 0 | 0 | 0 | 0 | 0 | 0 | 0 | 0 | 0 | 0 | 0 | 0 | 0 | 0 | 0 | 0 | 0 | 0 | 0 | Boiler with an economizer installed on a exhaust stack | Boiler with an economizer installed on a exhaust stack | Boiler with an economizer installed on a exhaust stack | Boiler with an economizer installed on a exhaust stack | Boiler with an economizer installed on a exhaust stack | Boiler with an economizer installed on a exhaust stack | Boiler with an economizer installed on a exhaust stack | Boiler with an economizer installed on a exhaust stack | Boiler with an economizer installed on a exhaust stack | Boiler with an economizer installed on a exhaust stack | Boiler with an economizer installed on a exhaust stack | Boiler with an economizer installed on a exhaust stack | Boiler with an economizer installed on a exhaust stack | Boiler with an economizer installed on a exhaust stack | Boiler with an economizer installed on a exhaust stack | Boiler with an economizer installed on a exhaust stack | Boiler with an economizer installed on a exhaust stack | Boiler with an economizer installed on a exhaust stack | Boiler with an economizer installed on a exhaust stack | Boiler with an economizer installed on a exhaust stack | Boiler with an economizer installed on a exhaust stack | Boiler with an economizer installed on a exhaust stack | Boiler with an economizer installed on a exhaust stack | Boiler with an economizer installed on a exhaust stack | Boiler with an economizer installed on a exhaust stack | Boiler with an economizer installed on a exhaust stack | Boiler with an economizer installed on a exhaust stack | Boiler with an economizer installed on a exhaust stack | 1.9889 | 1.9889 | 1.9889 | 1.9889 | 1.9889 | 1.9889 | 1.9889 | 1.9889 | 1.9889 | 1.9889 | 1.9889 | 1.9889 | 1.9889 | 1.9889 | 1.9889 | 1.9889 | 1.9889 | 1.9889 | 1.9889 | 1.9889 | 1.9889 | 1.9889 | 1.9889 | 1.9889 | 1.9889 | 1.9889 | 1.9889 | 1.9889 | 0.1392 | 0.1392 | 0.1392 | 0.1392 | 0.1392 | 0.1392 | 0.1392 | 0.1392 | 0.1392 | 0.1392 | 0.1392 | 0.1392 | 0.1392 | 0.1392 | 0.1392 | 0.1392 | 0.1392 | 0.1392 | 0.1392 | 0.1392 | 0.1392 | 0.1392 | 0.1392 | 0.1392 | 0.1392 | 0.1392 | 0.1392 | 0.1392 | 0 | 0 | 0 | 0 | 0 | 0 | 0 | 0 | 0 | 0 | 0 | 0 | 0 | 0 | 0 | 0 | 0 | 0 | 0 | 0 | 0 | 0 | 0 | 0 | 0 | 0 | 0 | 0 | 0 | 0 | 0 | 0 | 0 | 0 | 0 | 0 | 0 | 0 | 0 | 0 | 0 | 0 | 0 | 0 | 0 | 0 | 0 | 0 | 0 | 0 | 0 | 0 | 0 | 0 | 0 | 0 | 0 | 0 | 0 | 0 | 0 | 0 | 0 | 0 | 0 | 0 | 0 | 0 | 0 | 0 | 0 | 0 | 0 | 0 | 0 | 0 | 0 | 0 | 0 | 0 | 0 | 0 | 0 | 0 | 0 | 0
HVAC - Shut Off Damper_Grocery_New_boiler or furnace with electrically or thermally activated shut off damper installed on either the exhaust flue or combustion air intake | HVAC - Shut Off Damper_Grocery_New | HVAC - Shut Off Damper_Commercial_New_boiler or furnace that incorporates no shut off damper on the combustion air intake or flue exhaust_boiler or furnace with electrically or thermally activated shut off damper installed on either the exhaust flue or combustion air intake | Commercial | Grocery | New | Space Heating | Natural Gas | HVAC - Shut Off Damper | NEQ | boiler or furnace that incorporates no shut off damper on the combustion air intake or flue exhaust | 15 | 15 | 15 | 0 | 0 | 0 | 0 | 0.25 | Retro12Med | 3.879925052500492E-06 | TBD | A | WCM373 | 0.7 | 0.42 | BoilerCtrl | 0.0321 | 0 | 0 | 0 | 0 | IL TRM v12 - 4.4.23 - Shut Off Damper for Space Heating Boilers or Furnaces - CI-HVC-SODP-V03-240101 | IL TRM v12 - 4.4.23 - Shut Off Damper for Space Heating Boilers or Furnaces - CI-HVC-SODP-V03-240101 | IL TRM v12 - 4.4.23 - Shut Off Damper for Space Heating Boilers or Furnaces - CI-HVC-SODP-V03-240101 | 0 | 0 | 2242.39 | boiler or furnace that incorporates no shut off damper on the combustion air intake or flue exhaust | boiler or furnace that incorporates no shut off damper on the combustion air intake or flue exhaust | boiler or furnace that incorporates no shut off damper on the combustion air intake or flue exhaust | boiler or furnace that incorporates no shut off damper on the combustion air intake or flue exhaust | boiler or furnace that incorporates no shut off damper on the combustion air intake or flue exhaust | boiler or furnace that incorporates no shut off damper on the combustion air intake or flue exhaust | boiler or furnace that incorporates no shut off damper on the combustion air intake or flue exhaust | boiler or furnace that incorporates no shut off damper on the combustion air intake or flue exhaust | boiler or furnace that incorporates no shut off damper on the combustion air intake or flue exhaust | boiler or furnace that incorporates no shut off damper on the combustion air intake or flue exhaust | boiler or furnace that incorporates no shut off damper on the combustion air intake or flue exhaust | boiler or furnace that incorporates no shut off damper on the combustion air intake or flue exhaust | boiler or furnace that incorporates no shut off damper on the combustion air intake or flue exhaust | boiler or furnace that incorporates no shut off damper on the combustion air intake or flue exhaust | boiler or furnace that incorporates no shut off damper on the combustion air intake or flue exhaust | boiler or furnace that incorporates no shut off damper on the combustion air intake or flue exhaust | boiler or furnace that incorporates no shut off damper on the combustion air intake or flue exhaust | boiler or furnace that incorporates no shut off damper on the combustion air intake or flue exhaust | boiler or furnace that incorporates no shut off damper on the combustion air intake or flue exhaust | boiler or furnace that incorporates no shut off damper on the combustion air intake or flue exhaust | boiler or furnace that incorporates no shut off damper on the combustion air intake or flue exhaust | boiler or furnace that incorporates no shut off damper on the combustion air intake or flue exhaust | boiler or furnace that incorporates no shut off damper on the combustion air intake or flue exhaust | boiler or furnace that incorporates no shut off damper on the combustion air intake or flue exhaust | boiler or furnace that incorporates no shut off damper on the combustion air intake or flue exhaust | boiler or furnace that incorporates no shut off damper on the combustion air intake or flue exhaust | boiler or furnace that incorporates no shut off damper on the combustion air intake or flue exhaust | boiler or furnace that incorporates no shut off damper on the combustion air intake or flue exhaust | 0 | 0 | 0 | 0 | 0 | 0 | 0 | 0 | 0 | 0 | 0 | 0 | 0 | 0 | 0 | 0 | 0 | 0 | 0 | 0 | 0 | 0 | 0 | 0 | 0 | 0 | 0 | 0 | 0 | 0 | 0 | 0 | 0 | 0 | 0 | 0 | 0 | 0 | 0 | 0 | 0 | 0 | 0 | 0 | 0 | 0 | 0 | 0 | 0 | 0 | 0 | 0 | 0 | 0 | 0 | 0 | 0 | 0 | 0 | 0 | 0 | 0 | 0 | 0 | 0 | 0 | 0 | 0 | 0 | 0 | 0 | 0 | 0 | 0 | 0 | 0 | 0 | 0 | 0 | 0 | 0 | 0 | 0 | 0 | 0 | 0 | 0 | 0 | 0 | 0 | 0 | 0 | 0 | 0 | 0 | 0 | 0 | 0 | 0 | 0 | 0 | 0 | 0 | 0 | 0 | 0 | 0 | 0 | 0 | 0 | 0 | 0 | boiler or furnace with electrically or thermally activated shut off damper installed on either the exhaust flue or combustion air intake | boiler or furnace with electrically or thermally activated shut off damper installed on either the exhaust flue or combustion air intake | boiler or furnace with electrically or thermally activated shut off damper installed on either the exhaust flue or combustion air intake | boiler or furnace with electrically or thermally activated shut off damper installed on either the exhaust flue or combustion air intake | boiler or furnace with electrically or thermally activated shut off damper installed on either the exhaust flue or combustion air intake | boiler or furnace with electrically or thermally activated shut off damper installed on either the exhaust flue or combustion air intake | boiler or furnace with electrically or thermally activated shut off damper installed on either the exhaust flue or combustion air intake | boiler or furnace with electrically or thermally activated shut off damper installed on either the exhaust flue or combustion air intake | boiler or furnace with electrically or thermally activated shut off damper installed on either the exhaust flue or combustion air intake | boiler or furnace with electrically or thermally activated shut off damper installed on either the exhaust flue or combustion air intake | boiler or furnace with electrically or thermally activated shut off damper installed on either the exhaust flue or combustion air intake | boiler or furnace with electrically or thermally activated shut off damper installed on either the exhaust flue or combustion air intake | boiler or furnace with electrically or thermally activated shut off damper installed on either the exhaust flue or combustion air intake | boiler or furnace with electrically or thermally activated shut off damper installed on either the exhaust flue or combustion air intake | boiler or furnace with electrically or thermally activated shut off damper installed on either the exhaust flue or combustion air intake | boiler or furnace with electrically or thermally activated shut off damper installed on either the exhaust flue or combustion air intake | boiler or furnace with electrically or thermally activated shut off damper installed on either the exhaust flue or combustion air intake | boiler or furnace with electrically or thermally activated shut off damper installed on either the exhaust flue or combustion air intake | boiler or furnace with electrically or thermally activated shut off damper installed on either the exhaust flue or combustion air intake | boiler or furnace with electrically or thermally activated shut off damper installed on either the exhaust flue or combustion air intake | boiler or furnace with electrically or thermally activated shut off damper installed on either the exhaust flue or combustion air intake | boiler or furnace with electrically or thermally activated shut off damper installed on either the exhaust flue or combustion air intake | boiler or furnace with electrically or thermally activated shut off damper installed on either the exhaust flue or combustion air intake | boiler or furnace with electrically or thermally activated shut off damper installed on either the exhaust flue or combustion air intake | boiler or furnace with electrically or thermally activated shut off damper installed on either the exhaust flue or combustion air intake | boiler or furnace with electrically or thermally activated shut off damper installed on either the exhaust flue or combustion air intake | boiler or furnace with electrically or thermally activated shut off damper installed on either the exhaust flue or combustion air intake | boiler or furnace with electrically or thermally activated shut off damper installed on either the exhaust flue or combustion air intake | 2242.39 | 2242.39 | 2242.39 | 2242.39 | 2242.39 | 2242.39 | 2242.39 | 2242.39 | 2242.39 | 2242.39 | 2242.39 | 2242.39 | 2242.39 | 2242.39 | 2242.39 | 2242.39 | 2242.39 | 2242.39 | 2242.39 | 2242.39 | 2242.39 | 2242.39 | 2242.39 | 2242.39 | 2242.39 | 2242.39 | 2242.39 | 2242.39 | 0 | 0 | 0 | 0 | 0 | 0 | 0 | 0 | 0 | 0 | 0 | 0 | 0 | 0 | 0 | 0 | 0 | 0 | 0 | 0 | 0 | 0 | 0 | 0 | 0 | 0 | 0 | 0 | 0 | 0 | 0 | 0 | 0 | 0 | 0 | 0 | 0 | 0 | 0 | 0 | 0 | 0 | 0 | 0 | 0 | 0 | 0 | 0 | 0 | 0 | 0 | 0 | 0 | 0 | 0 | 0 | 0 | 0 | 0 | 0 | 0 | 0 | 0 | 0 | 0 | 0 | 0 | 0 | 0 | 0 | 0 | 0 | 0 | 0 | 0 | 0 | 0 | 0 | 0 | 0 | 0 | 0 | 0 | 0 | 0 | 0 | 0 | 0 | 0 | 0 | 0 | 0 | 0 | 0 | 0 | 0 | 0 | 0 | 0 | 0 | 0 | 0 | 0 | 0 | 0 | 0 | 0 | 0 | 0 | 0 | 0 | 0 | 0 | 0 | 0 | 0 | 0 | 0 | 0 | 0 | 0 | 0 | 0 | 0 | 0 | 0 | 0 | 0 | 0 | 0 | 0 | 0 | 0 | 0 | 0 | 0 | 0 | 0 | 0 | 0 | boiler or furnace with electrically or thermally activated shut off damper installed on either the exhaust flue or combustion air intake | boiler or furnace with electrically or thermally activated shut off damper installed on either the exhaust flue or combustion air intake | boiler or furnace with electrically or thermally activated shut off damper installed on either the exhaust flue or combustion air intake | boiler or furnace with electrically or thermally activated shut off damper installed on either the exhaust flue or combustion air intake | boiler or furnace with electrically or thermally activated shut off damper installed on either the exhaust flue or combustion air intake | boiler or furnace with electrically or thermally activated shut off damper installed on either the exhaust flue or combustion air intake | boiler or furnace with electrically or thermally activated shut off damper installed on either the exhaust flue or combustion air intake | boiler or furnace with electrically or thermally activated shut off damper installed on either the exhaust flue or combustion air intake | boiler or furnace with electrically or thermally activated shut off damper installed on either the exhaust flue or combustion air intake | boiler or furnace with electrically or thermally activated shut off damper installed on either the exhaust flue or combustion air intake | boiler or furnace with electrically or thermally activated shut off damper installed on either the exhaust flue or combustion air intake | boiler or furnace with electrically or thermally activated shut off damper installed on either the exhaust flue or combustion air intake | boiler or furnace with electrically or thermally activated shut off damper installed on either the exhaust flue or combustion air intake | boiler or furnace with electrically or thermally activated shut off damper installed on either the exhaust flue or combustion air intake | boiler or furnace with electrically or thermally activated shut off damper installed on either the exhaust flue or combustion air intake | boiler or furnace with electrically or thermally activated shut off damper installed on either the exhaust flue or combustion air intake | boiler or furnace with electrically or thermally activated shut off damper installed on either the exhaust flue or combustion air intake | boiler or furnace with electrically or thermally activated shut off damper installed on either the exhaust flue or combustion air intake | boiler or furnace with electrically or thermally activated shut off damper installed on either the exhaust flue or combustion air intake | boiler or furnace with electrically or thermally activated shut off damper installed on either the exhaust flue or combustion air intake | boiler or furnace with electrically or thermally activated shut off damper installed on either the exhaust flue or combustion air intake | boiler or furnace with electrically or thermally activated shut off damper installed on either the exhaust flue or combustion air intake | boiler or furnace with electrically or thermally activated shut off damper installed on either the exhaust flue or combustion air intake | boiler or furnace with electrically or thermally activated shut off damper installed on either the exhaust flue or combustion air intake | boiler or furnace with electrically or thermally activated shut off damper installed on either the exhaust flue or combustion air intake | boiler or furnace with electrically or thermally activated shut off damper installed on either the exhaust flue or combustion air intake | boiler or furnace with electrically or thermally activated shut off damper installed on either the exhaust flue or combustion air intake | boiler or furnace with electrically or thermally activated shut off damper installed on either the exhaust flue or combustion air intake | 2242.39 | 2242.39 | 2242.39 | 2242.39 | 2242.39 | 2242.39 | 2242.39 | 2242.39 | 2242.39 | 2242.39 | 2242.39 | 2242.39 | 2242.39 | 2242.39 | 2242.39 | 2242.39 | 2242.39 | 2242.39 | 2242.39 | 2242.39 | 2242.39 | 2242.39 | 2242.39 | 2242.39 | 2242.39 | 2242.39 | 2242.39 | 2242.39 | 0 | 0 | 0 | 0 | 0 | 0 | 0 | 0 | 0 | 0 | 0 | 0 | 0 | 0 | 0 | 0 | 0 | 0 | 0 | 0 | 0 | 0 | 0 | 0 | 0 | 0 | 0 | 0 | 0 | 0 | 0 | 0 | 0 | 0 | 0 | 0 | 0 | 0 | 0 | 0 | 0 | 0 | 0 | 0 | 0 | 0 | 0 | 0 | 0 | 0 | 0 | 0 | 0 | 0 | 0 | 0 | 0 | 0 | 0 | 0 | 0 | 0 | 0 | 0 | 0 | 0 | 0 | 0 | 0 | 0 | 0 | 0 | 0 | 0 | 0 | 0 | 0 | 0 | 0 | 0 | 0 | 0 | 0 | 0 | 0 | 0 | 0 | 0 | 0 | 0 | 0 | 0 | 0 | 0 | 0 | 0 | 0 | 0 | 0 | 0 | 0 | 0 | 0 | 0 | 0 | 0 | 0 | 0 | 0 | 0 | 0 | 0 | 0 | 0
Gas Boiler - Burner Control Optimization_Grocery_New_Linkageless/parallel positioning controls with oxygen trim for burner combustion control. | Gas Boiler - Burner Control Optimization_Grocery_New | Gas Boiler - Burner Control Optimization_Commercial_New_Single point positioning for burner combustion control_Linkageless/parallel positioning controls with oxygen trim for burner combustion control. | Commercial | Grocery | New | Space Heating | Natural Gas | Gas Boiler - Burner Control Optimization | NEQ | Single point positioning for burner combustion control | 20 | 20 | 20 | 215.8277 | 0 | 0 | 0.05 | 0.85 | Retro5Med | 8.35569166605469E-06 | TBD | A | WCM371 | 0.7 | 0.42 | perbldg | 0.0321 | 0 | 0 | 0 | 0 | IL TRM v12 - 4.4.21 Linkageless Boiler Controls for Space Heating - CI-HVC-LBC-V06-220101 ¦ IL TRM v12 - 4.4.22 Oxygen Trim Controls for Space Heating Boilers - CI-HVC-O2TC-V02-220101 | IL TRM v12 - 4.4.22 Oxygen Trim Controls for Space Heating Boilers - CI-HVC-O2TC-V02-220101 | IL TRM v12 - 4.4.21 Linkageless Boiler Controls for Space Heating - CI-HVC-LBC-V06-220101 ¦ IL TRM v12 - 4.4.22 Oxygen Trim Controls for Space Heating Boilers - CI-HVC-O2TC-V02-220101 | 0 | 0 | 29888.108 | Single point positioning for burner combustion control | Single point positioning for burner combustion control | Single point positioning for burner combustion control | Single point positioning for burner combustion control | Single point positioning for burner combustion control | Single point positioning for burner combustion control | Single point positioning for burner combustion control | Single point positioning for burner combustion control | Single point positioning for burner combustion control | Single point positioning for burner combustion control | Single point positioning for burner combustion control | Single point positioning for burner combustion control | Single point positioning for burner combustion control | Single point positioning for burner combustion control | Single point positioning for burner combustion control | Single point positioning for burner combustion control | Single point positioning for burner combustion control | Single point positioning for burner combustion control | Single point positioning for burner combustion control | Single point positioning for burner combustion control | Single point positioning for burner combustion control | Single point positioning for burner combustion control | Single point positioning for burner combustion control | Single point positioning for burner combustion control | Single point positioning for burner combustion control | Single point positioning for burner combustion control | Single point positioning for burner combustion control | Single point positioning for burner combustion control | 0 | 0 | 0 | 0 | 0 | 0 | 0 | 0 | 0 | 0 | 0 | 0 | 0 | 0 | 0 | 0 | 0 | 0 | 0 | 0 | 0 | 0 | 0 | 0 | 0 | 0 | 0 | 0 | 0 | 0 | 0 | 0 | 0 | 0 | 0 | 0 | 0 | 0 | 0 | 0 | 0 | 0 | 0 | 0 | 0 | 0 | 0 | 0 | 0 | 0 | 0 | 0 | 0 | 0 | 0 | 0 | 0 | 0 | 0 | 0 | 0 | 0 | 0 | 0 | 0 | 0 | 0 | 0 | 0 | 0 | 0 | 0 | 0 | 0 | 0 | 0 | 0 | 0 | 0 | 0 | 0 | 0 | 0 | 0 | 0 | 0 | 0 | 0 | 0 | 0 | 0 | 0 | 0 | 0 | 0 | 0 | 0 | 0 | 0 | 0 | 0 | 0 | 0 | 0 | 0 | 0 | 0 | 0 | 0 | 0 | 0 | 0 | Linkageless/parallel positioning controls with oxygen trim for burner combustion control. | Linkageless/parallel positioning controls with oxygen trim for burner combustion control. | Linkageless/parallel positioning controls with oxygen trim for burner combustion control. | Linkageless/parallel positioning controls with oxygen trim for burner combustion control. | Linkageless/parallel positioning controls with oxygen trim for burner combustion control. | Linkageless/parallel positioning controls with oxygen trim for burner combustion control. | Linkageless/parallel positioning controls with oxygen trim for burner combustion control. | Linkageless/parallel positioning controls with oxygen trim for burner combustion control. | Linkageless/parallel positioning controls with oxygen trim for burner combustion control. | Linkageless/parallel positioning controls with oxygen trim for burner combustion control. | Linkageless/parallel positioning controls with oxygen trim for burner combustion control. | Linkageless/parallel positioning controls with oxygen trim for burner combustion control. | Linkageless/parallel positioning controls with oxygen trim for burner combustion control. | Linkageless/parallel positioning controls with oxygen trim for burner combustion control. | Linkageless/parallel positioning controls with oxygen trim for burner combustion control. | Linkageless/parallel positioning controls with oxygen trim for burner combustion control. | Linkageless/parallel positioning controls with oxygen trim for burner combustion control. | Linkageless/parallel positioning controls with oxygen trim for burner combustion control. | Linkageless/parallel positioning controls with oxygen trim for burner combustion control. | Linkageless/parallel positioning controls with oxygen trim for burner combustion control. | Linkageless/parallel positioning controls with oxygen trim for burner combustion control. | Linkageless/parallel positioning controls with oxygen trim for burner combustion control. | Linkageless/parallel positioning controls with oxygen trim for burner combustion control. | Linkageless/parallel positioning controls with oxygen trim for burner combustion control. | Linkageless/parallel positioning controls with oxygen trim for burner combustion control. | Linkageless/parallel positioning controls with oxygen trim for burner combustion control. | Linkageless/parallel positioning controls with oxygen trim for burner combustion control. | Linkageless/parallel positioning controls with oxygen trim for burner combustion control. | 29888.108 | 29888.108 | 29888.108 | 29888.108 | 29888.108 | 29888.108 | 29888.108 | 29888.108 | 29888.108 | 29888.108 | 29888.108 | 29888.108 | 29888.108 | 29888.108 | 29888.108 | 29888.108 | 29888.108 | 29888.108 | 29888.108 | 29888.108 | 29888.108 | 29888.108 | 29888.108 | 29888.108 | 29888.108 | 29888.108 | 29888.108 | 29888.108 | 215.8277 | 215.8277 | 215.8277 | 215.8277 | 215.8277 | 215.8277 | 215.8277 | 215.8277 | 215.8277 | 215.8277 | 215.8277 | 215.8277 | 215.8277 | 215.8277 | 215.8277 | 215.8277 | 215.8277 | 215.8277 | 215.8277 | 215.8277 | 215.8277 | 215.8277 | 215.8277 | 215.8277 | 215.8277 | 215.8277 | 215.8277 | 215.8277 | 0 | 0 | 0 | 0 | 0 | 0 | 0 | 0 | 0 | 0 | 0 | 0 | 0 | 0 | 0 | 0 | 0 | 0 | 0 | 0 | 0 | 0 | 0 | 0 | 0 | 0 | 0 | 0 | 0 | 0 | 0 | 0 | 0 | 0 | 0 | 0 | 0 | 0 | 0 | 0 | 0 | 0 | 0 | 0 | 0 | 0 | 0 | 0 | 0 | 0 | 0 | 0 | 0 | 0 | 0 | 0 | 0 | 0 | 0 | 0 | 0 | 0 | 0 | 0 | 0 | 0 | 0 | 0 | 0 | 0 | 0 | 0 | 0 | 0 | 0 | 0 | 0 | 0 | 0 | 0 | 0 | 0 | 0 | 0 | 0 | 0 | 0 | 0 | 0 | 0 | 0 | 0 | 0 | 0 | 0 | 0 | 0 | 0 | 0 | 0 | 0 | 0 | 0 | 0 | 0 | 0 | 0 | 0 | 0 | 0 | 0 | 0 | Linkageless/parallel positioning controls with oxygen trim for burner combustion control. | Linkageless/parallel positioning controls with oxygen trim for burner combustion control. | Linkageless/parallel positioning controls with oxygen trim for burner combustion control. | Linkageless/parallel positioning controls with oxygen trim for burner combustion control. | Linkageless/parallel positioning controls with oxygen trim for burner combustion control. | Linkageless/parallel positioning controls with oxygen trim for burner combustion control. | Linkageless/parallel positioning controls with oxygen trim for burner combustion control. | Linkageless/parallel positioning controls with oxygen trim for burner combustion control. | Linkageless/parallel positioning controls with oxygen trim for burner combustion control. | Linkageless/parallel positioning controls with oxygen trim for burner combustion control. | Linkageless/parallel positioning controls with oxygen trim for burner combustion control. | Linkageless/parallel positioning controls with oxygen trim for burner combustion control. | Linkageless/parallel positioning controls with oxygen trim for burner combustion control. | Linkageless/parallel positioning controls with oxygen trim for burner combustion control. | Linkageless/parallel positioning controls with oxygen trim for burner combustion control. | Linkageless/parallel positioning controls with oxygen trim for burner combustion control. | Linkageless/parallel positioning controls with oxygen trim for burner combustion control. | Linkageless/parallel positioning controls with oxygen trim for burner combustion control. | Linkageless/parallel positioning controls with oxygen trim for burner combustion control. | Linkageless/parallel positioning controls with oxygen trim for burner combustion control. | Linkageless/parallel positioning controls with oxygen trim for burner combustion control. | Linkageless/parallel positioning controls with oxygen trim for burner combustion control. | Linkageless/parallel positioning controls with oxygen trim for burner combustion control. | Linkageless/parallel positioning controls with oxygen trim for burner combustion control. | Linkageless/parallel positioning controls with oxygen trim for burner combustion control. | Linkageless/parallel positioning controls with oxygen trim for burner combustion control. | Linkageless/parallel positioning controls with oxygen trim for burner combustion control. | Linkageless/parallel positioning controls with oxygen trim for burner combustion control. | 29888.108 | 29888.108 | 29888.108 | 29888.108 | 29888.108 | 29888.108 | 29888.108 | 29888.108 | 29888.108 | 29888.108 | 29888.108 | 29888.108 | 29888.108 | 29888.108 | 29888.108 | 29888.108 | 29888.108 | 29888.108 | 29888.108 | 29888.108 | 29888.108 | 29888.108 | 29888.108 | 29888.108 | 29888.108 | 29888.108 | 29888.108 | 29888.108 | 215.8277 | 215.8277 | 215.8277 | 215.8277 | 215.8277 | 215.8277 | 215.8277 | 215.8277 | 215.8277 | 215.8277 | 215.8277 | 215.8277 | 215.8277 | 215.8277 | 215.8277 | 215.8277 | 215.8277 | 215.8277 | 215.8277 | 215.8277 | 215.8277 | 215.8277 | 215.8277 | 215.8277 | 215.8277 | 215.8277 | 215.8277 | 215.8277 | 0 | 0 | 0 | 0 | 0 | 0 | 0 | 0 | 0 | 0 | 0 | 0 | 0 | 0 | 0 | 0 | 0 | 0 | 0 | 0 | 0 | 0 | 0 | 0 | 0 | 0 | 0 | 0 | 0 | 0 | 0 | 0 | 0 | 0 | 0 | 0 | 0 | 0 | 0 | 0 | 0 | 0 | 0 | 0 | 0 | 0 | 0 | 0 | 0 | 0 | 0 | 0 | 0 | 0 | 0 | 0 | 0 | 0 | 0 | 0 | 0 | 0 | 0 | 0 | 0 | 0 | 0 | 0 | 0 | 0 | 0 | 0 | 0 | 0 | 0 | 0 | 0 | 0 | 0 | 0 | 0 | 0 | 0 | 0 | 0 | 0
Gas Boiler - Insulate Hot Water Lines_Grocery_New_Not Applicable Segment or Vintage | Gas Boiler - Insulate Hot Water Lines_Grocery_New | Gas Boiler - Insulate Hot Water Lines_Commercial_New_Not Applicable Segment or Vintage_Not Applicable Segment or Vintage | Commercial | Grocery | New | Space Heating | Natural Gas | Gas Boiler - Insulate Hot Water Lines | NEQ | Not Applicable Segment or Vintage | 11 | 11 | 11 | 0 | 0 | 0 | 0 | 0 | Retro5Med | 8.35569166605469E-06 | TBD | A | WCM378 | 0.7 | 0.42 | sqft | 0.0321 | 0 | 0 | 0 | 0 | Not Applicable Segment or Vintage | Not Applicable Segment or Vintage | Not Applicable Segment or Vintage | 0 | 0 | 0 | Not Applicable Segment or Vintage | Not Applicable Segment or Vintage | Not Applicable Segment or Vintage | Not Applicable Segment or Vintage | Not Applicable Segment or Vintage | Not Applicable Segment or Vintage | Not Applicable Segment or Vintage | Not Applicable Segment or Vintage | Not Applicable Segment or Vintage | Not Applicable Segment or Vintage | Not Applicable Segment or Vintage | Not Applicable Segment or Vintage | Not Applicable Segment or Vintage | Not Applicable Segment or Vintage | Not Applicable Segment or Vintage | Not Applicable Segment or Vintage | Not Applicable Segment or Vintage | Not Applicable Segment or Vintage | Not Applicable Segment or Vintage | Not Applicable Segment or Vintage | Not Applicable Segment or Vintage | Not Applicable Segment or Vintage | Not Applicable Segment or Vintage | Not Applicable Segment or Vintage | Not Applicable Segment or Vintage | Not Applicable Segment or Vintage | Not Applicable Segment or Vintage | Not Applicable Segment or Vintage | 0 | 0 | 0 | 0 | 0 | 0 | 0 | 0 | 0 | 0 | 0 | 0 | 0 | 0 | 0 | 0 | 0 | 0 | 0 | 0 | 0 | 0 | 0 | 0 | 0 | 0 | 0 | 0 | 0 | 0 | 0 | 0 | 0 | 0 | 0 | 0 | 0 | 0 | 0 | 0 | 0 | 0 | 0 | 0 | 0 | 0 | 0 | 0 | 0 | 0 | 0 | 0 | 0 | 0 | 0 | 0 | 0 | 0 | 0 | 0 | 0 | 0 | 0 | 0 | 0 | 0 | 0 | 0 | 0 | 0 | 0 | 0 | 0 | 0 | 0 | 0 | 0 | 0 | 0 | 0 | 0 | 0 | 0 | 0 | 0 | 0 | 0 | 0 | 0 | 0 | 0 | 0 | 0 | 0 | 0 | 0 | 0 | 0 | 0 | 0 | 0 | 0 | 0 | 0 | 0 | 0 | 0 | 0 | 0 | 0 | 0 | 0 | Not Applicable Segment or Vintage | Not Applicable Segment or Vintage | Not Applicable Segment or Vintage | Not Applicable Segment or Vintage | Not Applicable Segment or Vintage | Not Applicable Segment or Vintage | Not Applicable Segment or Vintage | Not Applicable Segment or Vintage | Not Applicable Segment or Vintage | Not Applicable Segment or Vintage | Not Applicable Segment or Vintage | Not Applicable Segment or Vintage | Not Applicable Segment or Vintage | Not Applicable Segment or Vintage | Not Applicable Segment or Vintage | Not Applicable Segment or Vintage | Not Applicable Segment or Vintage | Not Applicable Segment or Vintage | Not Applicable Segment or Vintage | Not Applicable Segment or Vintage | Not Applicable Segment or Vintage | Not Applicable Segment or Vintage | Not Applicable Segment or Vintage | Not Applicable Segment or Vintage | Not Applicable Segment or Vintage | Not Applicable Segment or Vintage | Not Applicable Segment or Vintage | Not Applicable Segment or Vintage | 0 | 0 | 0 | 0 | 0 | 0 | 0 | 0 | 0 | 0 | 0 | 0 | 0 | 0 | 0 | 0 | 0 | 0 | 0 | 0 | 0 | 0 | 0 | 0 | 0 | 0 | 0 | 0 | 0 | 0 | 0 | 0 | 0 | 0 | 0 | 0 | 0 | 0 | 0 | 0 | 0 | 0 | 0 | 0 | 0 | 0 | 0 | 0 | 0 | 0 | 0 | 0 | 0 | 0 | 0 | 0 | 0 | 0 | 0 | 0 | 0 | 0 | 0 | 0 | 0 | 0 | 0 | 0 | 0 | 0 | 0 | 0 | 0 | 0 | 0 | 0 | 0 | 0 | 0 | 0 | 0 | 0 | 0 | 0 | 0 | 0 | 0 | 0 | 0 | 0 | 0 | 0 | 0 | 0 | 0 | 0 | 0 | 0 | 0 | 0 | 0 | 0 | 0 | 0 | 0 | 0 | 0 | 0 | 0 | 0 | 0 | 0 | 0 | 0 | 0 | 0 | 0 | 0 | 0 | 0 | 0 | 0 | 0 | 0 | 0 | 0 | 0 | 0 | 0 | 0 | 0 | 0 | 0 | 0 | 0 | 0 | 0 | 0 | 0 | 0 | 0 | 0 | 0 | 0 | 0 | 0 | 0 | 0 | 0 | 0 | 0 | 0 | 0 | 0 | 0 | 0 | 0 | 0 | 0 | 0 | 0 | 0 | 0 | 0 | 0 | 0 | 0 | 0 | Not Applicable Segment or Vintage | Not Applicable Segment or Vintage | Not Applicable Segment or Vintage | Not Applicable Segment or Vintage | Not Applicable Segment or Vintage | Not Applicable Segment or Vintage | Not Applicable Segment or Vintage | Not Applicable Segment or Vintage | Not Applicable Segment or Vintage | Not Applicable Segment or Vintage | Not Applicable Segment or Vintage | Not Applicable Segment or Vintage | Not Applicable Segment or Vintage | Not Applicable Segment or Vintage | Not Applicable Segment or Vintage | Not Applicable Segment or Vintage | Not Applicable Segment or Vintage | Not Applicable Segment or Vintage | Not Applicable Segment or Vintage | Not Applicable Segment or Vintage | Not Applicable Segment or Vintage | Not Applicable Segment or Vintage | Not Applicable Segment or Vintage | Not Applicable Segment or Vintage | Not Applicable Segment or Vintage | Not Applicable Segment or Vintage | Not Applicable Segment or Vintage | Not Applicable Segment or Vintage | 0 | 0 | 0 | 0 | 0 | 0 | 0 | 0 | 0 | 0 | 0 | 0 | 0 | 0 | 0 | 0 | 0 | 0 | 0 | 0 | 0 | 0 | 0 | 0 | 0 | 0 | 0 | 0 | 0 | 0 | 0 | 0 | 0 | 0 | 0 | 0 | 0 | 0 | 0 | 0 | 0 | 0 | 0 | 0 | 0 | 0 | 0 | 0 | 0 | 0 | 0 | 0 | 0 | 0 | 0 | 0 | 0 | 0 | 0 | 0 | 0 | 0 | 0 | 0 | 0 | 0 | 0 | 0 | 0 | 0 | 0 | 0 | 0 | 0 | 0 | 0 | 0 | 0 | 0 | 0 | 0 | 0 | 0 | 0 | 0 | 0 | 0 | 0 | 0 | 0 | 0 | 0 | 0 | 0 | 0 | 0 | 0 | 0 | 0 | 0 | 0 | 0 | 0 | 0 | 0 | 0 | 0 | 0 | 0 | 0 | 0 | 0 | 0 | 0 | 0 | 0 | 0 | 0 | 0 | 0 | 0 | 0 | 0 | 0 | 0 | 0 | 0 | 0 | 0 | 0 | 0 | 0 | 0 | 0 | 0 | 0 | 0 | 0 | 0 | 0 | 0 | 0
Connected Thermostat - ENERGY STAR (1.0)_Grocery_New_Thermostat with capability to establish a schedule | Connected Thermostat - ENERGY STAR (1.0)_Grocery_New | Connected Thermostat - ENERGY STAR (1.0)_Commercial_New_Manual or programmable thermostat_Thermostat with capability to establish a schedule | Commercial | Grocery | New | Space Heating | Natural Gas | Connected Thermostat - ENERGY STAR (1.0) | NEQ | Manual or programmable thermostat | 5 | 5 | 5 | 0 | 0 | 0 | 0.18756 | 1 | Retro5Med | 8.35569166605469E-06 | TBD | A | WCM380 | 0.7 | 0.42 | tonCool | 0.0321 | 0 | 0 | 0 | 0 | RTF Wkbk - ComConnectedThermostats_v2_1 | RTF Wkbk - ComConnectedThermostats_v2_1 | AEG BEST | 0 | 0 | 102.1619 | Manual or programmable thermostat | Manual or programmable thermostat | Manual or programmable thermostat | Manual or programmable thermostat | Manual or programmable thermostat | Manual or programmable thermostat | Manual or programmable thermostat | Manual or programmable thermostat | Manual or programmable thermostat | Manual or programmable thermostat | Manual or programmable thermostat | Manual or programmable thermostat | Manual or programmable thermostat | Manual or programmable thermostat | Manual or programmable thermostat | Manual or programmable thermostat | Manual or programmable thermostat | Manual or programmable thermostat | Manual or programmable thermostat | Manual or programmable thermostat | Manual or programmable thermostat | Manual or programmable thermostat | Manual or programmable thermostat | Manual or programmable thermostat | Manual or programmable thermostat | Manual or programmable thermostat | Manual or programmable thermostat | Manual or programmable thermostat | 0 | 0 | 0 | 0 | 0 | 0 | 0 | 0 | 0 | 0 | 0 | 0 | 0 | 0 | 0 | 0 | 0 | 0 | 0 | 0 | 0 | 0 | 0 | 0 | 0 | 0 | 0 | 0 | 0 | 0 | 0 | 0 | 0 | 0 | 0 | 0 | 0 | 0 | 0 | 0 | 0 | 0 | 0 | 0 | 0 | 0 | 0 | 0 | 0 | 0 | 0 | 0 | 0 | 0 | 0 | 0 | 0 | 0 | 0 | 0 | 0 | 0 | 0 | 0 | 0 | 0 | 0 | 0 | 0 | 0 | 0 | 0 | 0 | 0 | 0 | 0 | 0 | 0 | 0 | 0 | 0 | 0 | 0 | 0 | 0 | 0 | 0 | 0 | 0 | 0 | 0 | 0 | 0 | 0 | 0 | 0 | 0 | 0 | 0 | 0 | 0 | 0 | 0 | 0 | 0 | 0 | 0 | 0 | 0 | 0 | 0 | 0 | Thermostat with capability to establish a schedule | Thermostat with capability to establish a schedule | Thermostat with capability to establish a schedule | Thermostat with capability to establish a schedule | Thermostat with capability to establish a schedule | Thermostat with capability to establish a schedule | Thermostat with capability to establish a schedule | Thermostat with capability to establish a schedule | Thermostat with capability to establish a schedule | Thermostat with capability to establish a schedule | Thermostat with capability to establish a schedule | Thermostat with capability to establish a schedule | Thermostat with capability to establish a schedule | Thermostat with capability to establish a schedule | Thermostat with capability to establish a schedule | Thermostat with capability to establish a schedule | Thermostat with capability to establish a schedule | Thermostat with capability to establish a schedule | Thermostat with capability to establish a schedule | Thermostat with capability to establish a schedule | Thermostat with capability to establish a schedule | Thermostat with capability to establish a schedule | Thermostat with capability to establish a schedule | Thermostat with capability to establish a schedule | Thermostat with capability to establish a schedule | Thermostat with capability to establish a schedule | Thermostat with capability to establish a schedule | Thermostat with capability to establish a schedule | 102.1619 | 102.1619 | 102.1619 | 102.1619 | 102.1619 | 102.1619 | 102.1619 | 102.1619 | 102.1619 | 102.1619 | 102.1619 | 102.1619 | 102.1619 | 102.1619 | 102.1619 | 102.1619 | 102.1619 | 102.1619 | 102.1619 | 102.1619 | 102.1619 | 102.1619 | 102.1619 | 102.1619 | 102.1619 | 102.1619 | 102.1619 | 102.1619 | 0 | 0 | 0 | 0 | 0 | 0 | 0 | 0 | 0 | 0 | 0 | 0 | 0 | 0 | 0 | 0 | 0 | 0 | 0 | 0 | 0 | 0 | 0 | 0 | 0 | 0 | 0 | 0 | 0 | 0 | 0 | 0 | 0 | 0 | 0 | 0 | 0 | 0 | 0 | 0 | 0 | 0 | 0 | 0 | 0 | 0 | 0 | 0 | 0 | 0 | 0 | 0 | 0 | 0 | 0 | 0 | 0 | 0 | 0 | 0 | 0 | 0 | 0 | 0 | 0 | 0 | 0 | 0 | 0 | 0 | 0 | 0 | 0 | 0 | 0 | 0 | 0 | 0 | 0 | 0 | 0 | 0 | 0 | 0 | 0 | 0 | 0 | 0 | 0 | 0 | 0 | 0 | 0 | 0 | 0 | 0 | 0 | 0 | 0 | 0 | 0 | 0 | 0 | 0 | 0 | 0 | 0 | 0 | 0 | 0 | 0 | 0 | 0 | 0 | 0 | 0 | 0 | 0 | 0 | 0 | 0 | 0 | 0 | 0 | 0 | 0 | 0 | 0 | 0 | 0 | 0 | 0 | 0 | 0 | 0 | 0 | 0 | 0 | 0 | 0 | Thermostat with capability to establish a schedule | Thermostat with capability to establish a schedule | Thermostat with capability to establish a schedule | Thermostat with capability to establish a schedule | Thermostat with capability to establish a schedule | Thermostat with capability to establish a schedule | Thermostat with capability to establish a schedule | Thermostat with capability to establish a schedule | Thermostat with capability to establish a schedule | Thermostat with capability to establish a schedule | Thermostat with capability to establish a schedule | Thermostat with capability to establish a schedule | Thermostat with capability to establish a schedule | Thermostat with capability to establish a schedule | Thermostat with capability to establish a schedule | Thermostat with capability to establish a schedule | Thermostat with capability to establish a schedule | Thermostat with capability to establish a schedule | Thermostat with capability to establish a schedule | Thermostat with capability to establish a schedule | Thermostat with capability to establish a schedule | Thermostat with capability to establish a schedule | Thermostat with capability to establish a schedule | Thermostat with capability to establish a schedule | Thermostat with capability to establish a schedule | Thermostat with capability to establish a schedule | Thermostat with capability to establish a schedule | Thermostat with capability to establish a schedule | 102.1619 | 102.1619 | 102.1619 | 102.1619 | 102.1619 | 102.1619 | 102.1619 | 102.1619 | 102.1619 | 102.1619 | 102.1619 | 102.1619 | 102.1619 | 102.1619 | 102.1619 | 102.1619 | 102.1619 | 102.1619 | 102.1619 | 102.1619 | 102.1619 | 102.1619 | 102.1619 | 102.1619 | 102.1619 | 102.1619 | 102.1619 | 102.1619 | 0 | 0 | 0 | 0 | 0 | 0 | 0 | 0 | 0 | 0 | 0 | 0 | 0 | 0 | 0 | 0 | 0 | 0 | 0 | 0 | 0 | 0 | 0 | 0 | 0 | 0 | 0 | 0 | 0 | 0 | 0 | 0 | 0 | 0 | 0 | 0 | 0 | 0 | 0 | 0 | 0 | 0 | 0 | 0 | 0 | 0 | 0 | 0 | 0 | 0 | 0 | 0 | 0 | 0 | 0 | 0 | 0 | 0 | 0 | 0 | 0 | 0 | 0 | 0 | 0 | 0 | 0 | 0 | 0 | 0 | 0 | 0 | 0 | 0 | 0 | 0 | 0 | 0 | 0 | 0 | 0 | 0 | 0 | 0 | 0 | 0 | 0 | 0 | 0 | 0 | 0 | 0 | 0 | 0 | 0 | 0 | 0 | 0 | 0 | 0 | 0 | 0 | 0 | 0 | 0 | 0 | 0 | 0 | 0 | 0 | 0 | 0 | 0 | 0
Gas Boiler - Maintenance_Grocery_New_Not Applicable Segment or Vintage | Gas Boiler - Maintenance_Grocery_New | Gas Boiler - Maintenance_Commercial_New_Not Applicable Segment or Vintage_Not Applicable Segment or Vintage | Commercial | Grocery | New | Space Heating | Natural Gas | Gas Boiler - Maintenance | NEQ | Not Applicable Segment or Vintage | 3 | 3 | 3 | 0 | 0 | 0 | 0 | 0 | Retro5Med | 8.35569166605469E-06 | TBD | A | WCM366 | 0.7 | 0.42 | sqft | 0.0321 | 0 | 0 | 0 | 0 | Not Applicable Segment or Vintage | Not Applicable Segment or Vintage | Not Applicable Segment or Vintage | 0 | 0 | 0 | Not Applicable Segment or Vintage | Not Applicable Segment or Vintage | Not Applicable Segment or Vintage | Not Applicable Segment or Vintage | Not Applicable Segment or Vintage | Not Applicable Segment or Vintage | Not Applicable Segment or Vintage | Not Applicable Segment or Vintage | Not Applicable Segment or Vintage | Not Applicable Segment or Vintage | Not Applicable Segment or Vintage | Not Applicable Segment or Vintage | Not Applicable Segment or Vintage | Not Applicable Segment or Vintage | Not Applicable Segment or Vintage | Not Applicable Segment or Vintage | Not Applicable Segment or Vintage | Not Applicable Segment or Vintage | Not Applicable Segment or Vintage | Not Applicable Segment or Vintage | Not Applicable Segment or Vintage | Not Applicable Segment or Vintage | Not Applicable Segment or Vintage | Not Applicable Segment or Vintage | Not Applicable Segment or Vintage | Not Applicable Segment or Vintage | Not Applicable Segment or Vintage | Not Applicable Segment or Vintage | 0 | 0 | 0 | 0 | 0 | 0 | 0 | 0 | 0 | 0 | 0 | 0 | 0 | 0 | 0 | 0 | 0 | 0 | 0 | 0 | 0 | 0 | 0 | 0 | 0 | 0 | 0 | 0 | 0 | 0 | 0 | 0 | 0 | 0 | 0 | 0 | 0 | 0 | 0 | 0 | 0 | 0 | 0 | 0 | 0 | 0 | 0 | 0 | 0 | 0 | 0 | 0 | 0 | 0 | 0 | 0 | 0 | 0 | 0 | 0 | 0 | 0 | 0 | 0 | 0 | 0 | 0 | 0 | 0 | 0 | 0 | 0 | 0 | 0 | 0 | 0 | 0 | 0 | 0 | 0 | 0 | 0 | 0 | 0 | 0 | 0 | 0 | 0 | 0 | 0 | 0 | 0 | 0 | 0 | 0 | 0 | 0 | 0 | 0 | 0 | 0 | 0 | 0 | 0 | 0 | 0 | 0 | 0 | 0 | 0 | 0 | 0 | Not Applicable Segment or Vintage | Not Applicable Segment or Vintage | Not Applicable Segment or Vintage | Not Applicable Segment or Vintage | Not Applicable Segment or Vintage | Not Applicable Segment or Vintage | Not Applicable Segment or Vintage | Not Applicable Segment or Vintage | Not Applicable Segment or Vintage | Not Applicable Segment or Vintage | Not Applicable Segment or Vintage | Not Applicable Segment or Vintage | Not Applicable Segment or Vintage | Not Applicable Segment or Vintage | Not Applicable Segment or Vintage | Not Applicable Segment or Vintage | Not Applicable Segment or Vintage | Not Applicable Segment or Vintage | Not Applicable Segment or Vintage | Not Applicable Segment or Vintage | Not Applicable Segment or Vintage | Not Applicable Segment or Vintage | Not Applicable Segment or Vintage | Not Applicable Segment or Vintage | Not Applicable Segment or Vintage | Not Applicable Segment or Vintage | Not Applicable Segment or Vintage | Not Applicable Segment or Vintage | 0 | 0 | 0 | 0 | 0 | 0 | 0 | 0 | 0 | 0 | 0 | 0 | 0 | 0 | 0 | 0 | 0 | 0 | 0 | 0 | 0 | 0 | 0 | 0 | 0 | 0 | 0 | 0 | 0 | 0 | 0 | 0 | 0 | 0 | 0 | 0 | 0 | 0 | 0 | 0 | 0 | 0 | 0 | 0 | 0 | 0 | 0 | 0 | 0 | 0 | 0 | 0 | 0 | 0 | 0 | 0 | 0 | 0 | 0 | 0 | 0 | 0 | 0 | 0 | 0 | 0 | 0 | 0 | 0 | 0 | 0 | 0 | 0 | 0 | 0 | 0 | 0 | 0 | 0 | 0 | 0 | 0 | 0 | 0 | 0 | 0 | 0 | 0 | 0 | 0 | 0 | 0 | 0 | 0 | 0 | 0 | 0 | 0 | 0 | 0 | 0 | 0 | 0 | 0 | 0 | 0 | 0 | 0 | 0 | 0 | 0 | 0 | 0 | 0 | 0 | 0 | 0 | 0 | 0 | 0 | 0 | 0 | 0 | 0 | 0 | 0 | 0 | 0 | 0 | 0 | 0 | 0 | 0 | 0 | 0 | 0 | 0 | 0 | 0 | 0 | 0 | 0 | 0 | 0 | 0 | 0 | 0 | 0 | 0 | 0 | 0 | 0 | 0 | 0 | 0 | 0 | 0 | 0 | 0 | 0 | 0 | 0 | 0 | 0 | 0 | 0 | 0 | 0 | Not Applicable Segment or Vintage | Not Applicable Segment or Vintage | Not Applicable Segment or Vintage | Not Applicable Segment or Vintage | Not Applicable Segment or Vintage | Not Applicable Segment or Vintage | Not Applicable Segment or Vintage | Not Applicable Segment or Vintage | Not Applicable Segment or Vintage | Not Applicable Segment or Vintage | Not Applicable Segment or Vintage | Not Applicable Segment or Vintage | Not Applicable Segment or Vintage | Not Applicable Segment or Vintage | Not Applicable Segment or Vintage | Not Applicable Segment or Vintage | Not Applicable Segment or Vintage | Not Applicable Segment or Vintage | Not Applicable Segment or Vintage | Not Applicable Segment or Vintage | Not Applicable Segment or Vintage | Not Applicable Segment or Vintage | Not Applicable Segment or Vintage | Not Applicable Segment or Vintage | Not Applicable Segment or Vintage | Not Applicable Segment or Vintage | Not Applicable Segment or Vintage | Not Applicable Segment or Vintage | 0 | 0 | 0 | 0 | 0 | 0 | 0 | 0 | 0 | 0 | 0 | 0 | 0 | 0 | 0 | 0 | 0 | 0 | 0 | 0 | 0 | 0 | 0 | 0 | 0 | 0 | 0 | 0 | 0 | 0 | 0 | 0 | 0 | 0 | 0 | 0 | 0 | 0 | 0 | 0 | 0 | 0 | 0 | 0 | 0 | 0 | 0 | 0 | 0 | 0 | 0 | 0 | 0 | 0 | 0 | 0 | 0 | 0 | 0 | 0 | 0 | 0 | 0 | 0 | 0 | 0 | 0 | 0 | 0 | 0 | 0 | 0 | 0 | 0 | 0 | 0 | 0 | 0 | 0 | 0 | 0 | 0 | 0 | 0 | 0 | 0 | 0 | 0 | 0 | 0 | 0 | 0 | 0 | 0 | 0 | 0 | 0 | 0 | 0 | 0 | 0 | 0 | 0 | 0 | 0 | 0 | 0 | 0 | 0 | 0 | 0 | 0 | 0 | 0 | 0 | 0 | 0 | 0 | 0 | 0 | 0 | 0 | 0 | 0 | 0 | 0 | 0 | 0 | 0 | 0 | 0 | 0 | 0 | 0 | 0 | 0 | 0 | 0 | 0 | 0 | 0 | 0
Gas Furnace - Maintenance_Grocery_New_Not Applicable Segment or Vintage | Gas Furnace - Maintenance_Grocery_New | Gas Furnace - Maintenance_Commercial_New_Not Applicable Segment or Vintage_Not Applicable Segment or Vintage | Commercial | Grocery | New | Space Heating | Natural Gas | Gas Furnace - Maintenance | NEQ | Not Applicable Segment or Vintage | 3 | 3 | 3 | 0 | 0 | 0 | 0 | 0 | Retro5Med | 8.35569166605469E-06 | TBD | A | WCM367 | 0.7 | 0.42 | sqft | 0.0321 | 0 | 0 | 0 | 0 | Not Applicable Segment or Vintage | Not Applicable Segment or Vintage | Not Applicable Segment or Vintage | 0 | 0 | 0 | Not Applicable Segment or Vintage | Not Applicable Segment or Vintage | Not Applicable Segment or Vintage | Not Applicable Segment or Vintage | Not Applicable Segment or Vintage | Not Applicable Segment or Vintage | Not Applicable Segment or Vintage | Not Applicable Segment or Vintage | Not Applicable Segment or Vintage | Not Applicable Segment or Vintage | Not Applicable Segment or Vintage | Not Applicable Segment or Vintage | Not Applicable Segment or Vintage | Not Applicable Segment or Vintage | Not Applicable Segment or Vintage | Not Applicable Segment or Vintage | Not Applicable Segment or Vintage | Not Applicable Segment or Vintage | Not Applicable Segment or Vintage | Not Applicable Segment or Vintage | Not Applicable Segment or Vintage | Not Applicable Segment or Vintage | Not Applicable Segment or Vintage | Not Applicable Segment or Vintage | Not Applicable Segment or Vintage | Not Applicable Segment or Vintage | Not Applicable Segment or Vintage | Not Applicable Segment or Vintage | 0 | 0 | 0 | 0 | 0 | 0 | 0 | 0 | 0 | 0 | 0 | 0 | 0 | 0 | 0 | 0 | 0 | 0 | 0 | 0 | 0 | 0 | 0 | 0 | 0 | 0 | 0 | 0 | 0 | 0 | 0 | 0 | 0 | 0 | 0 | 0 | 0 | 0 | 0 | 0 | 0 | 0 | 0 | 0 | 0 | 0 | 0 | 0 | 0 | 0 | 0 | 0 | 0 | 0 | 0 | 0 | 0 | 0 | 0 | 0 | 0 | 0 | 0 | 0 | 0 | 0 | 0 | 0 | 0 | 0 | 0 | 0 | 0 | 0 | 0 | 0 | 0 | 0 | 0 | 0 | 0 | 0 | 0 | 0 | 0 | 0 | 0 | 0 | 0 | 0 | 0 | 0 | 0 | 0 | 0 | 0 | 0 | 0 | 0 | 0 | 0 | 0 | 0 | 0 | 0 | 0 | 0 | 0 | 0 | 0 | 0 | 0 | Not Applicable Segment or Vintage | Not Applicable Segment or Vintage | Not Applicable Segment or Vintage | Not Applicable Segment or Vintage | Not Applicable Segment or Vintage | Not Applicable Segment or Vintage | Not Applicable Segment or Vintage | Not Applicable Segment or Vintage | Not Applicable Segment or Vintage | Not Applicable Segment or Vintage | Not Applicable Segment or Vintage | Not Applicable Segment or Vintage | Not Applicable Segment or Vintage | Not Applicable Segment or Vintage | Not Applicable Segment or Vintage | Not Applicable Segment or Vintage | Not Applicable Segment or Vintage | Not Applicable Segment or Vintage | Not Applicable Segment or Vintage | Not Applicable Segment or Vintage | Not Applicable Segment or Vintage | Not Applicable Segment or Vintage | Not Applicable Segment or Vintage | Not Applicable Segment or Vintage | Not Applicable Segment or Vintage | Not Applicable Segment or Vintage | Not Applicable Segment or Vintage | Not Applicable Segment or Vintage | 0 | 0 | 0 | 0 | 0 | 0 | 0 | 0 | 0 | 0 | 0 | 0 | 0 | 0 | 0 | 0 | 0 | 0 | 0 | 0 | 0 | 0 | 0 | 0 | 0 | 0 | 0 | 0 | 0 | 0 | 0 | 0 | 0 | 0 | 0 | 0 | 0 | 0 | 0 | 0 | 0 | 0 | 0 | 0 | 0 | 0 | 0 | 0 | 0 | 0 | 0 | 0 | 0 | 0 | 0 | 0 | 0 | 0 | 0 | 0 | 0 | 0 | 0 | 0 | 0 | 0 | 0 | 0 | 0 | 0 | 0 | 0 | 0 | 0 | 0 | 0 | 0 | 0 | 0 | 0 | 0 | 0 | 0 | 0 | 0 | 0 | 0 | 0 | 0 | 0 | 0 | 0 | 0 | 0 | 0 | 0 | 0 | 0 | 0 | 0 | 0 | 0 | 0 | 0 | 0 | 0 | 0 | 0 | 0 | 0 | 0 | 0 | 0 | 0 | 0 | 0 | 0 | 0 | 0 | 0 | 0 | 0 | 0 | 0 | 0 | 0 | 0 | 0 | 0 | 0 | 0 | 0 | 0 | 0 | 0 | 0 | 0 | 0 | 0 | 0 | 0 | 0 | 0 | 0 | 0 | 0 | 0 | 0 | 0 | 0 | 0 | 0 | 0 | 0 | 0 | 0 | 0 | 0 | 0 | 0 | 0 | 0 | 0 | 0 | 0 | 0 | 0 | 0 | Not Applicable Segment or Vintage | Not Applicable Segment or Vintage | Not Applicable Segment or Vintage | Not Applicable Segment or Vintage | Not Applicable Segment or Vintage | Not Applicable Segment or Vintage | Not Applicable Segment or Vintage | Not Applicable Segment or Vintage | Not Applicable Segment or Vintage | Not Applicable Segment or Vintage | Not Applicable Segment or Vintage | Not Applicable Segment or Vintage | Not Applicable Segment or Vintage | Not Applicable Segment or Vintage | Not Applicable Segment or Vintage | Not Applicable Segment or Vintage | Not Applicable Segment or Vintage | Not Applicable Segment or Vintage | Not Applicable Segment or Vintage | Not Applicable Segment or Vintage | Not Applicable Segment or Vintage | Not Applicable Segment or Vintage | Not Applicable Segment or Vintage | Not Applicable Segment or Vintage | Not Applicable Segment or Vintage | Not Applicable Segment or Vintage | Not Applicable Segment or Vintage | Not Applicable Segment or Vintage | 0 | 0 | 0 | 0 | 0 | 0 | 0 | 0 | 0 | 0 | 0 | 0 | 0 | 0 | 0 | 0 | 0 | 0 | 0 | 0 | 0 | 0 | 0 | 0 | 0 | 0 | 0 | 0 | 0 | 0 | 0 | 0 | 0 | 0 | 0 | 0 | 0 | 0 | 0 | 0 | 0 | 0 | 0 | 0 | 0 | 0 | 0 | 0 | 0 | 0 | 0 | 0 | 0 | 0 | 0 | 0 | 0 | 0 | 0 | 0 | 0 | 0 | 0 | 0 | 0 | 0 | 0 | 0 | 0 | 0 | 0 | 0 | 0 | 0 | 0 | 0 | 0 | 0 | 0 | 0 | 0 | 0 | 0 | 0 | 0 | 0 | 0 | 0 | 0 | 0 | 0 | 0 | 0 | 0 | 0 | 0 | 0 | 0 | 0 | 0 | 0 | 0 | 0 | 0 | 0 | 0 | 0 | 0 | 0 | 0 | 0 | 0 | 0 | 0 | 0 | 0 | 0 | 0 | 0 | 0 | 0 | 0 | 0 | 0 | 0 | 0 | 0 | 0 | 0 | 0 | 0 | 0 | 0 | 0 | 0 | 0 | 0 | 0 | 0 | 0 | 0 | 0
Gas Boiler - Thermostatic Radiator Valves_Grocery_New_TRV installed on an existing hydronic or steam heated radiator | Gas Boiler - Thermostatic Radiator Valves_Grocery_New | Gas Boiler - Thermostatic Radiator Valves_Commercial_New_existing hydronic or steam heated radiator without a TRV installed_TRV installed on an existing hydronic or steam heated radiator | Commercial | Grocery | New | Space Heating | Natural Gas | Gas Boiler - Thermostatic Radiator Valves | NEQ | existing hydronic or steam heated radiator without a TRV installed | 15 | 15 | 15 | 50 | 0 | 0 | 0 | 0.25 | Retro1Slow | 0.012666666666666666 | TBD | A | WCM375 | 0.7 | 0.42 | radiator | 0.0321 | 0 | 0 | 0 | 0 | IL TRM v12 - 5.3.19 - Thermostatic Radiator Valves - Provisional Measure - RS-HVC-TRVS-V01-210101 | AEG Market Research 2024 | IL TRM v12 - 5.3.19 - Thermostatic Radiator Valves - Provisional Measure - RS-HVC-TRVS-V01-210101 | 0 | 0 | 69.6607 | existing hydronic or steam heated radiator without a TRV installed | existing hydronic or steam heated radiator without a TRV installed | existing hydronic or steam heated radiator without a TRV installed | existing hydronic or steam heated radiator without a TRV installed | existing hydronic or steam heated radiator without a TRV installed | existing hydronic or steam heated radiator without a TRV installed | existing hydronic or steam heated radiator without a TRV installed | existing hydronic or steam heated radiator without a TRV installed | existing hydronic or steam heated radiator without a TRV installed | existing hydronic or steam heated radiator without a TRV installed | existing hydronic or steam heated radiator without a TRV installed | existing hydronic or steam heated radiator without a TRV installed | existing hydronic or steam heated radiator without a TRV installed | existing hydronic or steam heated radiator without a TRV installed | existing hydronic or steam heated radiator without a TRV installed | existing hydronic or steam heated radiator without a TRV installed | existing hydronic or steam heated radiator without a TRV installed | existing hydronic or steam heated radiator without a TRV installed | existing hydronic or steam heated radiator without a TRV installed | existing hydronic or steam heated radiator without a TRV installed | existing hydronic or steam heated radiator without a TRV installed | existing hydronic or steam heated radiator without a TRV installed | existing hydronic or steam heated radiator without a TRV installed | existing hydronic or steam heated radiator without a TRV installed | existing hydronic or steam heated radiator without a TRV installed | existing hydronic or steam heated radiator without a TRV installed | existing hydronic or steam heated radiator without a TRV installed | existing hydronic or steam heated radiator without a TRV installed | 0 | 0 | 0 | 0 | 0 | 0 | 0 | 0 | 0 | 0 | 0 | 0 | 0 | 0 | 0 | 0 | 0 | 0 | 0 | 0 | 0 | 0 | 0 | 0 | 0 | 0 | 0 | 0 | 0 | 0 | 0 | 0 | 0 | 0 | 0 | 0 | 0 | 0 | 0 | 0 | 0 | 0 | 0 | 0 | 0 | 0 | 0 | 0 | 0 | 0 | 0 | 0 | 0 | 0 | 0 | 0 | 0 | 0 | 0 | 0 | 0 | 0 | 0 | 0 | 0 | 0 | 0 | 0 | 0 | 0 | 0 | 0 | 0 | 0 | 0 | 0 | 0 | 0 | 0 | 0 | 0 | 0 | 0 | 0 | 0 | 0 | 0 | 0 | 0 | 0 | 0 | 0 | 0 | 0 | 0 | 0 | 0 | 0 | 0 | 0 | 0 | 0 | 0 | 0 | 0 | 0 | 0 | 0 | 0 | 0 | 0 | 0 | TRV installed on an existing hydronic or steam heated radiator | TRV installed on an existing hydronic or steam heated radiator | TRV installed on an existing hydronic or steam heated radiator | TRV installed on an existing hydronic or steam heated radiator | TRV installed on an existing hydronic or steam heated radiator | TRV installed on an existing hydronic or steam heated radiator | TRV installed on an existing hydronic or steam heated radiator | TRV installed on an existing hydronic or steam heated radiator | TRV installed on an existing hydronic or steam heated radiator | TRV installed on an existing hydronic or steam heated radiator | TRV installed on an existing hydronic or steam heated radiator | TRV installed on an existing hydronic or steam heated radiator | TRV installed on an existing hydronic or steam heated radiator | TRV installed on an existing hydronic or steam heated radiator | TRV installed on an existing hydronic or steam heated radiator | TRV installed on an existing hydronic or steam heated radiator | TRV installed on an existing hydronic or steam heated radiator | TRV installed on an existing hydronic or steam heated radiator | TRV installed on an existing hydronic or steam heated radiator | TRV installed on an existing hydronic or steam heated radiator | TRV installed on an existing hydronic or steam heated radiator | TRV installed on an existing hydronic or steam heated radiator | TRV installed on an existing hydronic or steam heated radiator | TRV installed on an existing hydronic or steam heated radiator | TRV installed on an existing hydronic or steam heated radiator | TRV installed on an existing hydronic or steam heated radiator | TRV installed on an existing hydronic or steam heated radiator | TRV installed on an existing hydronic or steam heated radiator | 69.6607 | 69.6607 | 69.6607 | 69.6607 | 69.6607 | 69.6607 | 69.6607 | 69.6607 | 69.6607 | 69.6607 | 69.6607 | 69.6607 | 69.6607 | 69.6607 | 69.6607 | 69.6607 | 69.6607 | 69.6607 | 69.6607 | 69.6607 | 69.6607 | 69.6607 | 69.6607 | 69.6607 | 69.6607 | 69.6607 | 69.6607 | 69.6607 | 50 | 50 | 50 | 50 | 50 | 50 | 50 | 50 | 50 | 50 | 50 | 50 | 50 | 50 | 50 | 50 | 50 | 50 | 50 | 50 | 50 | 50 | 50 | 50 | 50 | 50 | 50 | 50 | 0 | 0 | 0 | 0 | 0 | 0 | 0 | 0 | 0 | 0 | 0 | 0 | 0 | 0 | 0 | 0 | 0 | 0 | 0 | 0 | 0 | 0 | 0 | 0 | 0 | 0 | 0 | 0 | 0 | 0 | 0 | 0 | 0 | 0 | 0 | 0 | 0 | 0 | 0 | 0 | 0 | 0 | 0 | 0 | 0 | 0 | 0 | 0 | 0 | 0 | 0 | 0 | 0 | 0 | 0 | 0 | 0 | 0 | 0 | 0 | 0 | 0 | 0 | 0 | 0 | 0 | 0 | 0 | 0 | 0 | 0 | 0 | 0 | 0 | 0 | 0 | 0 | 0 | 0 | 0 | 0 | 0 | 0 | 0 | 0 | 0 | 0 | 0 | 0 | 0 | 0 | 0 | 0 | 0 | 0 | 0 | 0 | 0 | 0 | 0 | 0 | 0 | 0 | 0 | 0 | 0 | 0 | 0 | 0 | 0 | 0 | 0 | TRV installed on an existing hydronic or steam heated radiator | TRV installed on an existing hydronic or steam heated radiator | TRV installed on an existing hydronic or steam heated radiator | TRV installed on an existing hydronic or steam heated radiator | TRV installed on an existing hydronic or steam heated radiator | TRV installed on an existing hydronic or steam heated radiator | TRV installed on an existing hydronic or steam heated radiator | TRV installed on an existing hydronic or steam heated radiator | TRV installed on an existing hydronic or steam heated radiator | TRV installed on an existing hydronic or steam heated radiator | TRV installed on an existing hydronic or steam heated radiator | TRV installed on an existing hydronic or steam heated radiator | TRV installed on an existing hydronic or steam heated radiator | TRV installed on an existing hydronic or steam heated radiator | TRV installed on an existing hydronic or steam heated radiator | TRV installed on an existing hydronic or steam heated radiator | TRV installed on an existing hydronic or steam heated radiator | TRV installed on an existing hydronic or steam heated radiator | TRV installed on an existing hydronic or steam heated radiator | TRV installed on an existing hydronic or steam heated radiator | TRV installed on an existing hydronic or steam heated radiator | TRV installed on an existing hydronic or steam heated radiator | TRV installed on an existing hydronic or steam heated radiator | TRV installed on an existing hydronic or steam heated radiator | TRV installed on an existing hydronic or steam heated radiator | TRV installed on an existing hydronic or steam heated radiator | TRV installed on an existing hydronic or steam heated radiator | TRV installed on an existing hydronic or steam heated radiator | 69.6607 | 69.6607 | 69.6607 | 69.6607 | 69.6607 | 69.6607 | 69.6607 | 69.6607 | 69.6607 | 69.6607 | 69.6607 | 69.6607 | 69.6607 | 69.6607 | 69.6607 | 69.6607 | 69.6607 | 69.6607 | 69.6607 | 69.6607 | 69.6607 | 69.6607 | 69.6607 | 69.6607 | 69.6607 | 69.6607 | 69.6607 | 69.6607 | 50 | 50 | 50 | 50 | 50 | 50 | 50 | 50 | 50 | 50 | 50 | 50 | 50 | 50 | 50 | 50 | 50 | 50 | 50 | 50 | 50 | 50 | 50 | 50 | 50 | 50 | 50 | 50 | 0 | 0 | 0 | 0 | 0 | 0 | 0 | 0 | 0 | 0 | 0 | 0 | 0 | 0 | 0 | 0 | 0 | 0 | 0 | 0 | 0 | 0 | 0 | 0 | 0 | 0 | 0 | 0 | 0 | 0 | 0 | 0 | 0 | 0 | 0 | 0 | 0 | 0 | 0 | 0 | 0 | 0 | 0 | 0 | 0 | 0 | 0 | 0 | 0 | 0 | 0 | 0 | 0 | 0 | 0 | 0 | 0 | 0 | 0 | 0 | 0 | 0 | 0 | 0 | 0 | 0 | 0 | 0 | 0 | 0 | 0 | 0 | 0 | 0 | 0 | 0 | 0 | 0 | 0 | 0 | 0 | 0 | 0 | 0 | 0 | 0
HVAC - Energy Recovery Ventilator_Grocery_New_unitary equipment that incorporates energy recovery not required by the IECC 2012/2015/2018/2021 | HVAC - Energy Recovery Ventilator_Grocery_New | HVAC - Energy Recovery Ventilator_Commercial_New_unitary equipment not required by IECC 2012/2015/2018/2021 to incorporate energy recovery_unitary equipment that incorporates energy recovery not required by the IECC 2012/2015/2018/2021 | Commercial | Grocery | New | Space Heating | Natural Gas | HVAC - Energy Recovery Ventilator | NEQ | unitary equipment not required by IECC 2012/2015/2018/2021 to incorporate energy recovery | 15 | 15 | 15 | 0 | 0 | 0 | 0 | 0.1 | Retro1Slow | 0.012666666666666666 | TBD | A | WCM357 | 0.7 | 0.42 | CFM | 0.0321 | 0 | 0 | 0 | 0 | IL TRM v13 - 4.4.27 - Energy Recovery Ventilator - CI-HVC-ERVE-V07-250101 | IL TRM v13 - 4.4.27 - Energy Recovery Ventilator - CI-HVC-ERVE-V07-250101 | IL TRM v13 - 4.4.27 - Energy Recovery Ventilator - CI-HVC-ERVE-V07-250101 | 0 | 0 | 0.61453 | unitary equipment not required by IECC 2012/2015/2018/2021 to incorporate energy recovery | unitary equipment not required by IECC 2012/2015/2018/2021 to incorporate energy recovery | unitary equipment not required by IECC 2012/2015/2018/2021 to incorporate energy recovery | unitary equipment not required by IECC 2012/2015/2018/2021 to incorporate energy recovery | unitary equipment not required by IECC 2012/2015/2018/2021 to incorporate energy recovery | unitary equipment not required by IECC 2012/2015/2018/2021 to incorporate energy recovery | unitary equipment not required by IECC 2012/2015/2018/2021 to incorporate energy recovery | unitary equipment not required by IECC 2012/2015/2018/2021 to incorporate energy recovery | unitary equipment not required by IECC 2012/2015/2018/2021 to incorporate energy recovery | unitary equipment not required by IECC 2012/2015/2018/2021 to incorporate energy recovery | unitary equipment not required by IECC 2012/2015/2018/2021 to incorporate energy recovery | unitary equipment not required by IECC 2012/2015/2018/2021 to incorporate energy recovery | unitary equipment not required by IECC 2012/2015/2018/2021 to incorporate energy recovery | unitary equipment not required by IECC 2012/2015/2018/2021 to incorporate energy recovery | unitary equipment not required by IECC 2012/2015/2018/2021 to incorporate energy recovery | unitary equipment not required by IECC 2012/2015/2018/2021 to incorporate energy recovery | unitary equipment not required by IECC 2012/2015/2018/2021 to incorporate energy recovery | unitary equipment not required by IECC 2012/2015/2018/2021 to incorporate energy recovery | unitary equipment not required by IECC 2012/2015/2018/2021 to incorporate energy recovery | unitary equipment not required by IECC 2012/2015/2018/2021 to incorporate energy recovery | unitary equipment not required by IECC 2012/2015/2018/2021 to incorporate energy recovery | unitary equipment not required by IECC 2012/2015/2018/2021 to incorporate energy recovery | unitary equipment not required by IECC 2012/2015/2018/2021 to incorporate energy recovery | unitary equipment not required by IECC 2012/2015/2018/2021 to incorporate energy recovery | unitary equipment not required by IECC 2012/2015/2018/2021 to incorporate energy recovery | unitary equipment not required by IECC 2012/2015/2018/2021 to incorporate energy recovery | unitary equipment not required by IECC 2012/2015/2018/2021 to incorporate energy recovery | unitary equipment not required by IECC 2012/2015/2018/2021 to incorporate energy recovery | 0 | 0 | 0 | 0 | 0 | 0 | 0 | 0 | 0 | 0 | 0 | 0 | 0 | 0 | 0 | 0 | 0 | 0 | 0 | 0 | 0 | 0 | 0 | 0 | 0 | 0 | 0 | 0 | 0 | 0 | 0 | 0 | 0 | 0 | 0 | 0 | 0 | 0 | 0 | 0 | 0 | 0 | 0 | 0 | 0 | 0 | 0 | 0 | 0 | 0 | 0 | 0 | 0 | 0 | 0 | 0 | 0 | 0 | 0 | 0 | 0 | 0 | 0 | 0 | 0 | 0 | 0 | 0 | 0 | 0 | 0 | 0 | 0 | 0 | 0 | 0 | 0 | 0 | 0 | 0 | 0 | 0 | 0 | 0 | 0 | 0 | 0 | 0 | 0 | 0 | 0 | 0 | 0 | 0 | 0 | 0 | 0 | 0 | 0 | 0 | 0 | 0 | 0 | 0 | 0 | 0 | 0 | 0 | 0 | 0 | 0 | 0 | unitary equipment that incorporates energy recovery not required by the IECC 2012/2015/2018/2021 | unitary equipment that incorporates energy recovery not required by the IECC 2012/2015/2018/2021 | unitary equipment that incorporates energy recovery not required by the IECC 2012/2015/2018/2021 | unitary equipment that incorporates energy recovery not required by the IECC 2012/2015/2018/2021 | unitary equipment that incorporates energy recovery not required by the IECC 2012/2015/2018/2021 | unitary equipment that incorporates energy recovery not required by the IECC 2012/2015/2018/2021 | unitary equipment that incorporates energy recovery not required by the IECC 2012/2015/2018/2021 | unitary equipment that incorporates energy recovery not required by the IECC 2012/2015/2018/2021 | unitary equipment that incorporates energy recovery not required by the IECC 2012/2015/2018/2021 | unitary equipment that incorporates energy recovery not required by the IECC 2012/2015/2018/2021 | unitary equipment that incorporates energy recovery not required by the IECC 2012/2015/2018/2021 | unitary equipment that incorporates energy recovery not required by the IECC 2012/2015/2018/2021 | unitary equipment that incorporates energy recovery not required by the IECC 2012/2015/2018/2021 | unitary equipment that incorporates energy recovery not required by the IECC 2012/2015/2018/2021 | unitary equipment that incorporates energy recovery not required by the IECC 2012/2015/2018/2021 | unitary equipment that incorporates energy recovery not required by the IECC 2012/2015/2018/2021 | unitary equipment that incorporates energy recovery not required by the IECC 2012/2015/2018/2021 | unitary equipment that incorporates energy recovery not required by the IECC 2012/2015/2018/2021 | unitary equipment that incorporates energy recovery not required by the IECC 2012/2015/2018/2021 | unitary equipment that incorporates energy recovery not required by the IECC 2012/2015/2018/2021 | unitary equipment that incorporates energy recovery not required by the IECC 2012/2015/2018/2021 | unitary equipment that incorporates energy recovery not required by the IECC 2012/2015/2018/2021 | unitary equipment that incorporates energy recovery not required by the IECC 2012/2015/2018/2021 | unitary equipment that incorporates energy recovery not required by the IECC 2012/2015/2018/2021 | unitary equipment that incorporates energy recovery not required by the IECC 2012/2015/2018/2021 | unitary equipment that incorporates energy recovery not required by the IECC 2012/2015/2018/2021 | unitary equipment that incorporates energy recovery not required by the IECC 2012/2015/2018/2021 | unitary equipment that incorporates energy recovery not required by the IECC 2012/2015/2018/2021 | 0.6145 | 0.6145 | 0.6145 | 0.6145 | 0.6145 | 0.6145 | 0.6145 | 0.6145 | 0.6145 | 0.6145 | 0.6145 | 0.6145 | 0.6145 | 0.6145 | 0.6145 | 0.6145 | 0.6145 | 0.6145 | 0.6145 | 0.6145 | 0.6145 | 0.6145 | 0.6145 | 0.6145 | 0.6145 | 0.6145 | 0.6145 | 0.6145 | 0 | 0 | 0 | 0 | 0 | 0 | 0 | 0 | 0 | 0 | 0 | 0 | 0 | 0 | 0 | 0 | 0 | 0 | 0 | 0 | 0 | 0 | 0 | 0 | 0 | 0 | 0 | 0 | 0 | 0 | 0 | 0 | 0 | 0 | 0 | 0 | 0 | 0 | 0 | 0 | 0 | 0 | 0 | 0 | 0 | 0 | 0 | 0 | 0 | 0 | 0 | 0 | 0 | 0 | 0 | 0 | 0 | 0 | 0 | 0 | 0 | 0 | 0 | 0 | 0 | 0 | 0 | 0 | 0 | 0 | 0 | 0 | 0 | 0 | 0 | 0 | 0 | 0 | 0 | 0 | 0 | 0 | 0 | 0 | 0 | 0 | 0 | 0 | 0 | 0 | 0 | 0 | 0 | 0 | 0 | 0 | 0 | 0 | 0 | 0 | 0 | 0 | 0 | 0 | 0 | 0 | 0 | 0 | 0 | 0 | 0 | 0 | 0 | 0 | 0 | 0 | 0 | 0 | 0 | 0 | 0 | 0 | 0 | 0 | 0 | 0 | 0 | 0 | 0 | 0 | 0 | 0 | 0 | 0 | 0 | 0 | 0 | 0 | 0 | 0 | unitary equipment that incorporates energy recovery not required by the IECC 2012/2015/2018/2021 | unitary equipment that incorporates energy recovery not required by the IECC 2012/2015/2018/2021 | unitary equipment that incorporates energy recovery not required by the IECC 2012/2015/2018/2021 | unitary equipment that incorporates energy recovery not required by the IECC 2012/2015/2018/2021 | unitary equipment that incorporates energy recovery not required by the IECC 2012/2015/2018/2021 | unitary equipment that incorporates energy recovery not required by the IECC 2012/2015/2018/2021 | unitary equipment that incorporates energy recovery not required by the IECC 2012/2015/2018/2021 | unitary equipment that incorporates energy recovery not required by the IECC 2012/2015/2018/2021 | unitary equipment that incorporates energy recovery not required by the IECC 2012/2015/2018/2021 | unitary equipment that incorporates energy recovery not required by the IECC 2012/2015/2018/2021 | unitary equipment that incorporates energy recovery not required by the IECC 2012/2015/2018/2021 | unitary equipment that incorporates energy recovery not required by the IECC 2012/2015/2018/2021 | unitary equipment that incorporates energy recovery not required by the IECC 2012/2015/2018/2021 | unitary equipment that incorporates energy recovery not required by the IECC 2012/2015/2018/2021 | unitary equipment that incorporates energy recovery not required by the IECC 2012/2015/2018/2021 | unitary equipment that incorporates energy recovery not required by the IECC 2012/2015/2018/2021 | unitary equipment that incorporates energy recovery not required by the IECC 2012/2015/2018/2021 | unitary equipment that incorporates energy recovery not required by the IECC 2012/2015/2018/2021 | unitary equipment that incorporates energy recovery not required by the IECC 2012/2015/2018/2021 | unitary equipment that incorporates energy recovery not required by the IECC 2012/2015/2018/2021 | unitary equipment that incorporates energy recovery not required by the IECC 2012/2015/2018/2021 | unitary equipment that incorporates energy recovery not required by the IECC 2012/2015/2018/2021 | unitary equipment that incorporates energy recovery not required by the IECC 2012/2015/2018/2021 | unitary equipment that incorporates energy recovery not required by the IECC 2012/2015/2018/2021 | unitary equipment that incorporates energy recovery not required by the IECC 2012/2015/2018/2021 | unitary equipment that incorporates energy recovery not required by the IECC 2012/2015/2018/2021 | unitary equipment that incorporates energy recovery not required by the IECC 2012/2015/2018/2021 | unitary equipment that incorporates energy recovery not required by the IECC 2012/2015/2018/2021 | 0.6145 | 0.6145 | 0.6145 | 0.6145 | 0.6145 | 0.6145 | 0.6145 | 0.6145 | 0.6145 | 0.6145 | 0.6145 | 0.6145 | 0.6145 | 0.6145 | 0.6145 | 0.6145 | 0.6145 | 0.6145 | 0.6145 | 0.6145 | 0.6145 | 0.6145 | 0.6145 | 0.6145 | 0.6145 | 0.6145 | 0.6145 | 0.6145 | 0 | 0 | 0 | 0 | 0 | 0 | 0 | 0 | 0 | 0 | 0 | 0 | 0 | 0 | 0 | 0 | 0 | 0 | 0 | 0 | 0 | 0 | 0 | 0 | 0 | 0 | 0 | 0 | 0 | 0 | 0 | 0 | 0 | 0 | 0 | 0 | 0 | 0 | 0 | 0 | 0 | 0 | 0 | 0 | 0 | 0 | 0 | 0 | 0 | 0 | 0 | 0 | 0 | 0 | 0 | 0 | 0 | 0 | 0 | 0 | 0 | 0 | 0 | 0 | 0 | 0 | 0 | 0 | 0 | 0 | 0 | 0 | 0 | 0 | 0 | 0 | 0 | 0 | 0 | 0 | 0 | 0 | 0 | 0 | 0 | 0 | 0 | 0 | 0 | 0 | 0 | 0 | 0 | 0 | 0 | 0 | 0 | 0 | 0 | 0 | 0 | 0 | 0 | 0 | 0 | 0 | 0 | 0 | 0 | 0 | 0 | 0 | 0 | 0
Infiltration Control - Loading Dock Sealing_Grocery_New_Dock doors with compression seals or shelters to form tight seal | Infiltration Control - Loading Dock Sealing_Grocery_New | Infiltration Control - Loading Dock Sealing_Commercial_New_Dock doors with no seals or shelters installed_Dock doors with compression seals or shelters to form tight seal | Commercial | Grocery | New | Space Heating | Natural Gas | Infiltration Control - Loading Dock Sealing | NEQ | Dock doors with no seals or shelters installed | 15 | 15 | 15 | 0 | 0 | 0 | 0.1 | 0.2 | RetroEven20 | 0.03333333333333333 | TBD | A | WCM360 | 0.7 | 0.42 | perbldg | 0.0321 | 0 | 0 | 0 | 0 | IL TRM v13 - 4.8.6 - Dock Door Seals and Shelter - CI-MSC-DDSS-V01-230101 | IL TRM v13 - 4.8.6 - Dock Door Seals and Shelter - CI-MSC-DDSS-V01-230101 | IL TRM v13 - 4.8.6 - Dock Door Seals and Shelter - CI-MSC-DDSS-V01-230101 | 0 | 0 | 4809.9603 | Dock doors with no seals or shelters installed | Dock doors with no seals or shelters installed | Dock doors with no seals or shelters installed | Dock doors with no seals or shelters installed | Dock doors with no seals or shelters installed | Dock doors with no seals or shelters installed | Dock doors with no seals or shelters installed | Dock doors with no seals or shelters installed | Dock doors with no seals or shelters installed | Dock doors with no seals or shelters installed | Dock doors with no seals or shelters installed | Dock doors with no seals or shelters installed | Dock doors with no seals or shelters installed | Dock doors with no seals or shelters installed | Dock doors with no seals or shelters installed | Dock doors with no seals or shelters installed | Dock doors with no seals or shelters installed | Dock doors with no seals or shelters installed | Dock doors with no seals or shelters installed | Dock doors with no seals or shelters installed | Dock doors with no seals or shelters installed | Dock doors with no seals or shelters installed | Dock doors with no seals or shelters installed | Dock doors with no seals or shelters installed | Dock doors with no seals or shelters installed | Dock doors with no seals or shelters installed | Dock doors with no seals or shelters installed | Dock doors with no seals or shelters installed | 0 | 0 | 0 | 0 | 0 | 0 | 0 | 0 | 0 | 0 | 0 | 0 | 0 | 0 | 0 | 0 | 0 | 0 | 0 | 0 | 0 | 0 | 0 | 0 | 0 | 0 | 0 | 0 | 0 | 0 | 0 | 0 | 0 | 0 | 0 | 0 | 0 | 0 | 0 | 0 | 0 | 0 | 0 | 0 | 0 | 0 | 0 | 0 | 0 | 0 | 0 | 0 | 0 | 0 | 0 | 0 | 0 | 0 | 0 | 0 | 0 | 0 | 0 | 0 | 0 | 0 | 0 | 0 | 0 | 0 | 0 | 0 | 0 | 0 | 0 | 0 | 0 | 0 | 0 | 0 | 0 | 0 | 0 | 0 | 0 | 0 | 0 | 0 | 0 | 0 | 0 | 0 | 0 | 0 | 0 | 0 | 0 | 0 | 0 | 0 | 0 | 0 | 0 | 0 | 0 | 0 | 0 | 0 | 0 | 0 | 0 | 0 | Dock doors with compression seals or shelters to form tight seal | Dock doors with compression seals or shelters to form tight seal | Dock doors with compression seals or shelters to form tight seal | Dock doors with compression seals or shelters to form tight seal | Dock doors with compression seals or shelters to form tight seal | Dock doors with compression seals or shelters to form tight seal | Dock doors with compression seals or shelters to form tight seal | Dock doors with compression seals or shelters to form tight seal | Dock doors with compression seals or shelters to form tight seal | Dock doors with compression seals or shelters to form tight seal | Dock doors with compression seals or shelters to form tight seal | Dock doors with compression seals or shelters to form tight seal | Dock doors with compression seals or shelters to form tight seal | Dock doors with compression seals or shelters to form tight seal | Dock doors with compression seals or shelters to form tight seal | Dock doors with compression seals or shelters to form tight seal | Dock doors with compression seals or shelters to form tight seal | Dock doors with compression seals or shelters to form tight seal | Dock doors with compression seals or shelters to form tight seal | Dock doors with compression seals or shelters to form tight seal | Dock doors with compression seals or shelters to form tight seal | Dock doors with compression seals or shelters to form tight seal | Dock doors with compression seals or shelters to form tight seal | Dock doors with compression seals or shelters to form tight seal | Dock doors with compression seals or shelters to form tight seal | Dock doors with compression seals or shelters to form tight seal | Dock doors with compression seals or shelters to form tight seal | Dock doors with compression seals or shelters to form tight seal | 4809.9603 | 4809.9603 | 4809.9603 | 4809.9603 | 4809.9603 | 4809.9603 | 4809.9603 | 4809.9603 | 4809.9603 | 4809.9603 | 4809.9603 | 4809.9603 | 4809.9603 | 4809.9603 | 4809.9603 | 4809.9603 | 4809.9603 | 4809.9603 | 4809.9603 | 4809.9603 | 4809.9603 | 4809.9603 | 4809.9603 | 4809.9603 | 4809.9603 | 4809.9603 | 4809.9603 | 4809.9603 | 0 | 0 | 0 | 0 | 0 | 0 | 0 | 0 | 0 | 0 | 0 | 0 | 0 | 0 | 0 | 0 | 0 | 0 | 0 | 0 | 0 | 0 | 0 | 0 | 0 | 0 | 0 | 0 | 0 | 0 | 0 | 0 | 0 | 0 | 0 | 0 | 0 | 0 | 0 | 0 | 0 | 0 | 0 | 0 | 0 | 0 | 0 | 0 | 0 | 0 | 0 | 0 | 0 | 0 | 0 | 0 | 0 | 0 | 0 | 0 | 0 | 0 | 0 | 0 | 0 | 0 | 0 | 0 | 0 | 0 | 0 | 0 | 0 | 0 | 0 | 0 | 0 | 0 | 0 | 0 | 0 | 0 | 0 | 0 | 0 | 0 | 0 | 0 | 0 | 0 | 0 | 0 | 0 | 0 | 0 | 0 | 0 | 0 | 0 | 0 | 0 | 0 | 0 | 0 | 0 | 0 | 0 | 0 | 0 | 0 | 0 | 0 | 0 | 0 | 0 | 0 | 0 | 0 | 0 | 0 | 0 | 0 | 0 | 0 | 0 | 0 | 0 | 0 | 0 | 0 | 0 | 0 | 0 | 0 | 0 | 0 | 0 | 0 | 0 | 0 | Dock doors with compression seals or shelters to form tight seal | Dock doors with compression seals or shelters to form tight seal | Dock doors with compression seals or shelters to form tight seal | Dock doors with compression seals or shelters to form tight seal | Dock doors with compression seals or shelters to form tight seal | Dock doors with compression seals or shelters to form tight seal | Dock doors with compression seals or shelters to form tight seal | Dock doors with compression seals or shelters to form tight seal | Dock doors with compression seals or shelters to form tight seal | Dock doors with compression seals or shelters to form tight seal | Dock doors with compression seals or shelters to form tight seal | Dock doors with compression seals or shelters to form tight seal | Dock doors with compression seals or shelters to form tight seal | Dock doors with compression seals or shelters to form tight seal | Dock doors with compression seals or shelters to form tight seal | Dock doors with compression seals or shelters to form tight seal | Dock doors with compression seals or shelters to form tight seal | Dock doors with compression seals or shelters to form tight seal | Dock doors with compression seals or shelters to form tight seal | Dock doors with compression seals or shelters to form tight seal | Dock doors with compression seals or shelters to form tight seal | Dock doors with compression seals or shelters to form tight seal | Dock doors with compression seals or shelters to form tight seal | Dock doors with compression seals or shelters to form tight seal | Dock doors with compression seals or shelters to form tight seal | Dock doors with compression seals or shelters to form tight seal | Dock doors with compression seals or shelters to form tight seal | Dock doors with compression seals or shelters to form tight seal | 4809.9603 | 4809.9603 | 4809.9603 | 4809.9603 | 4809.9603 | 4809.9603 | 4809.9603 | 4809.9603 | 4809.9603 | 4809.9603 | 4809.9603 | 4809.9603 | 4809.9603 | 4809.9603 | 4809.9603 | 4809.9603 | 4809.9603 | 4809.9603 | 4809.9603 | 4809.9603 | 4809.9603 | 4809.9603 | 4809.9603 | 4809.9603 | 4809.9603 | 4809.9603 | 4809.9603 | 4809.9603 | 0 | 0 | 0 | 0 | 0 | 0 | 0 | 0 | 0 | 0 | 0 | 0 | 0 | 0 | 0 | 0 | 0 | 0 | 0 | 0 | 0 | 0 | 0 | 0 | 0 | 0 | 0 | 0 | 0 | 0 | 0 | 0 | 0 | 0 | 0 | 0 | 0 | 0 | 0 | 0 | 0 | 0 | 0 | 0 | 0 | 0 | 0 | 0 | 0 | 0 | 0 | 0 | 0 | 0 | 0 | 0 | 0 | 0 | 0 | 0 | 0 | 0 | 0 | 0 | 0 | 0 | 0 | 0 | 0 | 0 | 0 | 0 | 0 | 0 | 0 | 0 | 0 | 0 | 0 | 0 | 0 | 0 | 0 | 0 | 0 | 0 | 0 | 0 | 0 | 0 | 0 | 0 | 0 | 0 | 0 | 0 | 0 | 0 | 0 | 0 | 0 | 0 | 0 | 0 | 0 | 0 | 0 | 0 | 0 | 0 | 0 | 0 | 0 | 0
Kitchen Ventilation - Advanced Controls_Grocery_New_Kitchen equipment that uses a control system that varies the exhaust rate of kitchen ventilation | Kitchen Ventilation - Advanced Controls_Grocery_New | Kitchen Ventilation - Advanced Controls_Commercial_New_kitchen ventilation equipment that has constant speed ventilation motor._Kitchen equipment that uses a control system that varies the exhaust rate of kitchen ventilation | Commercial | Grocery | New | Space Heating | Natural Gas | Kitchen Ventilation - Advanced Controls | NEQ | kitchen ventilation equipment that has constant speed ventilation motor. | 20 | 20 | 20 | 0 | 0 | 0 | 0.05 | 0.2 | Retro3Slow | 0.004128203794943829 | TBD | A | WCM392 | 0.7 | 0.42 | Kitch Hood | 0.0321 | 0 | 0 | 0 | 0 | IL TRM v13 - 4.2.16 - Kitchen Demand Ventilation Controls - CI-FSE-VENT-V07-250101 | IL TRM v13 - 4.2.16 - Kitchen Demand Ventilation Controls - CI-FSE-VENT-V07-250101 | IL TRM v13 - 4.2.16 - Kitchen Demand Ventilation Controls - CI-FSE-VENT-V07-250101 | 0 | 0 | 3074.6225 | kitchen ventilation equipment that has constant speed ventilation motor. | kitchen ventilation equipment that has constant speed ventilation motor. | kitchen ventilation equipment that has constant speed ventilation motor. | kitchen ventilation equipment that has constant speed ventilation motor. | kitchen ventilation equipment that has constant speed ventilation motor. | kitchen ventilation equipment that has constant speed ventilation motor. | kitchen ventilation equipment that has constant speed ventilation motor. | kitchen ventilation equipment that has constant speed ventilation motor. | kitchen ventilation equipment that has constant speed ventilation motor. | kitchen ventilation equipment that has constant speed ventilation motor. | kitchen ventilation equipment that has constant speed ventilation motor. | kitchen ventilation equipment that has constant speed ventilation motor. | kitchen ventilation equipment that has constant speed ventilation motor. | kitchen ventilation equipment that has constant speed ventilation motor. | kitchen ventilation equipment that has constant speed ventilation motor. | kitchen ventilation equipment that has constant speed ventilation motor. | kitchen ventilation equipment that has constant speed ventilation motor. | kitchen ventilation equipment that has constant speed ventilation motor. | kitchen ventilation equipment that has constant speed ventilation motor. | kitchen ventilation equipment that has constant speed ventilation motor. | kitchen ventilation equipment that has constant speed ventilation motor. | kitchen ventilation equipment that has constant speed ventilation motor. | kitchen ventilation equipment that has constant speed ventilation motor. | kitchen ventilation equipment that has constant speed ventilation motor. | kitchen ventilation equipment that has constant speed ventilation motor. | kitchen ventilation equipment that has constant speed ventilation motor. | kitchen ventilation equipment that has constant speed ventilation motor. | kitchen ventilation equipment that has constant speed ventilation motor. | 0 | 0 | 0 | 0 | 0 | 0 | 0 | 0 | 0 | 0 | 0 | 0 | 0 | 0 | 0 | 0 | 0 | 0 | 0 | 0 | 0 | 0 | 0 | 0 | 0 | 0 | 0 | 0 | 0 | 0 | 0 | 0 | 0 | 0 | 0 | 0 | 0 | 0 | 0 | 0 | 0 | 0 | 0 | 0 | 0 | 0 | 0 | 0 | 0 | 0 | 0 | 0 | 0 | 0 | 0 | 0 | 0 | 0 | 0 | 0 | 0 | 0 | 0 | 0 | 0 | 0 | 0 | 0 | 0 | 0 | 0 | 0 | 0 | 0 | 0 | 0 | 0 | 0 | 0 | 0 | 0 | 0 | 0 | 0 | 0 | 0 | 0 | 0 | 0 | 0 | 0 | 0 | 0 | 0 | 0 | 0 | 0 | 0 | 0 | 0 | 0 | 0 | 0 | 0 | 0 | 0 | 0 | 0 | 0 | 0 | 0 | 0 | Kitchen equipment that uses a control system that varies the exhaust rate of kitchen ventilation | Kitchen equipment that uses a control system that varies the exhaust rate of kitchen ventilation | Kitchen equipment that uses a control system that varies the exhaust rate of kitchen ventilation | Kitchen equipment that uses a control system that varies the exhaust rate of kitchen ventilation | Kitchen equipment that uses a control system that varies the exhaust rate of kitchen ventilation | Kitchen equipment that uses a control system that varies the exhaust rate of kitchen ventilation | Kitchen equipment that uses a control system that varies the exhaust rate of kitchen ventilation | Kitchen equipment that uses a control system that varies the exhaust rate of kitchen ventilation | Kitchen equipment that uses a control system that varies the exhaust rate of kitchen ventilation | Kitchen equipment that uses a control system that varies the exhaust rate of kitchen ventilation | Kitchen equipment that uses a control system that varies the exhaust rate of kitchen ventilation | Kitchen equipment that uses a control system that varies the exhaust rate of kitchen ventilation | Kitchen equipment that uses a control system that varies the exhaust rate of kitchen ventilation | Kitchen equipment that uses a control system that varies the exhaust rate of kitchen ventilation | Kitchen equipment that uses a control system that varies the exhaust rate of kitchen ventilation | Kitchen equipment that uses a control system that varies the exhaust rate of kitchen ventilation | Kitchen equipment that uses a control system that varies the exhaust rate of kitchen ventilation | Kitchen equipment that uses a control system that varies the exhaust rate of kitchen ventilation | Kitchen equipment that uses a control system that varies the exhaust rate of kitchen ventilation | Kitchen equipment that uses a control system that varies the exhaust rate of kitchen ventilation | Kitchen equipment that uses a control system that varies the exhaust rate of kitchen ventilation | Kitchen equipment that uses a control system that varies the exhaust rate of kitchen ventilation | Kitchen equipment that uses a control system that varies the exhaust rate of kitchen ventilation | Kitchen equipment that uses a control system that varies the exhaust rate of kitchen ventilation | Kitchen equipment that uses a control system that varies the exhaust rate of kitchen ventilation | Kitchen equipment that uses a control system that varies the exhaust rate of kitchen ventilation | Kitchen equipment that uses a control system that varies the exhaust rate of kitchen ventilation | Kitchen equipment that uses a control system that varies the exhaust rate of kitchen ventilation | 3074.6225 | 3074.6225 | 3074.6225 | 3074.6225 | 3074.6225 | 3074.6225 | 3074.6225 | 3074.6225 | 3074.6225 | 3074.6225 | 3074.6225 | 3074.6225 | 3074.6225 | 3074.6225 | 3074.6225 | 3074.6225 | 3074.6225 | 3074.6225 | 3074.6225 | 3074.6225 | 3074.6225 | 3074.6225 | 3074.6225 | 3074.6225 | 3074.6225 | 3074.6225 | 3074.6225 | 3074.6225 | 0 | 0 | 0 | 0 | 0 | 0 | 0 | 0 | 0 | 0 | 0 | 0 | 0 | 0 | 0 | 0 | 0 | 0 | 0 | 0 | 0 | 0 | 0 | 0 | 0 | 0 | 0 | 0 | 0 | 0 | 0 | 0 | 0 | 0 | 0 | 0 | 0 | 0 | 0 | 0 | 0 | 0 | 0 | 0 | 0 | 0 | 0 | 0 | 0 | 0 | 0 | 0 | 0 | 0 | 0 | 0 | 0 | 0 | 0 | 0 | 0 | 0 | 0 | 0 | 0 | 0 | 0 | 0 | 0 | 0 | 0 | 0 | 0 | 0 | 0 | 0 | 0 | 0 | 0 | 0 | 0 | 0 | 0 | 0 | 0 | 0 | 0 | 0 | 0 | 0 | 0 | 0 | 0 | 0 | 0 | 0 | 0 | 0 | 0 | 0 | 0 | 0 | 0 | 0 | 0 | 0 | 0 | 0 | 0 | 0 | 0 | 0 | 0 | 0 | 0 | 0 | 0 | 0 | 0 | 0 | 0 | 0 | 0 | 0 | 0 | 0 | 0 | 0 | 0 | 0 | 0 | 0 | 0 | 0 | 0 | 0 | 0 | 0 | 0 | 0 | Kitchen equipment that uses a control system that varies the exhaust rate of kitchen ventilation | Kitchen equipment that uses a control system that varies the exhaust rate of kitchen ventilation | Kitchen equipment that uses a control system that varies the exhaust rate of kitchen ventilation | Kitchen equipment that uses a control system that varies the exhaust rate of kitchen ventilation | Kitchen equipment that uses a control system that varies the exhaust rate of kitchen ventilation | Kitchen equipment that uses a control system that varies the exhaust rate of kitchen ventilation | Kitchen equipment that uses a control system that varies the exhaust rate of kitchen ventilation | Kitchen equipment that uses a control system that varies the exhaust rate of kitchen ventilation | Kitchen equipment that uses a control system that varies the exhaust rate of kitchen ventilation | Kitchen equipment that uses a control system that varies the exhaust rate of kitchen ventilation | Kitchen equipment that uses a control system that varies the exhaust rate of kitchen ventilation | Kitchen equipment that uses a control system that varies the exhaust rate of kitchen ventilation | Kitchen equipment that uses a control system that varies the exhaust rate of kitchen ventilation | Kitchen equipment that uses a control system that varies the exhaust rate of kitchen ventilation | Kitchen equipment that uses a control system that varies the exhaust rate of kitchen ventilation | Kitchen equipment that uses a control system that varies the exhaust rate of kitchen ventilation | Kitchen equipment that uses a control system that varies the exhaust rate of kitchen ventilation | Kitchen equipment that uses a control system that varies the exhaust rate of kitchen ventilation | Kitchen equipment that uses a control system that varies the exhaust rate of kitchen ventilation | Kitchen equipment that uses a control system that varies the exhaust rate of kitchen ventilation | Kitchen equipment that uses a control system that varies the exhaust rate of kitchen ventilation | Kitchen equipment that uses a control system that varies the exhaust rate of kitchen ventilation | Kitchen equipment that uses a control system that varies the exhaust rate of kitchen ventilation | Kitchen equipment that uses a control system that varies the exhaust rate of kitchen ventilation | Kitchen equipment that uses a control system that varies the exhaust rate of kitchen ventilation | Kitchen equipment that uses a control system that varies the exhaust rate of kitchen ventilation | Kitchen equipment that uses a control system that varies the exhaust rate of kitchen ventilation | Kitchen equipment that uses a control system that varies the exhaust rate of kitchen ventilation | 3074.6225 | 3074.6225 | 3074.6225 | 3074.6225 | 3074.6225 | 3074.6225 | 3074.6225 | 3074.6225 | 3074.6225 | 3074.6225 | 3074.6225 | 3074.6225 | 3074.6225 | 3074.6225 | 3074.6225 | 3074.6225 | 3074.6225 | 3074.6225 | 3074.6225 | 3074.6225 | 3074.6225 | 3074.6225 | 3074.6225 | 3074.6225 | 3074.6225 | 3074.6225 | 3074.6225 | 3074.6225 | 0 | 0 | 0 | 0 | 0 | 0 | 0 | 0 | 0 | 0 | 0 | 0 | 0 | 0 | 0 | 0 | 0 | 0 | 0 | 0 | 0 | 0 | 0 | 0 | 0 | 0 | 0 | 0 | 0 | 0 | 0 | 0 | 0 | 0 | 0 | 0 | 0 | 0 | 0 | 0 | 0 | 0 | 0 | 0 | 0 | 0 | 0 | 0 | 0 | 0 | 0 | 0 | 0 | 0 | 0 | 0 | 0 | 0 | 0 | 0 | 0 | 0 | 0 | 0 | 0 | 0 | 0 | 0 | 0 | 0 | 0 | 0 | 0 | 0 | 0 | 0 | 0 | 0 | 0 | 0 | 0 | 0 | 0 | 0 | 0 | 0 | 0 | 0 | 0 | 0 | 0 | 0 | 0 | 0 | 0 | 0 | 0 | 0 | 0 | 0 | 0 | 0 | 0 | 0 | 0 | 0 | 0 | 0 | 0 | 0 | 0 | 0 | 0 | 0
Gas Boiler - High Turndown Burner_Grocery_New_Not Applicable Segment or Vintage | Gas Boiler - High Turndown Burner_Grocery_New | Gas Boiler - High Turndown Burner_Commercial_New_Not Applicable Segment or Vintage_Not Applicable Segment or Vintage | Commercial | Grocery | New | Space Heating | Natural Gas | Gas Boiler - High Turndown Burner | NEQ | Not Applicable Segment or Vintage | 15 | 15 | 15 | 0 | 0 | 0 | 0 | 0 | Retro5Med | 8.35569166605469E-06 | TBD | A | WCM370 | 0.7 | 0.42 | sqft | 0.0321 | 0 | 0 | 0 | 0 | Not Applicable Segment or Vintage | Not Applicable Segment or Vintage | Not Applicable Segment or Vintage | 0 | 0 | 0 | Not Applicable Segment or Vintage | Not Applicable Segment or Vintage | Not Applicable Segment or Vintage | Not Applicable Segment or Vintage | Not Applicable Segment or Vintage | Not Applicable Segment or Vintage | Not Applicable Segment or Vintage | Not Applicable Segment or Vintage | Not Applicable Segment or Vintage | Not Applicable Segment or Vintage | Not Applicable Segment or Vintage | Not Applicable Segment or Vintage | Not Applicable Segment or Vintage | Not Applicable Segment or Vintage | Not Applicable Segment or Vintage | Not Applicable Segment or Vintage | Not Applicable Segment or Vintage | Not Applicable Segment or Vintage | Not Applicable Segment or Vintage | Not Applicable Segment or Vintage | Not Applicable Segment or Vintage | Not Applicable Segment or Vintage | Not Applicable Segment or Vintage | Not Applicable Segment or Vintage | Not Applicable Segment or Vintage | Not Applicable Segment or Vintage | Not Applicable Segment or Vintage | Not Applicable Segment or Vintage | 0 | 0 | 0 | 0 | 0 | 0 | 0 | 0 | 0 | 0 | 0 | 0 | 0 | 0 | 0 | 0 | 0 | 0 | 0 | 0 | 0 | 0 | 0 | 0 | 0 | 0 | 0 | 0 | 0 | 0 | 0 | 0 | 0 | 0 | 0 | 0 | 0 | 0 | 0 | 0 | 0 | 0 | 0 | 0 | 0 | 0 | 0 | 0 | 0 | 0 | 0 | 0 | 0 | 0 | 0 | 0 | 0 | 0 | 0 | 0 | 0 | 0 | 0 | 0 | 0 | 0 | 0 | 0 | 0 | 0 | 0 | 0 | 0 | 0 | 0 | 0 | 0 | 0 | 0 | 0 | 0 | 0 | 0 | 0 | 0 | 0 | 0 | 0 | 0 | 0 | 0 | 0 | 0 | 0 | 0 | 0 | 0 | 0 | 0 | 0 | 0 | 0 | 0 | 0 | 0 | 0 | 0 | 0 | 0 | 0 | 0 | 0 | Not Applicable Segment or Vintage | Not Applicable Segment or Vintage | Not Applicable Segment or Vintage | Not Applicable Segment or Vintage | Not Applicable Segment or Vintage | Not Applicable Segment or Vintage | Not Applicable Segment or Vintage | Not Applicable Segment or Vintage | Not Applicable Segment or Vintage | Not Applicable Segment or Vintage | Not Applicable Segment or Vintage | Not Applicable Segment or Vintage | Not Applicable Segment or Vintage | Not Applicable Segment or Vintage | Not Applicable Segment or Vintage | Not Applicable Segment or Vintage | Not Applicable Segment or Vintage | Not Applicable Segment or Vintage | Not Applicable Segment or Vintage | Not Applicable Segment or Vintage | Not Applicable Segment or Vintage | Not Applicable Segment or Vintage | Not Applicable Segment or Vintage | Not Applicable Segment or Vintage | Not Applicable Segment or Vintage | Not Applicable Segment or Vintage | Not Applicable Segment or Vintage | Not Applicable Segment or Vintage | 0 | 0 | 0 | 0 | 0 | 0 | 0 | 0 | 0 | 0 | 0 | 0 | 0 | 0 | 0 | 0 | 0 | 0 | 0 | 0 | 0 | 0 | 0 | 0 | 0 | 0 | 0 | 0 | 0 | 0 | 0 | 0 | 0 | 0 | 0 | 0 | 0 | 0 | 0 | 0 | 0 | 0 | 0 | 0 | 0 | 0 | 0 | 0 | 0 | 0 | 0 | 0 | 0 | 0 | 0 | 0 | 0 | 0 | 0 | 0 | 0 | 0 | 0 | 0 | 0 | 0 | 0 | 0 | 0 | 0 | 0 | 0 | 0 | 0 | 0 | 0 | 0 | 0 | 0 | 0 | 0 | 0 | 0 | 0 | 0 | 0 | 0 | 0 | 0 | 0 | 0 | 0 | 0 | 0 | 0 | 0 | 0 | 0 | 0 | 0 | 0 | 0 | 0 | 0 | 0 | 0 | 0 | 0 | 0 | 0 | 0 | 0 | 0 | 0 | 0 | 0 | 0 | 0 | 0 | 0 | 0 | 0 | 0 | 0 | 0 | 0 | 0 | 0 | 0 | 0 | 0 | 0 | 0 | 0 | 0 | 0 | 0 | 0 | 0 | 0 | 0 | 0 | 0 | 0 | 0 | 0 | 0 | 0 | 0 | 0 | 0 | 0 | 0 | 0 | 0 | 0 | 0 | 0 | 0 | 0 | 0 | 0 | 0 | 0 | 0 | 0 | 0 | 0 | Not Applicable Segment or Vintage | Not Applicable Segment or Vintage | Not Applicable Segment or Vintage | Not Applicable Segment or Vintage | Not Applicable Segment or Vintage | Not Applicable Segment or Vintage | Not Applicable Segment or Vintage | Not Applicable Segment or Vintage | Not Applicable Segment or Vintage | Not Applicable Segment or Vintage | Not Applicable Segment or Vintage | Not Applicable Segment or Vintage | Not Applicable Segment or Vintage | Not Applicable Segment or Vintage | Not Applicable Segment or Vintage | Not Applicable Segment or Vintage | Not Applicable Segment or Vintage | Not Applicable Segment or Vintage | Not Applicable Segment or Vintage | Not Applicable Segment or Vintage | Not Applicable Segment or Vintage | Not Applicable Segment or Vintage | Not Applicable Segment or Vintage | Not Applicable Segment or Vintage | Not Applicable Segment or Vintage | Not Applicable Segment or Vintage | Not Applicable Segment or Vintage | Not Applicable Segment or Vintage | 0 | 0 | 0 | 0 | 0 | 0 | 0 | 0 | 0 | 0 | 0 | 0 | 0 | 0 | 0 | 0 | 0 | 0 | 0 | 0 | 0 | 0 | 0 | 0 | 0 | 0 | 0 | 0 | 0 | 0 | 0 | 0 | 0 | 0 | 0 | 0 | 0 | 0 | 0 | 0 | 0 | 0 | 0 | 0 | 0 | 0 | 0 | 0 | 0 | 0 | 0 | 0 | 0 | 0 | 0 | 0 | 0 | 0 | 0 | 0 | 0 | 0 | 0 | 0 | 0 | 0 | 0 | 0 | 0 | 0 | 0 | 0 | 0 | 0 | 0 | 0 | 0 | 0 | 0 | 0 | 0 | 0 | 0 | 0 | 0 | 0 | 0 | 0 | 0 | 0 | 0 | 0 | 0 | 0 | 0 | 0 | 0 | 0 | 0 | 0 | 0 | 0 | 0 | 0 | 0 | 0 | 0 | 0 | 0 | 0 | 0 | 0 | 0 | 0 | 0 | 0 | 0 | 0 | 0 | 0 | 0 | 0 | 0 | 0 | 0 | 0 | 0 | 0 | 0 | 0 | 0 | 0 | 0 | 0 | 0 | 0 | 0 | 0 | 0 | 0 | 0 | 0
Gas Boiler - Radiator Replacement_Grocery_New_Not Applicable Segment or Vintage | Gas Boiler - Radiator Replacement_Grocery_New | Gas Boiler - Radiator Replacement_Commercial_New_Not Applicable Segment or Vintage_Not Applicable Segment or Vintage | Commercial | Grocery | New | Space Heating | Natural Gas | Gas Boiler - Radiator Replacement | NEQ | Not Applicable Segment or Vintage | 25 | 25 | 25 | 0 | 0 | 0 | 0 | 0 | Retro1Slow | 0.012666666666666666 | TBD | A | WCM376 | 0.7 | 0.42 | sqft | 0.0321 | 0 | 0 | 0 | 0 | Not Applicable Segment or Vintage | Not Applicable Segment or Vintage | Not Applicable Segment or Vintage | 0 | 0 | 0 | Not Applicable Segment or Vintage | Not Applicable Segment or Vintage | Not Applicable Segment or Vintage | Not Applicable Segment or Vintage | Not Applicable Segment or Vintage | Not Applicable Segment or Vintage | Not Applicable Segment or Vintage | Not Applicable Segment or Vintage | Not Applicable Segment or Vintage | Not Applicable Segment or Vintage | Not Applicable Segment or Vintage | Not Applicable Segment or Vintage | Not Applicable Segment or Vintage | Not Applicable Segment or Vintage | Not Applicable Segment or Vintage | Not Applicable Segment or Vintage | Not Applicable Segment or Vintage | Not Applicable Segment or Vintage | Not Applicable Segment or Vintage | Not Applicable Segment or Vintage | Not Applicable Segment or Vintage | Not Applicable Segment or Vintage | Not Applicable Segment or Vintage | Not Applicable Segment or Vintage | Not Applicable Segment or Vintage | Not Applicable Segment or Vintage | Not Applicable Segment or Vintage | Not Applicable Segment or Vintage | 0 | 0 | 0 | 0 | 0 | 0 | 0 | 0 | 0 | 0 | 0 | 0 | 0 | 0 | 0 | 0 | 0 | 0 | 0 | 0 | 0 | 0 | 0 | 0 | 0 | 0 | 0 | 0 | 0 | 0 | 0 | 0 | 0 | 0 | 0 | 0 | 0 | 0 | 0 | 0 | 0 | 0 | 0 | 0 | 0 | 0 | 0 | 0 | 0 | 0 | 0 | 0 | 0 | 0 | 0 | 0 | 0 | 0 | 0 | 0 | 0 | 0 | 0 | 0 | 0 | 0 | 0 | 0 | 0 | 0 | 0 | 0 | 0 | 0 | 0 | 0 | 0 | 0 | 0 | 0 | 0 | 0 | 0 | 0 | 0 | 0 | 0 | 0 | 0 | 0 | 0 | 0 | 0 | 0 | 0 | 0 | 0 | 0 | 0 | 0 | 0 | 0 | 0 | 0 | 0 | 0 | 0 | 0 | 0 | 0 | 0 | 0 | Not Applicable Segment or Vintage | Not Applicable Segment or Vintage | Not Applicable Segment or Vintage | Not Applicable Segment or Vintage | Not Applicable Segment or Vintage | Not Applicable Segment or Vintage | Not Applicable Segment or Vintage | Not Applicable Segment or Vintage | Not Applicable Segment or Vintage | Not Applicable Segment or Vintage | Not Applicable Segment or Vintage | Not Applicable Segment or Vintage | Not Applicable Segment or Vintage | Not Applicable Segment or Vintage | Not Applicable Segment or Vintage | Not Applicable Segment or Vintage | Not Applicable Segment or Vintage | Not Applicable Segment or Vintage | Not Applicable Segment or Vintage | Not Applicable Segment or Vintage | Not Applicable Segment or Vintage | Not Applicable Segment or Vintage | Not Applicable Segment or Vintage | Not Applicable Segment or Vintage | Not Applicable Segment or Vintage | Not Applicable Segment or Vintage | Not Applicable Segment or Vintage | Not Applicable Segment or Vintage | 0 | 0 | 0 | 0 | 0 | 0 | 0 | 0 | 0 | 0 | 0 | 0 | 0 | 0 | 0 | 0 | 0 | 0 | 0 | 0 | 0 | 0 | 0 | 0 | 0 | 0 | 0 | 0 | 0 | 0 | 0 | 0 | 0 | 0 | 0 | 0 | 0 | 0 | 0 | 0 | 0 | 0 | 0 | 0 | 0 | 0 | 0 | 0 | 0 | 0 | 0 | 0 | 0 | 0 | 0 | 0 | 0 | 0 | 0 | 0 | 0 | 0 | 0 | 0 | 0 | 0 | 0 | 0 | 0 | 0 | 0 | 0 | 0 | 0 | 0 | 0 | 0 | 0 | 0 | 0 | 0 | 0 | 0 | 0 | 0 | 0 | 0 | 0 | 0 | 0 | 0 | 0 | 0 | 0 | 0 | 0 | 0 | 0 | 0 | 0 | 0 | 0 | 0 | 0 | 0 | 0 | 0 | 0 | 0 | 0 | 0 | 0 | 0 | 0 | 0 | 0 | 0 | 0 | 0 | 0 | 0 | 0 | 0 | 0 | 0 | 0 | 0 | 0 | 0 | 0 | 0 | 0 | 0 | 0 | 0 | 0 | 0 | 0 | 0 | 0 | 0 | 0 | 0 | 0 | 0 | 0 | 0 | 0 | 0 | 0 | 0 | 0 | 0 | 0 | 0 | 0 | 0 | 0 | 0 | 0 | 0 | 0 | 0 | 0 | 0 | 0 | 0 | 0 | Not Applicable Segment or Vintage | Not Applicable Segment or Vintage | Not Applicable Segment or Vintage | Not Applicable Segment or Vintage | Not Applicable Segment or Vintage | Not Applicable Segment or Vintage | Not Applicable Segment or Vintage | Not Applicable Segment or Vintage | Not Applicable Segment or Vintage | Not Applicable Segment or Vintage | Not Applicable Segment or Vintage | Not Applicable Segment or Vintage | Not Applicable Segment or Vintage | Not Applicable Segment or Vintage | Not Applicable Segment or Vintage | Not Applicable Segment or Vintage | Not Applicable Segment or Vintage | Not Applicable Segment or Vintage | Not Applicable Segment or Vintage | Not Applicable Segment or Vintage | Not Applicable Segment or Vintage | Not Applicable Segment or Vintage | Not Applicable Segment or Vintage | Not Applicable Segment or Vintage | Not Applicable Segment or Vintage | Not Applicable Segment or Vintage | Not Applicable Segment or Vintage | Not Applicable Segment or Vintage | 0 | 0 | 0 | 0 | 0 | 0 | 0 | 0 | 0 | 0 | 0 | 0 | 0 | 0 | 0 | 0 | 0 | 0 | 0 | 0 | 0 | 0 | 0 | 0 | 0 | 0 | 0 | 0 | 0 | 0 | 0 | 0 | 0 | 0 | 0 | 0 | 0 | 0 | 0 | 0 | 0 | 0 | 0 | 0 | 0 | 0 | 0 | 0 | 0 | 0 | 0 | 0 | 0 | 0 | 0 | 0 | 0 | 0 | 0 | 0 | 0 | 0 | 0 | 0 | 0 | 0 | 0 | 0 | 0 | 0 | 0 | 0 | 0 | 0 | 0 | 0 | 0 | 0 | 0 | 0 | 0 | 0 | 0 | 0 | 0 | 0 | 0 | 0 | 0 | 0 | 0 | 0 | 0 | 0 | 0 | 0 | 0 | 0 | 0 | 0 | 0 | 0 | 0 | 0 | 0 | 0 | 0 | 0 | 0 | 0 | 0 | 0 | 0 | 0 | 0 | 0 | 0 | 0 | 0 | 0 | 0 | 0 | 0 | 0 | 0 | 0 | 0 | 0 | 0 | 0 | 0 | 0 | 0 | 0 | 0 | 0 | 0 | 0 | 0 | 0 | 0 | 0
Gas Boiler - Steam Trap Replacement_Grocery_New_Not Applicable Segment or Vintage | Gas Boiler - Steam Trap Replacement_Grocery_New | Gas Boiler - Steam Trap Replacement_Commercial_New_Not Applicable Segment or Vintage_Not Applicable Segment or Vintage | Commercial | Grocery | New | Space Heating | Natural Gas | Gas Boiler - Steam Trap Replacement | NEQ | Not Applicable Segment or Vintage | 6 | 6 | 6 | 0 | 0 | 0 | 0 | 0 | Retro1Slow | 0.012666666666666666 | TBD | A | WCM369 | 0.7 | 0.42 | sqft | 0.0321 | 0 | 0 | 0 | 0 | Not Applicable Segment or Vintage | Not Applicable Segment or Vintage | Not Applicable Segment or Vintage | 0 | 0 | 0 | Not Applicable Segment or Vintage | Not Applicable Segment or Vintage | Not Applicable Segment or Vintage | Not Applicable Segment or Vintage | Not Applicable Segment or Vintage | Not Applicable Segment or Vintage | Not Applicable Segment or Vintage | Not Applicable Segment or Vintage | Not Applicable Segment or Vintage | Not Applicable Segment or Vintage | Not Applicable Segment or Vintage | Not Applicable Segment or Vintage | Not Applicable Segment or Vintage | Not Applicable Segment or Vintage | Not Applicable Segment or Vintage | Not Applicable Segment or Vintage | Not Applicable Segment or Vintage | Not Applicable Segment or Vintage | Not Applicable Segment or Vintage | Not Applicable Segment or Vintage | Not Applicable Segment or Vintage | Not Applicable Segment or Vintage | Not Applicable Segment or Vintage | Not Applicable Segment or Vintage | Not Applicable Segment or Vintage | Not Applicable Segment or Vintage | Not Applicable Segment or Vintage | Not Applicable Segment or Vintage | 0 | 0 | 0 | 0 | 0 | 0 | 0 | 0 | 0 | 0 | 0 | 0 | 0 | 0 | 0 | 0 | 0 | 0 | 0 | 0 | 0 | 0 | 0 | 0 | 0 | 0 | 0 | 0 | 0 | 0 | 0 | 0 | 0 | 0 | 0 | 0 | 0 | 0 | 0 | 0 | 0 | 0 | 0 | 0 | 0 | 0 | 0 | 0 | 0 | 0 | 0 | 0 | 0 | 0 | 0 | 0 | 0 | 0 | 0 | 0 | 0 | 0 | 0 | 0 | 0 | 0 | 0 | 0 | 0 | 0 | 0 | 0 | 0 | 0 | 0 | 0 | 0 | 0 | 0 | 0 | 0 | 0 | 0 | 0 | 0 | 0 | 0 | 0 | 0 | 0 | 0 | 0 | 0 | 0 | 0 | 0 | 0 | 0 | 0 | 0 | 0 | 0 | 0 | 0 | 0 | 0 | 0 | 0 | 0 | 0 | 0 | 0 | Not Applicable Segment or Vintage | Not Applicable Segment or Vintage | Not Applicable Segment or Vintage | Not Applicable Segment or Vintage | Not Applicable Segment or Vintage | Not Applicable Segment or Vintage | Not Applicable Segment or Vintage | Not Applicable Segment or Vintage | Not Applicable Segment or Vintage | Not Applicable Segment or Vintage | Not Applicable Segment or Vintage | Not Applicable Segment or Vintage | Not Applicable Segment or Vintage | Not Applicable Segment or Vintage | Not Applicable Segment or Vintage | Not Applicable Segment or Vintage | Not Applicable Segment or Vintage | Not Applicable Segment or Vintage | Not Applicable Segment or Vintage | Not Applicable Segment or Vintage | Not Applicable Segment or Vintage | Not Applicable Segment or Vintage | Not Applicable Segment or Vintage | Not Applicable Segment or Vintage | Not Applicable Segment or Vintage | Not Applicable Segment or Vintage | Not Applicable Segment or Vintage | Not Applicable Segment or Vintage | 0 | 0 | 0 | 0 | 0 | 0 | 0 | 0 | 0 | 0 | 0 | 0 | 0 | 0 | 0 | 0 | 0 | 0 | 0 | 0 | 0 | 0 | 0 | 0 | 0 | 0 | 0 | 0 | 0 | 0 | 0 | 0 | 0 | 0 | 0 | 0 | 0 | 0 | 0 | 0 | 0 | 0 | 0 | 0 | 0 | 0 | 0 | 0 | 0 | 0 | 0 | 0 | 0 | 0 | 0 | 0 | 0 | 0 | 0 | 0 | 0 | 0 | 0 | 0 | 0 | 0 | 0 | 0 | 0 | 0 | 0 | 0 | 0 | 0 | 0 | 0 | 0 | 0 | 0 | 0 | 0 | 0 | 0 | 0 | 0 | 0 | 0 | 0 | 0 | 0 | 0 | 0 | 0 | 0 | 0 | 0 | 0 | 0 | 0 | 0 | 0 | 0 | 0 | 0 | 0 | 0 | 0 | 0 | 0 | 0 | 0 | 0 | 0 | 0 | 0 | 0 | 0 | 0 | 0 | 0 | 0 | 0 | 0 | 0 | 0 | 0 | 0 | 0 | 0 | 0 | 0 | 0 | 0 | 0 | 0 | 0 | 0 | 0 | 0 | 0 | 0 | 0 | 0 | 0 | 0 | 0 | 0 | 0 | 0 | 0 | 0 | 0 | 0 | 0 | 0 | 0 | 0 | 0 | 0 | 0 | 0 | 0 | 0 | 0 | 0 | 0 | 0 | 0 | Not Applicable Segment or Vintage | Not Applicable Segment or Vintage | Not Applicable Segment or Vintage | Not Applicable Segment or Vintage | Not Applicable Segment or Vintage | Not Applicable Segment or Vintage | Not Applicable Segment or Vintage | Not Applicable Segment or Vintage | Not Applicable Segment or Vintage | Not Applicable Segment or Vintage | Not Applicable Segment or Vintage | Not Applicable Segment or Vintage | Not Applicable Segment or Vintage | Not Applicable Segment or Vintage | Not Applicable Segment or Vintage | Not Applicable Segment or Vintage | Not Applicable Segment or Vintage | Not Applicable Segment or Vintage | Not Applicable Segment or Vintage | Not Applicable Segment or Vintage | Not Applicable Segment or Vintage | Not Applicable Segment or Vintage | Not Applicable Segment or Vintage | Not Applicable Segment or Vintage | Not Applicable Segment or Vintage | Not Applicable Segment or Vintage | Not Applicable Segment or Vintage | Not Applicable Segment or Vintage | 0 | 0 | 0 | 0 | 0 | 0 | 0 | 0 | 0 | 0 | 0 | 0 | 0 | 0 | 0 | 0 | 0 | 0 | 0 | 0 | 0 | 0 | 0 | 0 | 0 | 0 | 0 | 0 | 0 | 0 | 0 | 0 | 0 | 0 | 0 | 0 | 0 | 0 | 0 | 0 | 0 | 0 | 0 | 0 | 0 | 0 | 0 | 0 | 0 | 0 | 0 | 0 | 0 | 0 | 0 | 0 | 0 | 0 | 0 | 0 | 0 | 0 | 0 | 0 | 0 | 0 | 0 | 0 | 0 | 0 | 0 | 0 | 0 | 0 | 0 | 0 | 0 | 0 | 0 | 0 | 0 | 0 | 0 | 0 | 0 | 0 | 0 | 0 | 0 | 0 | 0 | 0 | 0 | 0 | 0 | 0 | 0 | 0 | 0 | 0 | 0 | 0 | 0 | 0 | 0 | 0 | 0 | 0 | 0 | 0 | 0 | 0 | 0 | 0 | 0 | 0 | 0 | 0 | 0 | 0 | 0 | 0 | 0 | 0 | 0 | 0 | 0 | 0 | 0 | 0 | 0 | 0 | 0 | 0 | 0 | 0 | 0 | 0 | 0 | 0 | 0 | 0
Gas Boiler - Blowdown Heat Recovery_Grocery_New_Not Applicable Segment or Vintage | Gas Boiler - Blowdown Heat Recovery_Grocery_New | Gas Boiler - Blowdown Heat Recovery_Commercial_New_Not Applicable Segment or Vintage_Not Applicable Segment or Vintage | Commercial | Grocery | New | Space Heating | Natural Gas | Gas Boiler - Blowdown Heat Recovery | NEQ | Not Applicable Segment or Vintage | 0 | 0 | 0 | 0 | 0 | 0 | 0 | 0 | Retro3Slow | 0.004128203794943829 | TBD | A | WCM372 | 0.7 | 0.42 | kBtuh heat | 0.0321 | 0 | 0 | 0 | 0 | Not Applicable Segment or Vintage | Not Applicable Segment or Vintage | Not Applicable Segment or Vintage | 0 | 0 | 0 | Not Applicable Segment or Vintage | Not Applicable Segment or Vintage | Not Applicable Segment or Vintage | Not Applicable Segment or Vintage | Not Applicable Segment or Vintage | Not Applicable Segment or Vintage | Not Applicable Segment or Vintage | Not Applicable Segment or Vintage | Not Applicable Segment or Vintage | Not Applicable Segment or Vintage | Not Applicable Segment or Vintage | Not Applicable Segment or Vintage | Not Applicable Segment or Vintage | Not Applicable Segment or Vintage | Not Applicable Segment or Vintage | Not Applicable Segment or Vintage | Not Applicable Segment or Vintage | Not Applicable Segment or Vintage | Not Applicable Segment or Vintage | Not Applicable Segment or Vintage | Not Applicable Segment or Vintage | Not Applicable Segment or Vintage | Not Applicable Segment or Vintage | Not Applicable Segment or Vintage | Not Applicable Segment or Vintage | Not Applicable Segment or Vintage | Not Applicable Segment or Vintage | Not Applicable Segment or Vintage | 0 | 0 | 0 | 0 | 0 | 0 | 0 | 0 | 0 | 0 | 0 | 0 | 0 | 0 | 0 | 0 | 0 | 0 | 0 | 0 | 0 | 0 | 0 | 0 | 0 | 0 | 0 | 0 | 0 | 0 | 0 | 0 | 0 | 0 | 0 | 0 | 0 | 0 | 0 | 0 | 0 | 0 | 0 | 0 | 0 | 0 | 0 | 0 | 0 | 0 | 0 | 0 | 0 | 0 | 0 | 0 | 0 | 0 | 0 | 0 | 0 | 0 | 0 | 0 | 0 | 0 | 0 | 0 | 0 | 0 | 0 | 0 | 0 | 0 | 0 | 0 | 0 | 0 | 0 | 0 | 0 | 0 | 0 | 0 | 0 | 0 | 0 | 0 | 0 | 0 | 0 | 0 | 0 | 0 | 0 | 0 | 0 | 0 | 0 | 0 | 0 | 0 | 0 | 0 | 0 | 0 | 0 | 0 | 0 | 0 | 0 | 0 | Not Applicable Segment or Vintage | Not Applicable Segment or Vintage | Not Applicable Segment or Vintage | Not Applicable Segment or Vintage | Not Applicable Segment or Vintage | Not Applicable Segment or Vintage | Not Applicable Segment or Vintage | Not Applicable Segment or Vintage | Not Applicable Segment or Vintage | Not Applicable Segment or Vintage | Not Applicable Segment or Vintage | Not Applicable Segment or Vintage | Not Applicable Segment or Vintage | Not Applicable Segment or Vintage | Not Applicable Segment or Vintage | Not Applicable Segment or Vintage | Not Applicable Segment or Vintage | Not Applicable Segment or Vintage | Not Applicable Segment or Vintage | Not Applicable Segment or Vintage | Not Applicable Segment or Vintage | Not Applicable Segment or Vintage | Not Applicable Segment or Vintage | Not Applicable Segment or Vintage | Not Applicable Segment or Vintage | Not Applicable Segment or Vintage | Not Applicable Segment or Vintage | Not Applicable Segment or Vintage | 0 | 0 | 0 | 0 | 0 | 0 | 0 | 0 | 0 | 0 | 0 | 0 | 0 | 0 | 0 | 0 | 0 | 0 | 0 | 0 | 0 | 0 | 0 | 0 | 0 | 0 | 0 | 0 | 0 | 0 | 0 | 0 | 0 | 0 | 0 | 0 | 0 | 0 | 0 | 0 | 0 | 0 | 0 | 0 | 0 | 0 | 0 | 0 | 0 | 0 | 0 | 0 | 0 | 0 | 0 | 0 | 0 | 0 | 0 | 0 | 0 | 0 | 0 | 0 | 0 | 0 | 0 | 0 | 0 | 0 | 0 | 0 | 0 | 0 | 0 | 0 | 0 | 0 | 0 | 0 | 0 | 0 | 0 | 0 | 0 | 0 | 0 | 0 | 0 | 0 | 0 | 0 | 0 | 0 | 0 | 0 | 0 | 0 | 0 | 0 | 0 | 0 | 0 | 0 | 0 | 0 | 0 | 0 | 0 | 0 | 0 | 0 | 0 | 0 | 0 | 0 | 0 | 0 | 0 | 0 | 0 | 0 | 0 | 0 | 0 | 0 | 0 | 0 | 0 | 0 | 0 | 0 | 0 | 0 | 0 | 0 | 0 | 0 | 0 | 0 | 0 | 0 | 0 | 0 | 0 | 0 | 0 | 0 | 0 | 0 | 0 | 0 | 0 | 0 | 0 | 0 | 0 | 0 | 0 | 0 | 0 | 0 | 0 | 0 | 0 | 0 | 0 | 0 | Not Applicable Segment or Vintage | Not Applicable Segment or Vintage | Not Applicable Segment or Vintage | Not Applicable Segment or Vintage | Not Applicable Segment or Vintage | Not Applicable Segment or Vintage | Not Applicable Segment or Vintage | Not Applicable Segment or Vintage | Not Applicable Segment or Vintage | Not Applicable Segment or Vintage | Not Applicable Segment or Vintage | Not Applicable Segment or Vintage | Not Applicable Segment or Vintage | Not Applicable Segment or Vintage | Not Applicable Segment or Vintage | Not Applicable Segment or Vintage | Not Applicable Segment or Vintage | Not Applicable Segment or Vintage | Not Applicable Segment or Vintage | Not Applicable Segment or Vintage | Not Applicable Segment or Vintage | Not Applicable Segment or Vintage | Not Applicable Segment or Vintage | Not Applicable Segment or Vintage | Not Applicable Segment or Vintage | Not Applicable Segment or Vintage | Not Applicable Segment or Vintage | Not Applicable Segment or Vintage | 0 | 0 | 0 | 0 | 0 | 0 | 0 | 0 | 0 | 0 | 0 | 0 | 0 | 0 | 0 | 0 | 0 | 0 | 0 | 0 | 0 | 0 | 0 | 0 | 0 | 0 | 0 | 0 | 0 | 0 | 0 | 0 | 0 | 0 | 0 | 0 | 0 | 0 | 0 | 0 | 0 | 0 | 0 | 0 | 0 | 0 | 0 | 0 | 0 | 0 | 0 | 0 | 0 | 0 | 0 | 0 | 0 | 0 | 0 | 0 | 0 | 0 | 0 | 0 | 0 | 0 | 0 | 0 | 0 | 0 | 0 | 0 | 0 | 0 | 0 | 0 | 0 | 0 | 0 | 0 | 0 | 0 | 0 | 0 | 0 | 0 | 0 | 0 | 0 | 0 | 0 | 0 | 0 | 0 | 0 | 0 | 0 | 0 | 0 | 0 | 0 | 0 | 0 | 0 | 0 | 0 | 0 | 0 | 0 | 0 | 0 | 0 | 0 | 0 | 0 | 0 | 0 | 0 | 0 | 0 | 0 | 0 | 0 | 0 | 0 | 0 | 0 | 0 | 0 | 0 | 0 | 0 | 0 | 0 | 0 | 0 | 0 | 0 | 0 | 0 | 0 | 0
Gas-Fired Combination Heat Pump Conversion_Grocery_New_Gas-fired heat pump, COP 1.3 | Gas-Fired Combination Heat Pump Conversion_Grocery_New | Gas-Fired Combination Heat Pump Conversion_Commercial_New_Federal standard gas-fired central heating and DHW system_Gas-fired heat pump, COP 1.3 | Commercial | Grocery | New | Space Heating | Natural Gas | Gas-Fired Combination Heat Pump Conversion | NEQ | Federal standard gas-fired central heating and DHW system | 20 | 20 | 20 | 0 | 0 | 0 | 0 | 0.1 | Retro1Slow | 0.012666666666666666 | TBD | A | WCM364 | 0.7 | 0.42 | kBtuh heat | 0.0321 | 0 | 0 | 0 | 0 | AEO 2021 - gas_eng-driven_RTHP-heat 2017 typical | EIA - Technology Forecast Updates. Appendix A. U.S. Energy Information Administration. March 3, 2023.¦ Technical Support Documents for Baseline Costs | AEG Analysis, Comparison of Baseline TE vs COP | 0 | 0 | 195.1704 | Federal standard gas-fired central heating and DHW system | Federal standard gas-fired central heating and DHW system | Federal standard gas-fired central heating and DHW system | Federal standard gas-fired central heating and DHW system | Federal standard gas-fired central heating and DHW system | Federal standard gas-fired central heating and DHW system | Federal standard gas-fired central heating and DHW system | Federal standard gas-fired central heating and DHW system | Federal standard gas-fired central heating and DHW system | Federal standard gas-fired central heating and DHW system | Federal standard gas-fired central heating and DHW system | Federal standard gas-fired central heating and DHW system | Federal standard gas-fired central heating and DHW system | Federal standard gas-fired central heating and DHW system | Federal standard gas-fired central heating and DHW system | Federal standard gas-fired central heating and DHW system | Federal standard gas-fired central heating and DHW system | Federal standard gas-fired central heating and DHW system | Federal standard gas-fired central heating and DHW system | Federal standard gas-fired central heating and DHW system | Federal standard gas-fired central heating and DHW system | Federal standard gas-fired central heating and DHW system | Federal standard gas-fired central heating and DHW system | Federal standard gas-fired central heating and DHW system | Federal standard gas-fired central heating and DHW system | Federal standard gas-fired central heating and DHW system | Federal standard gas-fired central heating and DHW system | Federal standard gas-fired central heating and DHW system | 0 | 0 | 0 | 0 | 0 | 0 | 0 | 0 | 0 | 0 | 0 | 0 | 0 | 0 | 0 | 0 | 0 | 0 | 0 | 0 | 0 | 0 | 0 | 0 | 0 | 0 | 0 | 0 | 0 | 0 | 0 | 0 | 0 | 0 | 0 | 0 | 0 | 0 | 0 | 0 | 0 | 0 | 0 | 0 | 0 | 0 | 0 | 0 | 0 | 0 | 0 | 0 | 0 | 0 | 0 | 0 | 0 | 0 | 0 | 0 | 0 | 0 | 0 | 0 | 0 | 0 | 0 | 0 | 0 | 0 | 0 | 0 | 0 | 0 | 0 | 0 | 0 | 0 | 0 | 0 | 0 | 0 | 0 | 0 | 0 | 0 | 0 | 0 | 0 | 0 | 0 | 0 | 0 | 0 | 0 | 0 | 0 | 0 | 0 | 0 | 0 | 0 | 0 | 0 | 0 | 0 | 0 | 0 | 0 | 0 | 0 | 0 | Gas-fired heat pump, COP 1.3 | Gas-fired heat pump, COP 1.3 | Gas-fired heat pump, COP 1.3 | Gas-fired heat pump, COP 1.3 | Gas-fired heat pump, COP 1.3 | Gas-fired heat pump, COP 1.3 | Gas-fired heat pump, COP 1.3 | Gas-fired heat pump, COP 1.3 | Gas-fired heat pump, COP 1.3 | Gas-fired heat pump, COP 1.3 | Gas-fired heat pump, COP 1.3 | Gas-fired heat pump, COP 1.3 | Gas-fired heat pump, COP 1.3 | Gas-fired heat pump, COP 1.3 | Gas-fired heat pump, COP 1.3 | Gas-fired heat pump, COP 1.3 | Gas-fired heat pump, COP 1.3 | Gas-fired heat pump, COP 1.3 | Gas-fired heat pump, COP 1.3 | Gas-fired heat pump, COP 1.3 | Gas-fired heat pump, COP 1.3 | Gas-fired heat pump, COP 1.3 | Gas-fired heat pump, COP 1.3 | Gas-fired heat pump, COP 1.3 | Gas-fired heat pump, COP 1.3 | Gas-fired heat pump, COP 1.3 | Gas-fired heat pump, COP 1.3 | Gas-fired heat pump, COP 1.3 | 195.1704 | 195.1704 | 195.1704 | 195.1704 | 195.1704 | 195.1704 | 195.1704 | 195.1704 | 195.1704 | 195.1704 | 195.1704 | 195.1704 | 195.1704 | 195.1704 | 195.1704 | 195.1704 | 195.1704 | 195.1704 | 195.1704 | 195.1704 | 195.1704 | 195.1704 | 195.1704 | 195.1704 | 195.1704 | 195.1704 | 195.1704 | 195.1704 | 0 | 0 | 0 | 0 | 0 | 0 | 0 | 0 | 0 | 0 | 0 | 0 | 0 | 0 | 0 | 0 | 0 | 0 | 0 | 0 | 0 | 0 | 0 | 0 | 0 | 0 | 0 | 0 | 0 | 0 | 0 | 0 | 0 | 0 | 0 | 0 | 0 | 0 | 0 | 0 | 0 | 0 | 0 | 0 | 0 | 0 | 0 | 0 | 0 | 0 | 0 | 0 | 0 | 0 | 0 | 0 | 0 | 0 | 0 | 0 | 0 | 0 | 0 | 0 | 0 | 0 | 0 | 0 | 0 | 0 | 0 | 0 | 0 | 0 | 0 | 0 | 0 | 0 | 0 | 0 | 0 | 0 | 0 | 0 | 0 | 0 | 0 | 0 | 0 | 0 | 0 | 0 | 0 | 0 | 0 | 0 | 0 | 0 | 0 | 0 | 0 | 0 | 0 | 0 | 0 | 0 | 0 | 0 | 0 | 0 | 0 | 0 | 0 | 0 | 0 | 0 | 0 | 0 | 0 | 0 | 0 | 0 | 0 | 0 | 0 | 0 | 0 | 0 | 0 | 0 | 0 | 0 | 0 | 0 | 0 | 0 | 0 | 0 | 0 | 0 | Gas-fired heat pump, COP 1.3 | Gas-fired heat pump, COP 1.3 | Gas-fired heat pump, COP 1.3 | Gas-fired heat pump, COP 1.3 | Gas-fired heat pump, COP 1.3 | Gas-fired heat pump, COP 1.3 | Gas-fired heat pump, COP 1.3 | Gas-fired heat pump, COP 1.3 | Gas-fired heat pump, COP 1.3 | Gas-fired heat pump, COP 1.3 | Gas-fired heat pump, COP 1.3 | Gas-fired heat pump, COP 1.3 | Gas-fired heat pump, COP 1.3 | Gas-fired heat pump, COP 1.3 | Gas-fired heat pump, COP 1.3 | Gas-fired heat pump, COP 1.3 | Gas-fired heat pump, COP 1.3 | Gas-fired heat pump, COP 1.3 | Gas-fired heat pump, COP 1.3 | Gas-fired heat pump, COP 1.3 | Gas-fired heat pump, COP 1.3 | Gas-fired heat pump, COP 1.3 | Gas-fired heat pump, COP 1.3 | Gas-fired heat pump, COP 1.3 | Gas-fired heat pump, COP 1.3 | Gas-fired heat pump, COP 1.3 | Gas-fired heat pump, COP 1.3 | Gas-fired heat pump, COP 1.3 | 195.1704 | 195.1704 | 195.1704 | 195.1704 | 195.1704 | 195.1704 | 195.1704 | 195.1704 | 195.1704 | 195.1704 | 195.1704 | 195.1704 | 195.1704 | 195.1704 | 195.1704 | 195.1704 | 195.1704 | 195.1704 | 195.1704 | 195.1704 | 195.1704 | 195.1704 | 195.1704 | 195.1704 | 195.1704 | 195.1704 | 195.1704 | 195.1704 | 0 | 0 | 0 | 0 | 0 | 0 | 0 | 0 | 0 | 0 | 0 | 0 | 0 | 0 | 0 | 0 | 0 | 0 | 0 | 0 | 0 | 0 | 0 | 0 | 0 | 0 | 0 | 0 | 0 | 0 | 0 | 0 | 0 | 0 | 0 | 0 | 0 | 0 | 0 | 0 | 0 | 0 | 0 | 0 | 0 | 0 | 0 | 0 | 0 | 0 | 0 | 0 | 0 | 0 | 0 | 0 | 0 | 0 | 0 | 0 | 0 | 0 | 0 | 0 | 0 | 0 | 0 | 0 | 0 | 0 | 0 | 0 | 0 | 0 | 0 | 0 | 0 | 0 | 0 | 0 | 0 | 0 | 0 | 0 | 0 | 0 | 0 | 0 | 0 | 0 | 0 | 0 | 0 | 0 | 0 | 0 | 0 | 0 | 0 | 0 | 0 | 0 | 0 | 0 | 0 | 0 | 0 | 0 | 0 | 0 | 0 | 0 | 0 | 0
Commercial Laundry - ENERGY STAR Washer (8.0)_Lodging_New_EnergyStar Front Loading Clothers Washer | Commercial Laundry - ENERGY STAR Washer (8.0)_Lodging_New | Commercial Laundry - ENERGY STAR Washer (8.0)_Commercial_New_Federal Standard Front-Loading Clothes Washer_EnergyStar Front Loading Clothers Washer | Commercial | Lodging | New | Miscellaneous | Natural Gas | Commercial Laundry - ENERGY STAR Washer (8.0) | NEQ | Federal Standard Front-Loading Clothes Washer | 11 | 11 | 11 | 0 | 0 | 0 | 0.4 | 1 | Retro5Med | 8.35569166605469E-06 | TBD | A | WCM689 | 0.7 | 0.42 | Washer | 0.0321 | 0 | 0 | 0 | 0 | Regional Technical Forum. Commercial Clothes Washers - Unit Energy Savings Workbook, Version 7.1. Northwest Power and Conservation Council. July 18, 2023 | Regional Technical Forum. Commercial Clothes Washers - Unit Energy Savings Workbook, Version 7.1. Northwest Power and Conservation Council. July 18, 2023 | Regional Technical Forum. Commercial Clothes Washers - Unit Energy Savings Workbook, Version 7.1. Northwest Power and Conservation Council. July 18, 2023 | 0 | 0 | 668.9719 | Federal Standard Front-Loading Clothes Washer | Federal Standard Front-Loading Clothes Washer | Federal Standard Front-Loading Clothes Washer | Federal Standard Front-Loading Clothes Washer | Federal Standard Front-Loading Clothes Washer | Federal Standard Front-Loading Clothes Washer | Federal Standard Front-Loading Clothes Washer | Federal Standard Front-Loading Clothes Washer | Federal Standard Front-Loading Clothes Washer | Federal Standard Front-Loading Clothes Washer | Federal Standard Front-Loading Clothes Washer | Federal Standard Front-Loading Clothes Washer | Federal Standard Front-Loading Clothes Washer | Federal Standard Front-Loading Clothes Washer | Federal Standard Front-Loading Clothes Washer | Federal Standard Front-Loading Clothes Washer | Federal Standard Front-Loading Clothes Washer | Federal Standard Front-Loading Clothes Washer | Federal Standard Front-Loading Clothes Washer | Federal Standard Front-Loading Clothes Washer | Federal Standard Front-Loading Clothes Washer | Federal Standard Front-Loading Clothes Washer | Federal Standard Front-Loading Clothes Washer | Federal Standard Front-Loading Clothes Washer | Federal Standard Front-Loading Clothes Washer | Federal Standard Front-Loading Clothes Washer | Federal Standard Front-Loading Clothes Washer | Federal Standard Front-Loading Clothes Washer | 0 | 0 | 0 | 0 | 0 | 0 | 0 | 0 | 0 | 0 | 0 | 0 | 0 | 0 | 0 | 0 | 0 | 0 | 0 | 0 | 0 | 0 | 0 | 0 | 0 | 0 | 0 | 0 | 0 | 0 | 0 | 0 | 0 | 0 | 0 | 0 | 0 | 0 | 0 | 0 | 0 | 0 | 0 | 0 | 0 | 0 | 0 | 0 | 0 | 0 | 0 | 0 | 0 | 0 | 0 | 0 | 0 | 0 | 0 | 0 | 0 | 0 | 0 | 0 | 0 | 0 | 0 | 0 | 0 | 0 | 0 | 0 | 0 | 0 | 0 | 0 | 0 | 0 | 0 | 0 | 0 | 0 | 0 | 0 | 0 | 0 | 0 | 0 | 0 | 0 | 0 | 0 | 0 | 0 | 0 | 0 | 0 | 0 | 0 | 0 | 0 | 0 | 0 | 0 | 0 | 0 | 0 | 0 | 0 | 0 | 0 | 0 | EnergyStar Front Loading Clothers Washer | EnergyStar Front Loading Clothers Washer | EnergyStar Front Loading Clothers Washer | EnergyStar Front Loading Clothers Washer | EnergyStar Front Loading Clothers Washer | EnergyStar Front Loading Clothers Washer | EnergyStar Front Loading Clothers Washer | EnergyStar Front Loading Clothers Washer | EnergyStar Front Loading Clothers Washer | EnergyStar Front Loading Clothers Washer | EnergyStar Front Loading Clothers Washer | EnergyStar Front Loading Clothers Washer | EnergyStar Front Loading Clothers Washer | EnergyStar Front Loading Clothers Washer | EnergyStar Front Loading Clothers Washer | EnergyStar Front Loading Clothers Washer | EnergyStar Front Loading Clothers Washer | EnergyStar Front Loading Clothers Washer | EnergyStar Front Loading Clothers Washer | EnergyStar Front Loading Clothers Washer | EnergyStar Front Loading Clothers Washer | EnergyStar Front Loading Clothers Washer | EnergyStar Front Loading Clothers Washer | EnergyStar Front Loading Clothers Washer | EnergyStar Front Loading Clothers Washer | EnergyStar Front Loading Clothers Washer | EnergyStar Front Loading Clothers Washer | EnergyStar Front Loading Clothers Washer | 668.9719 | 668.9719 | 668.9719 | 668.9719 | 668.9719 | 668.9719 | 668.9719 | 668.9719 | 668.9719 | 668.9719 | 668.9719 | 668.9719 | 668.9719 | 668.9719 | 668.9719 | 668.9719 | 668.9719 | 668.9719 | 668.9719 | 668.9719 | 668.9719 | 668.9719 | 668.9719 | 668.9719 | 668.9719 | 668.9719 | 668.9719 | 668.9719 | 0 | 0 | 0 | 0 | 0 | 0 | 0 | 0 | 0 | 0 | 0 | 0 | 0 | 0 | 0 | 0 | 0 | 0 | 0 | 0 | 0 | 0 | 0 | 0 | 0 | 0 | 0 | 0 | 0 | 0 | 0 | 0 | 0 | 0 | 0 | 0 | 0 | 0 | 0 | 0 | 0 | 0 | 0 | 0 | 0 | 0 | 0 | 0 | 0 | 0 | 0 | 0 | 0 | 0 | 0 | 0 | 0 | 0 | 0 | 0 | 0 | 0 | 0 | 0 | 0 | 0 | 0 | 0 | 0 | 0 | 0 | 0 | 0 | 0 | 0 | 0 | 0 | 0 | 0 | 0 | 0 | 0 | 0 | 0 | 0 | 0 | 0 | 0 | 0 | 0 | 0 | 0 | 0 | 0 | 0 | 0 | 0 | 0 | 0 | 0 | 0 | 0 | 0 | 0 | 0 | 0 | 0 | 0 | 0 | 0 | 0 | 0 | 0 | 0 | 0 | 0 | 0 | 0 | 0 | 0 | 0 | 0 | 0 | 0 | 0 | 0 | 0 | 0 | 0 | 0 | 0 | 0 | 0 | 0 | 0 | 0 | 0 | 0 | 0 | 0 | EnergyStar Front Loading Clothers Washer | EnergyStar Front Loading Clothers Washer | EnergyStar Front Loading Clothers Washer | EnergyStar Front Loading Clothers Washer | EnergyStar Front Loading Clothers Washer | EnergyStar Front Loading Clothers Washer | EnergyStar Front Loading Clothers Washer | EnergyStar Front Loading Clothers Washer | EnergyStar Front Loading Clothers Washer | EnergyStar Front Loading Clothers Washer | EnergyStar Front Loading Clothers Washer | EnergyStar Front Loading Clothers Washer | EnergyStar Front Loading Clothers Washer | EnergyStar Front Loading Clothers Washer | EnergyStar Front Loading Clothers Washer | EnergyStar Front Loading Clothers Washer | EnergyStar Front Loading Clothers Washer | EnergyStar Front Loading Clothers Washer | EnergyStar Front Loading Clothers Washer | EnergyStar Front Loading Clothers Washer | EnergyStar Front Loading Clothers Washer | EnergyStar Front Loading Clothers Washer | EnergyStar Front Loading Clothers Washer | EnergyStar Front Loading Clothers Washer | EnergyStar Front Loading Clothers Washer | EnergyStar Front Loading Clothers Washer | EnergyStar Front Loading Clothers Washer | EnergyStar Front Loading Clothers Washer | 668.9719 | 668.9719 | 668.9719 | 668.9719 | 668.9719 | 668.9719 | 668.9719 | 668.9719 | 668.9719 | 668.9719 | 668.9719 | 668.9719 | 668.9719 | 668.9719 | 668.9719 | 668.9719 | 668.9719 | 668.9719 | 668.9719 | 668.9719 | 668.9719 | 668.9719 | 668.9719 | 668.9719 | 668.9719 | 668.9719 | 668.9719 | 668.9719 | 0 | 0 | 0 | 0 | 0 | 0 | 0 | 0 | 0 | 0 | 0 | 0 | 0 | 0 | 0 | 0 | 0 | 0 | 0 | 0 | 0 | 0 | 0 | 0 | 0 | 0 | 0 | 0 | 0 | 0 | 0 | 0 | 0 | 0 | 0 | 0 | 0 | 0 | 0 | 0 | 0 | 0 | 0 | 0 | 0 | 0 | 0 | 0 | 0 | 0 | 0 | 0 | 0 | 0 | 0 | 0 | 0 | 0 | 0 | 0 | 0 | 0 | 0 | 0 | 0 | 0 | 0 | 0 | 0 | 0 | 0 | 0 | 0 | 0 | 0 | 0 | 0 | 0 | 0 | 0 | 0 | 0 | 0 | 0 | 0 | 0 | 0 | 0 | 0 | 0 | 0 | 0 | 0 | 0 | 0 | 0 | 0 | 0 | 0 | 0 | 0 | 0 | 0 | 0 | 0 | 0 | 0 | 0 | 0 | 0 | 0 | 0 | 0 | 0
Commercial Laundry - Dryer Efficiency Retrofit_Lodging_New_Commercial gas dryer retrofitted with a two-stage modulating gas valve kit | Commercial Laundry - Dryer Efficiency Retrofit_Lodging_New | Commercial Laundry - Dryer Efficiency Retrofit_Commercial_New_Commercial gas dryer with no modulating capabilities_Commercial gas dryer retrofitted with a two-stage modulating gas valve kit | Commercial | Lodging | New | Miscellaneous | Natural Gas | Commercial Laundry - Dryer Efficiency Retrofit | NEQ | Commercial gas dryer with no modulating capabilities | 10 | 10 | 10 | 6.2966 | 0 | 0 | 0.042 | 0.07 | Retro5Med | 8.35569166605469E-06 | TBD | A | WCM690 | 0.7 | 0.42 | Washer | 0.0321 | 0 | 0 | 0 | 0 | IL TRM v13 - 4.9.3 - Modulating Commercial Gas Clothes Dryer - CI-MSC-MODD-V02-230101 ¦ IL TRM v13 - 4.9.9 - Commercial Clothes Dryer Moisture Sensor - CI-MSC-CDMS-V02-230101 | IL TRM v13 - 4.9.3 - Modulating Commercial Gas Clothes Dryer - CI-MSC-MODD-V02-230101 ¦ IL TRM v13 - 4.9.9 - Commercial Clothes Dryer Moisture Sensor - CI-MSC-CDMS-V02-230101 | IL TRM v13 - 4.9.3 - Modulating Commercial Gas Clothes Dryer - CI-MSC-MODD-V02-230101 ¦ IL TRM v13 - 4.9.9 - Commercial Clothes Dryer Moisture Sensor - CI-MSC-CDMS-V02-230101 | 0 | 0 | 799.6811 | Commercial gas dryer with no modulating capabilities | Commercial gas dryer with no modulating capabilities | Commercial gas dryer with no modulating capabilities | Commercial gas dryer with no modulating capabilities | Commercial gas dryer with no modulating capabilities | Commercial gas dryer with no modulating capabilities | Commercial gas dryer with no modulating capabilities | Commercial gas dryer with no modulating capabilities | Commercial gas dryer with no modulating capabilities | Commercial gas dryer with no modulating capabilities | Commercial gas dryer with no modulating capabilities | Commercial gas dryer with no modulating capabilities | Commercial gas dryer with no modulating capabilities | Commercial gas dryer with no modulating capabilities | Commercial gas dryer with no modulating capabilities | Commercial gas dryer with no modulating capabilities | Commercial gas dryer with no modulating capabilities | Commercial gas dryer with no modulating capabilities | Commercial gas dryer with no modulating capabilities | Commercial gas dryer with no modulating capabilities | Commercial gas dryer with no modulating capabilities | Commercial gas dryer with no modulating capabilities | Commercial gas dryer with no modulating capabilities | Commercial gas dryer with no modulating capabilities | Commercial gas dryer with no modulating capabilities | Commercial gas dryer with no modulating capabilities | Commercial gas dryer with no modulating capabilities | Commercial gas dryer with no modulating capabilities | 0 | 0 | 0 | 0 | 0 | 0 | 0 | 0 | 0 | 0 | 0 | 0 | 0 | 0 | 0 | 0 | 0 | 0 | 0 | 0 | 0 | 0 | 0 | 0 | 0 | 0 | 0 | 0 | 0 | 0 | 0 | 0 | 0 | 0 | 0 | 0 | 0 | 0 | 0 | 0 | 0 | 0 | 0 | 0 | 0 | 0 | 0 | 0 | 0 | 0 | 0 | 0 | 0 | 0 | 0 | 0 | 0 | 0 | 0 | 0 | 0 | 0 | 0 | 0 | 0 | 0 | 0 | 0 | 0 | 0 | 0 | 0 | 0 | 0 | 0 | 0 | 0 | 0 | 0 | 0 | 0 | 0 | 0 | 0 | 0 | 0 | 0 | 0 | 0 | 0 | 0 | 0 | 0 | 0 | 0 | 0 | 0 | 0 | 0 | 0 | 0 | 0 | 0 | 0 | 0 | 0 | 0 | 0 | 0 | 0 | 0 | 0 | Commercial gas dryer retrofitted with a two-stage modulating gas valve kit | Commercial gas dryer retrofitted with a two-stage modulating gas valve kit | Commercial gas dryer retrofitted with a two-stage modulating gas valve kit | Commercial gas dryer retrofitted with a two-stage modulating gas valve kit | Commercial gas dryer retrofitted with a two-stage modulating gas valve kit | Commercial gas dryer retrofitted with a two-stage modulating gas valve kit | Commercial gas dryer retrofitted with a two-stage modulating gas valve kit | Commercial gas dryer retrofitted with a two-stage modulating gas valve kit | Commercial gas dryer retrofitted with a two-stage modulating gas valve kit | Commercial gas dryer retrofitted with a two-stage modulating gas valve kit | Commercial gas dryer retrofitted with a two-stage modulating gas valve kit | Commercial gas dryer retrofitted with a two-stage modulating gas valve kit | Commercial gas dryer retrofitted with a two-stage modulating gas valve kit | Commercial gas dryer retrofitted with a two-stage modulating gas valve kit | Commercial gas dryer retrofitted with a two-stage modulating gas valve kit | Commercial gas dryer retrofitted with a two-stage modulating gas valve kit | Commercial gas dryer retrofitted with a two-stage modulating gas valve kit | Commercial gas dryer retrofitted with a two-stage modulating gas valve kit | Commercial gas dryer retrofitted with a two-stage modulating gas valve kit | Commercial gas dryer retrofitted with a two-stage modulating gas valve kit | Commercial gas dryer retrofitted with a two-stage modulating gas valve kit | Commercial gas dryer retrofitted with a two-stage modulating gas valve kit | Commercial gas dryer retrofitted with a two-stage modulating gas valve kit | Commercial gas dryer retrofitted with a two-stage modulating gas valve kit | Commercial gas dryer retrofitted with a two-stage modulating gas valve kit | Commercial gas dryer retrofitted with a two-stage modulating gas valve kit | Commercial gas dryer retrofitted with a two-stage modulating gas valve kit | Commercial gas dryer retrofitted with a two-stage modulating gas valve kit | 799.6811 | 799.6811 | 799.6811 | 799.6811 | 799.6811 | 799.6811 | 799.6811 | 799.6811 | 799.6811 | 799.6811 | 799.6811 | 799.6811 | 799.6811 | 799.6811 | 799.6811 | 799.6811 | 799.6811 | 799.6811 | 799.6811 | 799.6811 | 799.6811 | 799.6811 | 799.6811 | 799.6811 | 799.6811 | 799.6811 | 799.6811 | 799.6811 | 6.2966 | 6.2966 | 6.2966 | 6.2966 | 6.2966 | 6.2966 | 6.2966 | 6.2966 | 6.2966 | 6.2966 | 6.2966 | 6.2966 | 6.2966 | 6.2966 | 6.2966 | 6.2966 | 6.2966 | 6.2966 | 6.2966 | 6.2966 | 6.2966 | 6.2966 | 6.2966 | 6.2966 | 6.2966 | 6.2966 | 6.2966 | 6.2966 | 0 | 0 | 0 | 0 | 0 | 0 | 0 | 0 | 0 | 0 | 0 | 0 | 0 | 0 | 0 | 0 | 0 | 0 | 0 | 0 | 0 | 0 | 0 | 0 | 0 | 0 | 0 | 0 | 0 | 0 | 0 | 0 | 0 | 0 | 0 | 0 | 0 | 0 | 0 | 0 | 0 | 0 | 0 | 0 | 0 | 0 | 0 | 0 | 0 | 0 | 0 | 0 | 0 | 0 | 0 | 0 | 0 | 0 | 0 | 0 | 0 | 0 | 0 | 0 | 0 | 0 | 0 | 0 | 0 | 0 | 0 | 0 | 0 | 0 | 0 | 0 | 0 | 0 | 0 | 0 | 0 | 0 | 0 | 0 | 0 | 0 | 0 | 0 | 0 | 0 | 0 | 0 | 0 | 0 | 0 | 0 | 0 | 0 | 0 | 0 | 0 | 0 | 0 | 0 | 0 | 0 | 0 | 0 | 0 | 0 | 0 | 0 | Commercial gas dryer retrofitted with a two-stage modulating gas valve kit | Commercial gas dryer retrofitted with a two-stage modulating gas valve kit | Commercial gas dryer retrofitted with a two-stage modulating gas valve kit | Commercial gas dryer retrofitted with a two-stage modulating gas valve kit | Commercial gas dryer retrofitted with a two-stage modulating gas valve kit | Commercial gas dryer retrofitted with a two-stage modulating gas valve kit | Commercial gas dryer retrofitted with a two-stage modulating gas valve kit | Commercial gas dryer retrofitted with a two-stage modulating gas valve kit | Commercial gas dryer retrofitted with a two-stage modulating gas valve kit | Commercial gas dryer retrofitted with a two-stage modulating gas valve kit | Commercial gas dryer retrofitted with a two-stage modulating gas valve kit | Commercial gas dryer retrofitted with a two-stage modulating gas valve kit | Commercial gas dryer retrofitted with a two-stage modulating gas valve kit | Commercial gas dryer retrofitted with a two-stage modulating gas valve kit | Commercial gas dryer retrofitted with a two-stage modulating gas valve kit | Commercial gas dryer retrofitted with a two-stage modulating gas valve kit | Commercial gas dryer retrofitted with a two-stage modulating gas valve kit | Commercial gas dryer retrofitted with a two-stage modulating gas valve kit | Commercial gas dryer retrofitted with a two-stage modulating gas valve kit | Commercial gas dryer retrofitted with a two-stage modulating gas valve kit | Commercial gas dryer retrofitted with a two-stage modulating gas valve kit | Commercial gas dryer retrofitted with a two-stage modulating gas valve kit | Commercial gas dryer retrofitted with a two-stage modulating gas valve kit | Commercial gas dryer retrofitted with a two-stage modulating gas valve kit | Commercial gas dryer retrofitted with a two-stage modulating gas valve kit | Commercial gas dryer retrofitted with a two-stage modulating gas valve kit | Commercial gas dryer retrofitted with a two-stage modulating gas valve kit | Commercial gas dryer retrofitted with a two-stage modulating gas valve kit | 799.6811 | 799.6811 | 799.6811 | 799.6811 | 799.6811 | 799.6811 | 799.6811 | 799.6811 | 799.6811 | 799.6811 | 799.6811 | 799.6811 | 799.6811 | 799.6811 | 799.6811 | 799.6811 | 799.6811 | 799.6811 | 799.6811 | 799.6811 | 799.6811 | 799.6811 | 799.6811 | 799.6811 | 799.6811 | 799.6811 | 799.6811 | 799.6811 | 6.2966 | 6.2966 | 6.2966 | 6.2966 | 6.2966 | 6.2966 | 6.2966 | 6.2966 | 6.2966 | 6.2966 | 6.2966 | 6.2966 | 6.2966 | 6.2966 | 6.2966 | 6.2966 | 6.2966 | 6.2966 | 6.2966 | 6.2966 | 6.2966 | 6.2966 | 6.2966 | 6.2966 | 6.2966 | 6.2966 | 6.2966 | 6.2966 | 0 | 0 | 0 | 0 | 0 | 0 | 0 | 0 | 0 | 0 | 0 | 0 | 0 | 0 | 0 | 0 | 0 | 0 | 0 | 0 | 0 | 0 | 0 | 0 | 0 | 0 | 0 | 0 | 0 | 0 | 0 | 0 | 0 | 0 | 0 | 0 | 0 | 0 | 0 | 0 | 0 | 0 | 0 | 0 | 0 | 0 | 0 | 0 | 0 | 0 | 0 | 0 | 0 | 0 | 0 | 0 | 0 | 0 | 0 | 0 | 0 | 0 | 0 | 0 | 0 | 0 | 0 | 0 | 0 | 0 | 0 | 0 | 0 | 0 | 0 | 0 | 0 | 0 | 0 | 0 | 0 | 0 | 0 | 0 | 0 | 0
Advanced New Construction Designs_Lodging_Existing_Not Applicable Segment or Vintage | Advanced New Construction Designs_Lodging_Existing | Advanced New Construction Designs_Commercial_Existing_Not Applicable Segment or Vintage_Not Applicable Segment or Vintage | Commercial | Lodging | Existing | Water Heating | Natural Gas | Advanced New Construction Designs | NEQ | Not Applicable Segment or Vintage | 20 | 20 | 20 | 0 | 0 | 0 | 0.25 | 0.75 | RetroEven20 | 0.03333333333333333 | TBD | A | WCM646 | 0.7 | 0.42 | sqft | 0.0321 | 0 | 0 | 0 | 0 | Not Applicable Segment or Vintage | Not Applicable Segment or Vintage | Not Applicable Segment or Vintage | 0 | 0 | 0 | Not Applicable Segment or Vintage | Not Applicable Segment or Vintage | Not Applicable Segment or Vintage | Not Applicable Segment or Vintage | Not Applicable Segment or Vintage | Not Applicable Segment or Vintage | Not Applicable Segment or Vintage | Not Applicable Segment or Vintage | Not Applicable Segment or Vintage | Not Applicable Segment or Vintage | Not Applicable Segment or Vintage | Not Applicable Segment or Vintage | Not Applicable Segment or Vintage | Not Applicable Segment or Vintage | Not Applicable Segment or Vintage | Not Applicable Segment or Vintage | Not Applicable Segment or Vintage | Not Applicable Segment or Vintage | Not Applicable Segment or Vintage | Not Applicable Segment or Vintage | Not Applicable Segment or Vintage | Not Applicable Segment or Vintage | Not Applicable Segment or Vintage | Not Applicable Segment or Vintage | Not Applicable Segment or Vintage | Not Applicable Segment or Vintage | Not Applicable Segment or Vintage | Not Applicable Segment or Vintage | 0 | 0 | 0 | 0 | 0 | 0 | 0 | 0 | 0 | 0 | 0 | 0 | 0 | 0 | 0 | 0 | 0 | 0 | 0 | 0 | 0 | 0 | 0 | 0 | 0 | 0 | 0 | 0 | 0 | 0 | 0 | 0 | 0 | 0 | 0 | 0 | 0 | 0 | 0 | 0 | 0 | 0 | 0 | 0 | 0 | 0 | 0 | 0 | 0 | 0 | 0 | 0 | 0 | 0 | 0 | 0 | 0 | 0 | 0 | 423855.66483159363 | 423855.66483159363 | 423855.66483159363 | 423855.66483159363 | 423855.66483159363 | 423855.66483159363 | 423855.66483159363 | 423855.66483159363 | 423855.66483159375 | 423855.66483159375 | 423855.66483159363 | 423855.66483159375 | 423855.66483159375 | 423855.66483159363 | 423855.66483159375 | 423855.66483159375 | 423855.66483159375 | 423855.66483159363 | 423855.66483159387 | 282570.4432210624 | 0 | 0 | 0 | 0 | 0 | 0 | 0 | 0 | 423855.66483159363 | 847711.3296631873 | 1271566.994494781 | 1695422.6593263745 | 2119278.324157968 | 2543133.988989562 | 2966989.6538211554 | 3390845.318652749 | 3814700.9834843427 | 4238556.648315936 | 4662412.31314753 | 5086267.977979124 | 5510123.642810717 | 5933979.307642311 | 6357834.9724739045 | 6781690.637305498 | 7205546.302137092 | 7629401.966968685 | 8053257.631800279 | 8335828.075021341 | 8335828.075021341 | 8335828.075021341 | 8335828.075021341 | 8335828.075021341 | 8335828.075021341 | Not Applicable Segment or Vintage | Not Applicable Segment or Vintage | Not Applicable Segment or Vintage | Not Applicable Segment or Vintage | Not Applicable Segment or Vintage | Not Applicable Segment or Vintage | Not Applicable Segment or Vintage | Not Applicable Segment or Vintage | Not Applicable Segment or Vintage | Not Applicable Segment or Vintage | Not Applicable Segment or Vintage | Not Applicable Segment or Vintage | Not Applicable Segment or Vintage | Not Applicable Segment or Vintage | Not Applicable Segment or Vintage | Not Applicable Segment or Vintage | Not Applicable Segment or Vintage | Not Applicable Segment or Vintage | Not Applicable Segment or Vintage | Not Applicable Segment or Vintage | Not Applicable Segment or Vintage | Not Applicable Segment or Vintage | Not Applicable Segment or Vintage | Not Applicable Segment or Vintage | Not Applicable Segment or Vintage | Not Applicable Segment or Vintage | Not Applicable Segment or Vintage | Not Applicable Segment or Vintage | 0 | 0 | 0 | 0 | 0 | 0 | 0 | 0 | 0 | 0 | 0 | 0 | 0 | 0 | 0 | 0 | 0 | 0 | 0 | 0 | 0 | 0 | 0 | 0 | 0 | 0 | 0 | 0 | 0 | 0 | 0 | 0 | 0 | 0 | 0 | 0 | 0 | 0 | 0 | 0 | 0 | 0 | 0 | 0 | 0 | 0 | 0 | 0 | 0 | 0 | 0 | 0 | 0 | 0 | 0 | 0 | 0 | 0 | 0 | 0 | 0 | 0 | 0 | 0 | 0 | 0 | 0 | 0 | 0 | 0 | 0 | 0 | 0 | 0 | 0 | 0 | 0 | 0 | 0 | 0 | 0 | 0 | 0 | 0 | 0 | 0 | 0 | 0 | 0 | 0 | 0 | 0 | 0 | 0 | 0 | 0 | 0 | 0 | 0 | 0 | 0 | 0 | 0 | 0 | 0 | 0 | 0 | 0 | 0 | 0 | 0 | 0 | 0 | 0 | 0 | 0 | 0 | 0 | 0 | 0 | 0 | 0 | 0 | 0 | 0 | 0 | 0 | 0 | 0 | 0 | 0 | 0 | 0 | 0 | 0 | 0 | 0 | 0 | 0 | 0 | 0 | 0 | 0 | 0 | 0 | 0 | 0 | 0 | 0 | 0 | 0 | 0 | 0 | 0 | 0 | 0 | 0 | 0 | 0 | 0 | 0 | 0 | 0 | 0 | 0 | 0 | 0 | 0 | Not Applicable Segment or Vintage | Not Applicable Segment or Vintage | Not Applicable Segment or Vintage | Not Applicable Segment or Vintage | Not Applicable Segment or Vintage | Not Applicable Segment or Vintage | Not Applicable Segment or Vintage | Not Applicable Segment or Vintage | Not Applicable Segment or Vintage | Not Applicable Segment or Vintage | Not Applicable Segment or Vintage | Not Applicable Segment or Vintage | Not Applicable Segment or Vintage | Not Applicable Segment or Vintage | Not Applicable Segment or Vintage | Not Applicable Segment or Vintage | Not Applicable Segment or Vintage | Not Applicable Segment or Vintage | Not Applicable Segment or Vintage | Not Applicable Segment or Vintage | Not Applicable Segment or Vintage | Not Applicable Segment or Vintage | Not Applicable Segment or Vintage | Not Applicable Segment or Vintage | Not Applicable Segment or Vintage | Not Applicable Segment or Vintage | Not Applicable Segment or Vintage | Not Applicable Segment or Vintage | 0 | 0 | 0 | 0 | 0 | 0 | 0 | 0 | 0 | 0 | 0 | 0 | 0 | 0 | 0 | 0 | 0 | 0 | 0 | 0 | 0 | 0 | 0 | 0 | 0 | 0 | 0 | 0 | 0 | 0 | 0 | 0 | 0 | 0 | 0 | 0 | 0 | 0 | 0 | 0 | 0 | 0 | 0 | 0 | 0 | 0 | 0 | 0 | 0 | 0 | 0 | 0 | 0 | 0 | 0 | 0 | 0 | 0 | 0 | 0 | 0 | 0 | 0 | 0 | 0 | 0 | 0 | 0 | 0 | 0 | 0 | 0 | 0 | 0 | 0 | 0 | 0 | 0 | 0 | 0 | 0 | 0 | 0 | 0 | 0 | 0 | 0 | 0 | 0 | 0 | 0 | 0 | 0 | 0 | 0 | 0 | 0 | 0 | 0 | 0 | 0 | 0 | 0 | 0 | 0 | 0 | 0 | 0 | 0 | 0 | 0 | 0 | 0 | 0 | 0 | 0 | 0 | 0 | 0 | 0 | 0 | 0 | 0 | 0 | 0 | 0 | 0 | 0 | 0 | 0 | 0 | 0 | 0 | 0 | 0 | 0 | 0 | 0 | 0 | 0 | 0 | 0
Water Heater - Drainwater Heat Recovery_Lodging_New_DWHR unit retrofitted to the main drain which includes outlets from showers, sinks and other fixtures too. | Water Heater - Drainwater Heat Recovery_Lodging_New | Water Heater - Drainwater Heat Recovery_Commercial_New_Storage type water heater without DWHR devices_DWHR unit retrofitted to the main drain which includes outlets from showers, sinks and other fixtures too. | Commercial | Lodging | New | Water Heating | Natural Gas | Water Heater - Drainwater Heat Recovery | NEQ | Storage type water heater without DWHR devices | 30 | 30 | 30 | 3.7703 | 0 | 0 | 0 | 0.25 | Retro1Slow | 0.012666666666666666 | TBD | A | WCM683 | 0.7 | 0.42 | showerhead | 0.0321 | 0 | 0 | 0 | 0 | IL TRM v12 - 5.4.11 - Drain Water Heat Recovery - RS-DHW-DWHR-V04-240101 | IL TRM v12 - 5.4.11 - Drain Water Heat Recovery - RS-DHW-DWHR-V04-240101 ¦ Cost adjusted for retrofit applications to account for expected increase in cost. | IL TRM v12 - 5.4.11 - Drain Water Heat Recovery - RS-DHW-DWHR-V04-240101 ¦ AEG adjusted with Regional Technical Forum research | 0 | 0 | 986.4961 | Storage type water heater without DWHR devices | Storage type water heater without DWHR devices | Storage type water heater without DWHR devices | Storage type water heater without DWHR devices | Storage type water heater without DWHR devices | Storage type water heater without DWHR devices | Storage type water heater without DWHR devices | Storage type water heater without DWHR devices | Storage type water heater without DWHR devices | Storage type water heater without DWHR devices | Storage type water heater without DWHR devices | Storage type water heater without DWHR devices | Storage type water heater without DWHR devices | Storage type water heater without DWHR devices | Storage type water heater without DWHR devices | Storage type water heater without DWHR devices | Storage type water heater without DWHR devices | Storage type water heater without DWHR devices | Storage type water heater without DWHR devices | Storage type water heater without DWHR devices | Storage type water heater without DWHR devices | Storage type water heater without DWHR devices | Storage type water heater without DWHR devices | Storage type water heater without DWHR devices | Storage type water heater without DWHR devices | Storage type water heater without DWHR devices | Storage type water heater without DWHR devices | Storage type water heater without DWHR devices | 0 | 0 | 0 | 0 | 0 | 0 | 0 | 0 | 0 | 0 | 0 | 0 | 0 | 0 | 0 | 0 | 0 | 0 | 0 | 0 | 0 | 0 | 0 | 0 | 0 | 0 | 0 | 0 | 0 | 0 | 0 | 0 | 0 | 0 | 0 | 0 | 0 | 0 | 0 | 0 | 0 | 0 | 0 | 0 | 0 | 0 | 0 | 0 | 0 | 0 | 0 | 0 | 0 | 0 | 0 | 0 | 0 | 0 | 0 | 0 | 0 | 0 | 0 | 0 | 0 | 0 | 0 | 0 | 0 | 0 | 0 | 0 | 0 | 0 | 0 | 0 | 0 | 0 | 0 | 0 | 0 | 0 | 0 | 0 | 0 | 0 | 0 | 0 | 0 | 0 | 0 | 0 | 0 | 0 | 0 | 0 | 0 | 0 | 0 | 0 | 0 | 0 | 0 | 0 | 0 | 0 | 0 | 0 | 0 | 0 | 0 | 0 | DWHR unit retrofitted to the main drain which includes outlets from showers, sinks and other fixtures too. | DWHR unit retrofitted to the main drain which includes outlets from showers, sinks and other fixtures too. | DWHR unit retrofitted to the main drain which includes outlets from showers, sinks and other fixtures too. | DWHR unit retrofitted to the main drain which includes outlets from showers, sinks and other fixtures too. | DWHR unit retrofitted to the main drain which includes outlets from showers, sinks and other fixtures too. | DWHR unit retrofitted to the main drain which includes outlets from showers, sinks and other fixtures too. | DWHR unit retrofitted to the main drain which includes outlets from showers, sinks and other fixtures too. | DWHR unit retrofitted to the main drain which includes outlets from showers, sinks and other fixtures too. | DWHR unit retrofitted to the main drain which includes outlets from showers, sinks and other fixtures too. | DWHR unit retrofitted to the main drain which includes outlets from showers, sinks and other fixtures too. | DWHR unit retrofitted to the main drain which includes outlets from showers, sinks and other fixtures too. | DWHR unit retrofitted to the main drain which includes outlets from showers, sinks and other fixtures too. | DWHR unit retrofitted to the main drain which includes outlets from showers, sinks and other fixtures too. | DWHR unit retrofitted to the main drain which includes outlets from showers, sinks and other fixtures too. | DWHR unit retrofitted to the main drain which includes outlets from showers, sinks and other fixtures too. | DWHR unit retrofitted to the main drain which includes outlets from showers, sinks and other fixtures too. | DWHR unit retrofitted to the main drain which includes outlets from showers, sinks and other fixtures too. | DWHR unit retrofitted to the main drain which includes outlets from showers, sinks and other fixtures too. | DWHR unit retrofitted to the main drain which includes outlets from showers, sinks and other fixtures too. | DWHR unit retrofitted to the main drain which includes outlets from showers, sinks and other fixtures too. | DWHR unit retrofitted to the main drain which includes outlets from showers, sinks and other fixtures too. | DWHR unit retrofitted to the main drain which includes outlets from showers, sinks and other fixtures too. | DWHR unit retrofitted to the main drain which includes outlets from showers, sinks and other fixtures too. | DWHR unit retrofitted to the main drain which includes outlets from showers, sinks and other fixtures too. | DWHR unit retrofitted to the main drain which includes outlets from showers, sinks and other fixtures too. | DWHR unit retrofitted to the main drain which includes outlets from showers, sinks and other fixtures too. | DWHR unit retrofitted to the main drain which includes outlets from showers, sinks and other fixtures too. | DWHR unit retrofitted to the main drain which includes outlets from showers, sinks and other fixtures too. | 986.4961 | 986.4961 | 986.4961 | 986.4961 | 986.4961 | 986.4961 | 986.4961 | 986.4961 | 986.4961 | 986.4961 | 986.4961 | 986.4961 | 986.4961 | 986.4961 | 986.4961 | 986.4961 | 986.4961 | 986.4961 | 986.4961 | 986.4961 | 986.4961 | 986.4961 | 986.4961 | 986.4961 | 986.4961 | 986.4961 | 986.4961 | 986.4961 | 3.7703 | 3.7703 | 3.7703 | 3.7703 | 3.7703 | 3.7703 | 3.7703 | 3.7703 | 3.7703 | 3.7703 | 3.7703 | 3.7703 | 3.7703 | 3.7703 | 3.7703 | 3.7703 | 3.7703 | 3.7703 | 3.7703 | 3.7703 | 3.7703 | 3.7703 | 3.7703 | 3.7703 | 3.7703 | 3.7703 | 3.7703 | 3.7703 | 0 | 0 | 0 | 0 | 0 | 0 | 0 | 0 | 0 | 0 | 0 | 0 | 0 | 0 | 0 | 0 | 0 | 0 | 0 | 0 | 0 | 0 | 0 | 0 | 0 | 0 | 0 | 0 | 0 | 0 | 0 | 0 | 0 | 0 | 0 | 0 | 0 | 0 | 0 | 0 | 0 | 0 | 0 | 0 | 0 | 0 | 0 | 0 | 0 | 0 | 0 | 0 | 0 | 0 | 0 | 0 | 0 | 0 | 0 | 0 | 0 | 0 | 0 | 0 | 0 | 0 | 0 | 0 | 0 | 0 | 0 | 0 | 0 | 0 | 0 | 0 | 0 | 0 | 0 | 0 | 0 | 0 | 0 | 0 | 0 | 0 | 0 | 0 | 0 | 0 | 0 | 0 | 0 | 0 | 0 | 0 | 0 | 0 | 0 | 0 | 0 | 0 | 0 | 0 | 0 | 0 | 0 | 0 | 0 | 0 | 0 | 0 | DWHR unit retrofitted to the main drain which includes outlets from showers, sinks and other fixtures too. | DWHR unit retrofitted to the main drain which includes outlets from showers, sinks and other fixtures too. | DWHR unit retrofitted to the main drain which includes outlets from showers, sinks and other fixtures too. | DWHR unit retrofitted to the main drain which includes outlets from showers, sinks and other fixtures too. | DWHR unit retrofitted to the main drain which includes outlets from showers, sinks and other fixtures too. | DWHR unit retrofitted to the main drain which includes outlets from showers, sinks and other fixtures too. | DWHR unit retrofitted to the main drain which includes outlets from showers, sinks and other fixtures too. | DWHR unit retrofitted to the main drain which includes outlets from showers, sinks and other fixtures too. | DWHR unit retrofitted to the main drain which includes outlets from showers, sinks and other fixtures too. | DWHR unit retrofitted to the main drain which includes outlets from showers, sinks and other fixtures too. | DWHR unit retrofitted to the main drain which includes outlets from showers, sinks and other fixtures too. | DWHR unit retrofitted to the main drain which includes outlets from showers, sinks and other fixtures too. | DWHR unit retrofitted to the main drain which includes outlets from showers, sinks and other fixtures too. | DWHR unit retrofitted to the main drain which includes outlets from showers, sinks and other fixtures too. | DWHR unit retrofitted to the main drain which includes outlets from showers, sinks and other fixtures too. | DWHR unit retrofitted to the main drain which includes outlets from showers, sinks and other fixtures too. | DWHR unit retrofitted to the main drain which includes outlets from showers, sinks and other fixtures too. | DWHR unit retrofitted to the main drain which includes outlets from showers, sinks and other fixtures too. | DWHR unit retrofitted to the main drain which includes outlets from showers, sinks and other fixtures too. | DWHR unit retrofitted to the main drain which includes outlets from showers, sinks and other fixtures too. | DWHR unit retrofitted to the main drain which includes outlets from showers, sinks and other fixtures too. | DWHR unit retrofitted to the main drain which includes outlets from showers, sinks and other fixtures too. | DWHR unit retrofitted to the main drain which includes outlets from showers, sinks and other fixtures too. | DWHR unit retrofitted to the main drain which includes outlets from showers, sinks and other fixtures too. | DWHR unit retrofitted to the main drain which includes outlets from showers, sinks and other fixtures too. | DWHR unit retrofitted to the main drain which includes outlets from showers, sinks and other fixtures too. | DWHR unit retrofitted to the main drain which includes outlets from showers, sinks and other fixtures too. | DWHR unit retrofitted to the main drain which includes outlets from showers, sinks and other fixtures too. | 986.4961 | 986.4961 | 986.4961 | 986.4961 | 986.4961 | 986.4961 | 986.4961 | 986.4961 | 986.4961 | 986.4961 | 986.4961 | 986.4961 | 986.4961 | 986.4961 | 986.4961 | 986.4961 | 986.4961 | 986.4961 | 986.4961 | 986.4961 | 986.4961 | 986.4961 | 986.4961 | 986.4961 | 986.4961 | 986.4961 | 986.4961 | 986.4961 | 3.7703 | 3.7703 | 3.7703 | 3.7703 | 3.7703 | 3.7703 | 3.7703 | 3.7703 | 3.7703 | 3.7703 | 3.7703 | 3.7703 | 3.7703 | 3.7703 | 3.7703 | 3.7703 | 3.7703 | 3.7703 | 3.7703 | 3.7703 | 3.7703 | 3.7703 | 3.7703 | 3.7703 | 3.7703 | 3.7703 | 3.7703 | 3.7703 | 0 | 0 | 0 | 0 | 0 | 0 | 0 | 0 | 0 | 0 | 0 | 0 | 0 | 0 | 0 | 0 | 0 | 0 | 0 | 0 | 0 | 0 | 0 | 0 | 0 | 0 | 0 | 0 | 0 | 0 | 0 | 0 | 0 | 0 | 0 | 0 | 0 | 0 | 0 | 0 | 0 | 0 | 0 | 0 | 0 | 0 | 0 | 0 | 0 | 0 | 0 | 0 | 0 | 0 | 0 | 0 | 0 | 0 | 0 | 0 | 0 | 0 | 0 | 0 | 0 | 0 | 0 | 0 | 0 | 0 | 0 | 0 | 0 | 0 | 0 | 0 | 0 | 0 | 0 | 0 | 0 | 0 | 0 | 0 | 0 | 0
Water Heater - Pipe Insulation_Lodging_New_Not Applicable Segment or Vintage | Water Heater - Pipe Insulation_Lodging_New | Water Heater - Pipe Insulation_Commercial_New_Not Applicable Segment or Vintage_Not Applicable Segment or Vintage | Commercial | Lodging | New | Water Heating | Natural Gas | Water Heater - Pipe Insulation | NEQ | Not Applicable Segment or Vintage | 15 | 15 | 15 | 0 | 0 | 0 | 0 | 0 | Retro3Slow | 0.004128203794943829 | TBD | A | WCM684 | 0.7 | 0.42 | sqft | 0.0321 | 0 | 0 | 0 | 0 | Not Applicable Segment or Vintage | Not Applicable Segment or Vintage | Not Applicable Segment or Vintage | 0 | 0 | 0 | Not Applicable Segment or Vintage | Not Applicable Segment or Vintage | Not Applicable Segment or Vintage | Not Applicable Segment or Vintage | Not Applicable Segment or Vintage | Not Applicable Segment or Vintage | Not Applicable Segment or Vintage | Not Applicable Segment or Vintage | Not Applicable Segment or Vintage | Not Applicable Segment or Vintage | Not Applicable Segment or Vintage | Not Applicable Segment or Vintage | Not Applicable Segment or Vintage | Not Applicable Segment or Vintage | Not Applicable Segment or Vintage | Not Applicable Segment or Vintage | Not Applicable Segment or Vintage | Not Applicable Segment or Vintage | Not Applicable Segment or Vintage | Not Applicable Segment or Vintage | Not Applicable Segment or Vintage | Not Applicable Segment or Vintage | Not Applicable Segment or Vintage | Not Applicable Segment or Vintage | Not Applicable Segment or Vintage | Not Applicable Segment or Vintage | Not Applicable Segment or Vintage | Not Applicable Segment or Vintage | 0 | 0 | 0 | 0 | 0 | 0 | 0 | 0 | 0 | 0 | 0 | 0 | 0 | 0 | 0 | 0 | 0 | 0 | 0 | 0 | 0 | 0 | 0 | 0 | 0 | 0 | 0 | 0 | 0 | 0 | 0 | 0 | 0 | 0 | 0 | 0 | 0 | 0 | 0 | 0 | 0 | 0 | 0 | 0 | 0 | 0 | 0 | 0 | 0 | 0 | 0 | 0 | 0 | 0 | 0 | 0 | 0 | 0 | 0 | 0 | 0 | 0 | 0 | 0 | 0 | 0 | 0 | 0 | 0 | 0 | 0 | 0 | 0 | 0 | 0 | 0 | 0 | 0 | 0 | 0 | 0 | 0 | 0 | 0 | 0 | 0 | 0 | 0 | 0 | 0 | 0 | 0 | 0 | 0 | 0 | 0 | 0 | 0 | 0 | 0 | 0 | 0 | 0 | 0 | 0 | 0 | 0 | 0 | 0 | 0 | 0 | 0 | Not Applicable Segment or Vintage | Not Applicable Segment or Vintage | Not Applicable Segment or Vintage | Not Applicable Segment or Vintage | Not Applicable Segment or Vintage | Not Applicable Segment or Vintage | Not Applicable Segment or Vintage | Not Applicable Segment or Vintage | Not Applicable Segment or Vintage | Not Applicable Segment or Vintage | Not Applicable Segment or Vintage | Not Applicable Segment or Vintage | Not Applicable Segment or Vintage | Not Applicable Segment or Vintage | Not Applicable Segment or Vintage | Not Applicable Segment or Vintage | Not Applicable Segment or Vintage | Not Applicable Segment or Vintage | Not Applicable Segment or Vintage | Not Applicable Segment or Vintage | Not Applicable Segment or Vintage | Not Applicable Segment or Vintage | Not Applicable Segment or Vintage | Not Applicable Segment or Vintage | Not Applicable Segment or Vintage | Not Applicable Segment or Vintage | Not Applicable Segment or Vintage | Not Applicable Segment or Vintage | 0 | 0 | 0 | 0 | 0 | 0 | 0 | 0 | 0 | 0 | 0 | 0 | 0 | 0 | 0 | 0 | 0 | 0 | 0 | 0 | 0 | 0 | 0 | 0 | 0 | 0 | 0 | 0 | 0 | 0 | 0 | 0 | 0 | 0 | 0 | 0 | 0 | 0 | 0 | 0 | 0 | 0 | 0 | 0 | 0 | 0 | 0 | 0 | 0 | 0 | 0 | 0 | 0 | 0 | 0 | 0 | 0 | 0 | 0 | 0 | 0 | 0 | 0 | 0 | 0 | 0 | 0 | 0 | 0 | 0 | 0 | 0 | 0 | 0 | 0 | 0 | 0 | 0 | 0 | 0 | 0 | 0 | 0 | 0 | 0 | 0 | 0 | 0 | 0 | 0 | 0 | 0 | 0 | 0 | 0 | 0 | 0 | 0 | 0 | 0 | 0 | 0 | 0 | 0 | 0 | 0 | 0 | 0 | 0 | 0 | 0 | 0 | 0 | 0 | 0 | 0 | 0 | 0 | 0 | 0 | 0 | 0 | 0 | 0 | 0 | 0 | 0 | 0 | 0 | 0 | 0 | 0 | 0 | 0 | 0 | 0 | 0 | 0 | 0 | 0 | 0 | 0 | 0 | 0 | 0 | 0 | 0 | 0 | 0 | 0 | 0 | 0 | 0 | 0 | 0 | 0 | 0 | 0 | 0 | 0 | 0 | 0 | 0 | 0 | 0 | 0 | 0 | 0 | Not Applicable Segment or Vintage | Not Applicable Segment or Vintage | Not Applicable Segment or Vintage | Not Applicable Segment or Vintage | Not Applicable Segment or Vintage | Not Applicable Segment or Vintage | Not Applicable Segment or Vintage | Not Applicable Segment or Vintage | Not Applicable Segment or Vintage | Not Applicable Segment or Vintage | Not Applicable Segment or Vintage | Not Applicable Segment or Vintage | Not Applicable Segment or Vintage | Not Applicable Segment or Vintage | Not Applicable Segment or Vintage | Not Applicable Segment or Vintage | Not Applicable Segment or Vintage | Not Applicable Segment or Vintage | Not Applicable Segment or Vintage | Not Applicable Segment or Vintage | Not Applicable Segment or Vintage | Not Applicable Segment or Vintage | Not Applicable Segment or Vintage | Not Applicable Segment or Vintage | Not Applicable Segment or Vintage | Not Applicable Segment or Vintage | Not Applicable Segment or Vintage | Not Applicable Segment or Vintage | 0 | 0 | 0 | 0 | 0 | 0 | 0 | 0 | 0 | 0 | 0 | 0 | 0 | 0 | 0 | 0 | 0 | 0 | 0 | 0 | 0 | 0 | 0 | 0 | 0 | 0 | 0 | 0 | 0 | 0 | 0 | 0 | 0 | 0 | 0 | 0 | 0 | 0 | 0 | 0 | 0 | 0 | 0 | 0 | 0 | 0 | 0 | 0 | 0 | 0 | 0 | 0 | 0 | 0 | 0 | 0 | 0 | 0 | 0 | 0 | 0 | 0 | 0 | 0 | 0 | 0 | 0 | 0 | 0 | 0 | 0 | 0 | 0 | 0 | 0 | 0 | 0 | 0 | 0 | 0 | 0 | 0 | 0 | 0 | 0 | 0 | 0 | 0 | 0 | 0 | 0 | 0 | 0 | 0 | 0 | 0 | 0 | 0 | 0 | 0 | 0 | 0 | 0 | 0 | 0 | 0 | 0 | 0 | 0 | 0 | 0 | 0 | 0 | 0 | 0 | 0 | 0 | 0 | 0 | 0 | 0 | 0 | 0 | 0 | 0 | 0 | 0 | 0 | 0 | 0 | 0 | 0 | 0 | 0 | 0 | 0 | 0 | 0 | 0 | 0 | 0 | 0
Water Heater - Thermostatic Shower Restriction Valve_Lodging_New_Showerhead with restrictor valve | Water Heater - Thermostatic Shower Restriction Valve_Lodging_New | Water Heater - Thermostatic Shower Restriction Valve_Commercial_New_Typical showerhead without valve_Showerhead with restrictor valve | Commercial | Lodging | New | Water Heating | Natural Gas | Water Heater - Thermostatic Shower Restriction Valve | NEQ | Typical showerhead without valve | 6 | 6 | 6 | 1.8 | 0 | 0 | 0.016 | 0.8 | Retro12Med | 3.879925052500492E-06 | TBD | A | WCM681 | 0.7 | 0.42 | showerhead | 0.0321 | 0 | 0 | 0 | 0 | Regional Technical Forum. Thermostatic Shower Restriction Valve - UES Workbook, Version 6.1. Northwest Power and Conservation Council. August 29, 2023 | Regional Technical Forum. Thermostatic Shower Restriction Valve - UES Workbook, Version 6.1. Northwest Power and Conservation Council. August 29, 2023 | Regional Technical Forum. Thermostatic Shower Restriction Valve - UES Workbook, Version 6.1. Northwest Power and Conservation Council. August 29, 2023 | 0 | 0 | 34.4397 | Typical showerhead without valve | Typical showerhead without valve | Typical showerhead without valve | Typical showerhead without valve | Typical showerhead without valve | Typical showerhead without valve | Typical showerhead without valve | Typical showerhead without valve | Typical showerhead without valve | Typical showerhead without valve | Typical showerhead without valve | Typical showerhead without valve | Typical showerhead without valve | Typical showerhead without valve | Typical showerhead without valve | Typical showerhead without valve | Typical showerhead without valve | Typical showerhead without valve | Typical showerhead without valve | Typical showerhead without valve | Typical showerhead without valve | Typical showerhead without valve | Typical showerhead without valve | Typical showerhead without valve | Typical showerhead without valve | Typical showerhead without valve | Typical showerhead without valve | Typical showerhead without valve | 0 | 0 | 0 | 0 | 0 | 0 | 0 | 0 | 0 | 0 | 0 | 0 | 0 | 0 | 0 | 0 | 0 | 0 | 0 | 0 | 0 | 0 | 0 | 0 | 0 | 0 | 0 | 0 | 0 | 0 | 0 | 0 | 0 | 0 | 0 | 0 | 0 | 0 | 0 | 0 | 0 | 0 | 0 | 0 | 0 | 0 | 0 | 0 | 0 | 0 | 0 | 0 | 0 | 0 | 0 | 0 | 0 | 0 | 0 | 0 | 0 | 0 | 0 | 0 | 0 | 0 | 0 | 0 | 0 | 0 | 0 | 0 | 0 | 0 | 0 | 0 | 0 | 0 | 0 | 0 | 0 | 0 | 0 | 0 | 0 | 0 | 0 | 0 | 0 | 0 | 0 | 0 | 0 | 0 | 0 | 0 | 0 | 0 | 0 | 0 | 0 | 0 | 0 | 0 | 0 | 0 | 0 | 0 | 0 | 0 | 0 | 0 | Showerhead with restrictor valve | Showerhead with restrictor valve | Showerhead with restrictor valve | Showerhead with restrictor valve | Showerhead with restrictor valve | Showerhead with restrictor valve | Showerhead with restrictor valve | Showerhead with restrictor valve | Showerhead with restrictor valve | Showerhead with restrictor valve | Showerhead with restrictor valve | Showerhead with restrictor valve | Showerhead with restrictor valve | Showerhead with restrictor valve | Showerhead with restrictor valve | Showerhead with restrictor valve | Showerhead with restrictor valve | Showerhead with restrictor valve | Showerhead with restrictor valve | Showerhead with restrictor valve | Showerhead with restrictor valve | Showerhead with restrictor valve | Showerhead with restrictor valve | Showerhead with restrictor valve | Showerhead with restrictor valve | Showerhead with restrictor valve | Showerhead with restrictor valve | Showerhead with restrictor valve | 34.4397 | 34.4397 | 34.4397 | 34.4397 | 34.4397 | 34.4397 | 34.4397 | 34.4397 | 34.4397 | 34.4397 | 34.4397 | 34.4397 | 34.4397 | 34.4397 | 34.4397 | 34.4397 | 34.4397 | 34.4397 | 34.4397 | 34.4397 | 34.4397 | 34.4397 | 34.4397 | 34.4397 | 34.4397 | 34.4397 | 34.4397 | 34.4397 | 1.8 | 1.8 | 1.8 | 1.8 | 1.8 | 1.8 | 1.8 | 1.8 | 1.8 | 1.8 | 1.8 | 1.8 | 1.8 | 1.8 | 1.8 | 1.8 | 1.8 | 1.8 | 1.8 | 1.8 | 1.8 | 1.8 | 1.8 | 1.8 | 1.8 | 1.8 | 1.8 | 1.8 | 0 | 0 | 0 | 0 | 0 | 0 | 0 | 0 | 0 | 0 | 0 | 0 | 0 | 0 | 0 | 0 | 0 | 0 | 0 | 0 | 0 | 0 | 0 | 0 | 0 | 0 | 0 | 0 | 0 | 0 | 0 | 0 | 0 | 0 | 0 | 0 | 0 | 0 | 0 | 0 | 0 | 0 | 0 | 0 | 0 | 0 | 0 | 0 | 0 | 0 | 0 | 0 | 0 | 0 | 0 | 0 | 0 | 0 | 0 | 0 | 0 | 0 | 0 | 0 | 0 | 0 | 0 | 0 | 0 | 0 | 0 | 0 | 0 | 0 | 0 | 0 | 0 | 0 | 0 | 0 | 0 | 0 | 0 | 0 | 0 | 0 | 0 | 0 | 0 | 0 | 0 | 0 | 0 | 0 | 0 | 0 | 0 | 0 | 0 | 0 | 0 | 0 | 0 | 0 | 0 | 0 | 0 | 0 | 0 | 0 | 0 | 0 | Showerhead with restrictor valve | Showerhead with restrictor valve | Showerhead with restrictor valve | Showerhead with restrictor valve | Showerhead with restrictor valve | Showerhead with restrictor valve | Showerhead with restrictor valve | Showerhead with restrictor valve | Showerhead with restrictor valve | Showerhead with restrictor valve | Showerhead with restrictor valve | Showerhead with restrictor valve | Showerhead with restrictor valve | Showerhead with restrictor valve | Showerhead with restrictor valve | Showerhead with restrictor valve | Showerhead with restrictor valve | Showerhead with restrictor valve | Showerhead with restrictor valve | Showerhead with restrictor valve | Showerhead with restrictor valve | Showerhead with restrictor valve | Showerhead with restrictor valve | Showerhead with restrictor valve | Showerhead with restrictor valve | Showerhead with restrictor valve | Showerhead with restrictor valve | Showerhead with restrictor valve | 34.4397 | 34.4397 | 34.4397 | 34.4397 | 34.4397 | 34.4397 | 34.4397 | 34.4397 | 34.4397 | 34.4397 | 34.4397 | 34.4397 | 34.4397 | 34.4397 | 34.4397 | 34.4397 | 34.4397 | 34.4397 | 34.4397 | 34.4397 | 34.4397 | 34.4397 | 34.4397 | 34.4397 | 34.4397 | 34.4397 | 34.4397 | 34.4397 | 1.8 | 1.8 | 1.8 | 1.8 | 1.8 | 1.8 | 1.8 | 1.8 | 1.8 | 1.8 | 1.8 | 1.8 | 1.8 | 1.8 | 1.8 | 1.8 | 1.8 | 1.8 | 1.8 | 1.8 | 1.8 | 1.8 | 1.8 | 1.8 | 1.8 | 1.8 | 1.8 | 1.8 | 0 | 0 | 0 | 0 | 0 | 0 | 0 | 0 | 0 | 0 | 0 | 0 | 0 | 0 | 0 | 0 | 0 | 0 | 0 | 0 | 0 | 0 | 0 | 0 | 0 | 0 | 0 | 0 | 0 | 0 | 0 | 0 | 0 | 0 | 0 | 0 | 0 | 0 | 0 | 0 | 0 | 0 | 0 | 0 | 0 | 0 | 0 | 0 | 0 | 0 | 0 | 0 | 0 | 0 | 0 | 0 | 0 | 0 | 0 | 0 | 0 | 0 | 0 | 0 | 0 | 0 | 0 | 0 | 0 | 0 | 0 | 0 | 0 | 0 | 0 | 0 | 0 | 0 | 0 | 0 | 0 | 0 | 0 | 0 | 0 | 0
Advanced New Construction Designs_Lodging_New_Advanced new construction buildings exceeding ASHRAE 90.1 requirements using integrated design approach. | Advanced New Construction Designs_Lodging_New | Advanced New Construction Designs_Commercial_New_New construction building meeting current code._Advanced new construction buildings exceeding ASHRAE 90.1 requirements using integrated design approach. | Commercial | Lodging | New | Water Heating | Natural Gas | Advanced New Construction Designs | NEQ | New construction building meeting current code. | 30 | 30 | 30 | 0 | 0 | 0 | 0.25 | 0.75 | RetroEven20 | 0.03333333333333333 | TBD | A | WCM696 | 0.7 | 0.42 | sqft cond | 0.0321 | 0 | 0 | 0 | 0 | Pacific Northwest National Laboratory. Expanded Energy Credits in Energy Codes. PNNL-31572. July 2021. | The Technical Feasibility of Zero Net Energy Buildings in California, CALMAC Study ID - PGE0326.01. December 2012. | Pacific Northwest National Laboratory. Expanded Energy Credits in Energy Codes. PNNL-31572. July 2021. | 0 | 0 | 4.4221 | New construction building meeting current code. | New construction building meeting current code. | New construction building meeting current code. | New construction building meeting current code. | New construction building meeting current code. | New construction building meeting current code. | New construction building meeting current code. | New construction building meeting current code. | New construction building meeting current code. | New construction building meeting current code. | New construction building meeting current code. | New construction building meeting current code. | New construction building meeting current code. | New construction building meeting current code. | New construction building meeting current code. | New construction building meeting current code. | New construction building meeting current code. | New construction building meeting current code. | New construction building meeting current code. | New construction building meeting current code. | New construction building meeting current code. | New construction building meeting current code. | New construction building meeting current code. | New construction building meeting current code. | New construction building meeting current code. | New construction building meeting current code. | New construction building meeting current code. | New construction building meeting current code. | 0 | 0 | 0 | 0 | 0 | 0 | 0 | 0 | 0 | 0 | 0 | 0 | 0 | 0 | 0 | 0 | 0 | 0 | 0 | 0 | 0 | 0 | 0 | 0 | 0 | 0 | 0 | 0 | 0 | 0 | 0 | 0 | 0 | 0 | 0 | 0 | 0 | 0 | 0 | 0 | 0 | 0 | 0 | 0 | 0 | 0 | 0 | 0 | 0 | 0 | 0 | 0 | 0 | 0 | 0 | 0 | 0 | 0 | 0 | 0 | 0 | 0 | 0 | 0 | 0 | 0 | 0 | 0 | 0 | 0 | 0 | 0 | 0 | 0 | 0 | 0 | 0 | 0 | 0 | 0 | 0 | 0 | 0 | 0 | 0 | 0 | 0 | 0 | 0 | 0 | 0 | 0 | 0 | 0 | 0 | 0 | 0 | 0 | 0 | 0 | 0 | 0 | 0 | 0 | 0 | 0 | 0 | 0 | 0 | 0 | 0 | 0 | Advanced new construction buildings exceeding ASHRAE 90.1 requirements using integrated design approach. | Advanced new construction buildings exceeding ASHRAE 90.1 requirements using integrated design approach. | Advanced new construction buildings exceeding ASHRAE 90.1 requirements using integrated design approach. | Advanced new construction buildings exceeding ASHRAE 90.1 requirements using integrated design approach. | Advanced new construction buildings exceeding ASHRAE 90.1 requirements using integrated design approach. | Advanced new construction buildings exceeding ASHRAE 90.1 requirements using integrated design approach. | Advanced new construction buildings exceeding ASHRAE 90.1 requirements using integrated design approach. | Advanced new construction buildings exceeding ASHRAE 90.1 requirements using integrated design approach. | Advanced new construction buildings exceeding ASHRAE 90.1 requirements using integrated design approach. | Advanced new construction buildings exceeding ASHRAE 90.1 requirements using integrated design approach. | Advanced new construction buildings exceeding ASHRAE 90.1 requirements using integrated design approach. | Advanced new construction buildings exceeding ASHRAE 90.1 requirements using integrated design approach. | Advanced new construction buildings exceeding ASHRAE 90.1 requirements using integrated design approach. | Advanced new construction buildings exceeding ASHRAE 90.1 requirements using integrated design approach. | Advanced new construction buildings exceeding ASHRAE 90.1 requirements using integrated design approach. | Advanced new construction buildings exceeding ASHRAE 90.1 requirements using integrated design approach. | Advanced new construction buildings exceeding ASHRAE 90.1 requirements using integrated design approach. | Advanced new construction buildings exceeding ASHRAE 90.1 requirements using integrated design approach. | Advanced new construction buildings exceeding ASHRAE 90.1 requirements using integrated design approach. | Advanced new construction buildings exceeding ASHRAE 90.1 requirements using integrated design approach. | Advanced new construction buildings exceeding ASHRAE 90.1 requirements using integrated design approach. | Advanced new construction buildings exceeding ASHRAE 90.1 requirements using integrated design approach. | Advanced new construction buildings exceeding ASHRAE 90.1 requirements using integrated design approach. | Advanced new construction buildings exceeding ASHRAE 90.1 requirements using integrated design approach. | Advanced new construction buildings exceeding ASHRAE 90.1 requirements using integrated design approach. | Advanced new construction buildings exceeding ASHRAE 90.1 requirements using integrated design approach. | Advanced new construction buildings exceeding ASHRAE 90.1 requirements using integrated design approach. | Advanced new construction buildings exceeding ASHRAE 90.1 requirements using integrated design approach. | 4.4221 | 4.4221 | 4.4221 | 4.4221 | 4.4221 | 4.4221 | 4.4221 | 4.4221 | 4.4221 | 4.4221 | 4.4221 | 4.4221 | 4.4221 | 4.4221 | 4.4221 | 4.4221 | 4.4221 | 4.4221 | 4.4221 | 4.4221 | 4.4221 | 4.4221 | 4.4221 | 4.4221 | 4.4221 | 4.4221 | 4.4221 | 4.4221 | 0 | 0 | 0 | 0 | 0 | 0 | 0 | 0 | 0 | 0 | 0 | 0 | 0 | 0 | 0 | 0 | 0 | 0 | 0 | 0 | 0 | 0 | 0 | 0 | 0 | 0 | 0 | 0 | 0 | 0 | 0 | 0 | 0 | 0 | 0 | 0 | 0 | 0 | 0 | 0 | 0 | 0 | 0 | 0 | 0 | 0 | 0 | 0 | 0 | 0 | 0 | 0 | 0 | 0 | 0 | 0 | 0 | 0 | 0 | 0 | 0 | 0 | 0 | 0 | 0 | 0 | 0 | 0 | 0 | 0 | 0 | 0 | 0 | 0 | 0 | 0 | 0 | 0 | 0 | 0 | 0 | 0 | 0 | 0 | 0 | 0 | 0 | 0 | 0 | 0 | 0 | 0 | 0 | 0 | 0 | 0 | 0 | 0 | 0 | 0 | 0 | 0 | 0 | 0 | 0 | 0 | 0 | 0 | 0 | 0 | 0 | 0 | 0 | 0 | 0 | 0 | 0 | 0 | 0 | 0 | 0 | 0 | 0 | 0 | 0 | 0 | 0 | 0 | 0 | 0 | 0 | 0 | 0 | 0 | 0 | 0 | 0 | 0 | 0 | 0 | Advanced new construction buildings exceeding ASHRAE 90.1 requirements using integrated design approach. | Advanced new construction buildings exceeding ASHRAE 90.1 requirements using integrated design approach. | Advanced new construction buildings exceeding ASHRAE 90.1 requirements using integrated design approach. | Advanced new construction buildings exceeding ASHRAE 90.1 requirements using integrated design approach. | Advanced new construction buildings exceeding ASHRAE 90.1 requirements using integrated design approach. | Advanced new construction buildings exceeding ASHRAE 90.1 requirements using integrated design approach. | Advanced new construction buildings exceeding ASHRAE 90.1 requirements using integrated design approach. | Advanced new construction buildings exceeding ASHRAE 90.1 requirements using integrated design approach. | Advanced new construction buildings exceeding ASHRAE 90.1 requirements using integrated design approach. | Advanced new construction buildings exceeding ASHRAE 90.1 requirements using integrated design approach. | Advanced new construction buildings exceeding ASHRAE 90.1 requirements using integrated design approach. | Advanced new construction buildings exceeding ASHRAE 90.1 requirements using integrated design approach. | Advanced new construction buildings exceeding ASHRAE 90.1 requirements using integrated design approach. | Advanced new construction buildings exceeding ASHRAE 90.1 requirements using integrated design approach. | Advanced new construction buildings exceeding ASHRAE 90.1 requirements using integrated design approach. | Advanced new construction buildings exceeding ASHRAE 90.1 requirements using integrated design approach. | Advanced new construction buildings exceeding ASHRAE 90.1 requirements using integrated design approach. | Advanced new construction buildings exceeding ASHRAE 90.1 requirements using integrated design approach. | Advanced new construction buildings exceeding ASHRAE 90.1 requirements using integrated design approach. | Advanced new construction buildings exceeding ASHRAE 90.1 requirements using integrated design approach. | Advanced new construction buildings exceeding ASHRAE 90.1 requirements using integrated design approach. | Advanced new construction buildings exceeding ASHRAE 90.1 requirements using integrated design approach. | Advanced new construction buildings exceeding ASHRAE 90.1 requirements using integrated design approach. | Advanced new construction buildings exceeding ASHRAE 90.1 requirements using integrated design approach. | Advanced new construction buildings exceeding ASHRAE 90.1 requirements using integrated design approach. | Advanced new construction buildings exceeding ASHRAE 90.1 requirements using integrated design approach. | Advanced new construction buildings exceeding ASHRAE 90.1 requirements using integrated design approach. | Advanced new construction buildings exceeding ASHRAE 90.1 requirements using integrated design approach. | 4.4221 | 4.4221 | 4.4221 | 4.4221 | 4.4221 | 4.4221 | 4.4221 | 4.4221 | 4.4221 | 4.4221 | 4.4221 | 4.4221 | 4.4221 | 4.4221 | 4.4221 | 4.4221 | 4.4221 | 4.4221 | 4.4221 | 4.4221 | 4.4221 | 4.4221 | 4.4221 | 4.4221 | 4.4221 | 4.4221 | 4.4221 | 4.4221 | 0 | 0 | 0 | 0 | 0 | 0 | 0 | 0 | 0 | 0 | 0 | 0 | 0 | 0 | 0 | 0 | 0 | 0 | 0 | 0 | 0 | 0 | 0 | 0 | 0 | 0 | 0 | 0 | 0 | 0 | 0 | 0 | 0 | 0 | 0 | 0 | 0 | 0 | 0 | 0 | 0 | 0 | 0 | 0 | 0 | 0 | 0 | 0 | 0 | 0 | 0 | 0 | 0 | 0 | 0 | 0 | 0 | 0 | 0 | 0 | 0 | 0 | 0 | 0 | 0 | 0 | 0 | 0 | 0 | 0 | 0 | 0 | 0 | 0 | 0 | 0 | 0 | 0 | 0 | 0 | 0 | 0 | 0 | 0 | 0 | 0 | 0 | 0 | 0 | 0 | 0 | 0 | 0 | 0 | 0 | 0 | 0 | 0 | 0 | 0 | 0 | 0 | 0 | 0 | 0 | 0 | 0 | 0 | 0 | 0 | 0 | 0 | 0 | 0
Refrigeration - Heat Recovery_Lodging_New_0 | Refrigeration - Heat Recovery_Lodging_New | Refrigeration - Heat Recovery_Commercial_New_0_0 | Commercial | Lodging | New | Water Heating | Natural Gas | Refrigeration - Heat Recovery | NEQ | 0 | 15 | 15 | 15 | 0 | 0 | 0 | 0 | 0 | Retro5Med | 8.35569166605469E-06 | TBD | A | WCM691 | 0.7 | 0.42 | Fridge Ton | 0.0321 | 0 | 0 | 0 | 0 | 2025 MEMD Non-Wx - 7.10.01.FESG16.v01 - Refrigeration Waste Heat Recovery - DWH - N-CO-KR-000528-G-XX-XX-XX-XX-02 | 2025 MEMD Non-Wx - 7.10.01.FESG16.v01 - Refrigeration Waste Heat Recovery - DWH - N-CO-KR-000528-G-XX-XX-XX-XX-02 | 2025 MEMD Non-Wx - 7.10.01.FESG16.v01 - Refrigeration Waste Heat Recovery - DWH - N-CO-KR-000528-G-XX-XX-XX-XX-02 | 0 | 0 | 254.8782 | 0 | 0 | 0 | 0 | 0 | 0 | 0 | 0 | 0 | 0 | 0 | 0 | 0 | 0 | 0 | 0 | 0 | 0 | 0 | 0 | 0 | 0 | 0 | 0 | 0 | 0 | 0 | 0 | 0 | 0 | 0 | 0 | 0 | 0 | 0 | 0 | 0 | 0 | 0 | 0 | 0 | 0 | 0 | 0 | 0 | 0 | 0 | 0 | 0 | 0 | 0 | 0 | 0 | 0 | 0 | 0 | 0 | 0 | 0 | 0 | 0 | 0 | 0 | 0 | 0 | 0 | 0 | 0 | 0 | 0 | 0 | 0 | 0 | 0 | 0 | 0 | 0 | 0 | 0 | 0 | 0 | 0 | 0 | 0 | 0 | 0 | 0 | 0 | 0 | 0 | 0 | 0 | 0 | 0 | 0 | 0 | 0 | 0 | 0 | 0 | 0 | 0 | 0 | 0 | 0 | 0 | 0 | 0 | 0 | 0 | 0 | 0 | 0 | 0 | 0 | 0 | 0 | 0 | 0 | 0 | 0 | 0 | 0 | 0 | 0 | 0 | 0 | 0 | 0 | 0 | 0 | 0 | 0 | 0 | 0 | 0 | 0 | 0 | 0 | 0 | 0 | 0 | 0 | 0 | 0 | 0 | 0 | 0 | 0 | 0 | 0 | 0 | 0 | 0 | 0 | 0 | 0 | 0 | 0 | 0 | 0 | 0 | 0 | 0 | 0 | 0 | 0 | 0 | 254.8782 | 254.8782 | 254.8782 | 254.8782 | 254.8782 | 254.8782 | 254.8782 | 254.8782 | 254.8782 | 254.8782 | 254.8782 | 254.8782 | 254.8782 | 254.8782 | 254.8782 | 254.8782 | 254.8782 | 254.8782 | 254.8782 | 254.8782 | 254.8782 | 254.8782 | 254.8782 | 254.8782 | 254.8782 | 254.8782 | 254.8782 | 254.8782 | 0 | 0 | 0 | 0 | 0 | 0 | 0 | 0 | 0 | 0 | 0 | 0 | 0 | 0 | 0 | 0 | 0 | 0 | 0 | 0 | 0 | 0 | 0 | 0 | 0 | 0 | 0 | 0 | 0 | 0 | 0 | 0 | 0 | 0 | 0 | 0 | 0 | 0 | 0 | 0 | 0 | 0 | 0 | 0 | 0 | 0 | 0 | 0 | 0 | 0 | 0 | 0 | 0 | 0 | 0 | 0 | 0 | 0 | 0 | 0 | 0 | 0 | 0 | 0 | 0 | 0 | 0 | 0 | 0 | 0 | 0 | 0 | 0 | 0 | 0 | 0 | 0 | 0 | 0 | 0 | 0 | 0 | 0 | 0 | 0 | 0 | 0 | 0 | 0 | 0 | 0 | 0 | 0 | 0 | 0 | 0 | 0 | 0 | 0 | 0 | 0 | 0 | 0 | 0 | 0 | 0 | 0 | 0 | 0 | 0 | 0 | 0 | 0 | 0 | 0 | 0 | 0 | 0 | 0 | 0 | 0 | 0 | 0 | 0 | 0 | 0 | 0 | 0 | 0 | 0 | 0 | 0 | 0 | 0 | 0 | 0 | 0 | 0 | 0 | 0 | 0 | 0 | 0 | 0 | 0 | 0 | 0 | 0 | 0 | 0 | 0 | 0 | 0 | 0 | 0 | 0 | 0 | 0 | 0 | 0 | 0 | 0 | 0 | 0 | 0 | 0 | 0 | 0 | 254.8782 | 254.8782 | 254.8782 | 254.8782 | 254.8782 | 254.8782 | 254.8782 | 254.8782 | 254.8782 | 254.8782 | 254.8782 | 254.8782 | 254.8782 | 254.8782 | 254.8782 | 254.8782 | 254.8782 | 254.8782 | 254.8782 | 254.8782 | 254.8782 | 254.8782 | 254.8782 | 254.8782 | 254.8782 | 254.8782 | 254.8782 | 254.8782 | 0 | 0 | 0 | 0 | 0 | 0 | 0 | 0 | 0 | 0 | 0 | 0 | 0 | 0 | 0 | 0 | 0 | 0 | 0 | 0 | 0 | 0 | 0 | 0 | 0 | 0 | 0 | 0 | 0 | 0 | 0 | 0 | 0 | 0 | 0 | 0 | 0 | 0 | 0 | 0 | 0 | 0 | 0 | 0 | 0 | 0 | 0 | 0 | 0 | 0 | 0 | 0 | 0 | 0 | 0 | 0 | 0 | 0 | 0 | 0 | 0 | 0 | 0 | 0 | 0 | 0 | 0 | 0 | 0 | 0 | 0 | 0 | 0 | 0 | 0 | 0 | 0 | 0 | 0 | 0 | 0 | 0 | 0 | 0 | 0 | 0 | 0 | 0 | 0 | 0 | 0 | 0 | 0 | 0 | 0 | 0 | 0 | 0 | 0 | 0 | 0 | 0 | 0 | 0 | 0 | 0 | 0 | 0 | 0 | 0 | 0 | 0 | 0 | 0
Retrocommissioning_Lodging_New_Not Applicable Segment or Vintage | Retrocommissioning_Lodging_New | Retrocommissioning_Commercial_New_Not Applicable Segment or Vintage_Not Applicable Segment or Vintage | Commercial | Lodging | New | Water Heating | Natural Gas | Retrocommissioning | NEQ | Not Applicable Segment or Vintage | 3 | 3 | 3 | 0 | 0 | 0 | 0 | 0 | RetroEven20 | 0.03333333333333333 | TBD | A | WCM700 | 0.7 | 0.42 | sqft | 0.0321 | 0 | 0 | 0 | 0 | Not Applicable Segment or Vintage | Not Applicable Segment or Vintage | Not Applicable Segment or Vintage | 0 | 0 | 0 | Not Applicable Segment or Vintage | Not Applicable Segment or Vintage | Not Applicable Segment or Vintage | Not Applicable Segment or Vintage | Not Applicable Segment or Vintage | Not Applicable Segment or Vintage | Not Applicable Segment or Vintage | Not Applicable Segment or Vintage | Not Applicable Segment or Vintage | Not Applicable Segment or Vintage | Not Applicable Segment or Vintage | Not Applicable Segment or Vintage | Not Applicable Segment or Vintage | Not Applicable Segment or Vintage | Not Applicable Segment or Vintage | Not Applicable Segment or Vintage | Not Applicable Segment or Vintage | Not Applicable Segment or Vintage | Not Applicable Segment or Vintage | Not Applicable Segment or Vintage | Not Applicable Segment or Vintage | Not Applicable Segment or Vintage | Not Applicable Segment or Vintage | Not Applicable Segment or Vintage | Not Applicable Segment or Vintage | Not Applicable Segment or Vintage | Not Applicable Segment or Vintage | Not Applicable Segment or Vintage | 0 | 0 | 0 | 0 | 0 | 0 | 0 | 0 | 0 | 0 | 0 | 0 | 0 | 0 | 0 | 0 | 0 | 0 | 0 | 0 | 0 | 0 | 0 | 0 | 0 | 0 | 0 | 0 | 0 | 0 | 0 | 0 | 0 | 0 | 0 | 0 | 0 | 0 | 0 | 0 | 0 | 0 | 0 | 0 | 0 | 0 | 0 | 0 | 0 | 0 | 0 | 0 | 0 | 0 | 0 | 0 | 0 | 0 | 0 | 0 | 0 | 0 | 0 | 0 | 0 | 0 | 0 | 0 | 0 | 0 | 0 | 0 | 0 | 0 | 0 | 0 | 0 | 0 | 0 | 0 | 0 | 0 | 0 | 0 | 0 | 0 | 0 | 0 | 0 | 0 | 0 | 0 | 0 | 0 | 0 | 0 | 0 | 0 | 0 | 0 | 0 | 0 | 0 | 0 | 0 | 0 | 0 | 0 | 0 | 0 | 0 | 0 | Not Applicable Segment or Vintage | Not Applicable Segment or Vintage | Not Applicable Segment or Vintage | Not Applicable Segment or Vintage | Not Applicable Segment or Vintage | Not Applicable Segment or Vintage | Not Applicable Segment or Vintage | Not Applicable Segment or Vintage | Not Applicable Segment or Vintage | Not Applicable Segment or Vintage | Not Applicable Segment or Vintage | Not Applicable Segment or Vintage | Not Applicable Segment or Vintage | Not Applicable Segment or Vintage | Not Applicable Segment or Vintage | Not Applicable Segment or Vintage | Not Applicable Segment or Vintage | Not Applicable Segment or Vintage | Not Applicable Segment or Vintage | Not Applicable Segment or Vintage | Not Applicable Segment or Vintage | Not Applicable Segment or Vintage | Not Applicable Segment or Vintage | Not Applicable Segment or Vintage | Not Applicable Segment or Vintage | Not Applicable Segment or Vintage | Not Applicable Segment or Vintage | Not Applicable Segment or Vintage | 0 | 0 | 0 | 0 | 0 | 0 | 0 | 0 | 0 | 0 | 0 | 0 | 0 | 0 | 0 | 0 | 0 | 0 | 0 | 0 | 0 | 0 | 0 | 0 | 0 | 0 | 0 | 0 | 0 | 0 | 0 | 0 | 0 | 0 | 0 | 0 | 0 | 0 | 0 | 0 | 0 | 0 | 0 | 0 | 0 | 0 | 0 | 0 | 0 | 0 | 0 | 0 | 0 | 0 | 0 | 0 | 0 | 0 | 0 | 0 | 0 | 0 | 0 | 0 | 0 | 0 | 0 | 0 | 0 | 0 | 0 | 0 | 0 | 0 | 0 | 0 | 0 | 0 | 0 | 0 | 0 | 0 | 0 | 0 | 0 | 0 | 0 | 0 | 0 | 0 | 0 | 0 | 0 | 0 | 0 | 0 | 0 | 0 | 0 | 0 | 0 | 0 | 0 | 0 | 0 | 0 | 0 | 0 | 0 | 0 | 0 | 0 | 0 | 0 | 0 | 0 | 0 | 0 | 0 | 0 | 0 | 0 | 0 | 0 | 0 | 0 | 0 | 0 | 0 | 0 | 0 | 0 | 0 | 0 | 0 | 0 | 0 | 0 | 0 | 0 | 0 | 0 | 0 | 0 | 0 | 0 | 0 | 0 | 0 | 0 | 0 | 0 | 0 | 0 | 0 | 0 | 0 | 0 | 0 | 0 | 0 | 0 | 0 | 0 | 0 | 0 | 0 | 0 | Not Applicable Segment or Vintage | Not Applicable Segment or Vintage | Not Applicable Segment or Vintage | Not Applicable Segment or Vintage | Not Applicable Segment or Vintage | Not Applicable Segment or Vintage | Not Applicable Segment or Vintage | Not Applicable Segment or Vintage | Not Applicable Segment or Vintage | Not Applicable Segment or Vintage | Not Applicable Segment or Vintage | Not Applicable Segment or Vintage | Not Applicable Segment or Vintage | Not Applicable Segment or Vintage | Not Applicable Segment or Vintage | Not Applicable Segment or Vintage | Not Applicable Segment or Vintage | Not Applicable Segment or Vintage | Not Applicable Segment or Vintage | Not Applicable Segment or Vintage | Not Applicable Segment or Vintage | Not Applicable Segment or Vintage | Not Applicable Segment or Vintage | Not Applicable Segment or Vintage | Not Applicable Segment or Vintage | Not Applicable Segment or Vintage | Not Applicable Segment or Vintage | Not Applicable Segment or Vintage | 0 | 0 | 0 | 0 | 0 | 0 | 0 | 0 | 0 | 0 | 0 | 0 | 0 | 0 | 0 | 0 | 0 | 0 | 0 | 0 | 0 | 0 | 0 | 0 | 0 | 0 | 0 | 0 | 0 | 0 | 0 | 0 | 0 | 0 | 0 | 0 | 0 | 0 | 0 | 0 | 0 | 0 | 0 | 0 | 0 | 0 | 0 | 0 | 0 | 0 | 0 | 0 | 0 | 0 | 0 | 0 | 0 | 0 | 0 | 0 | 0 | 0 | 0 | 0 | 0 | 0 | 0 | 0 | 0 | 0 | 0 | 0 | 0 | 0 | 0 | 0 | 0 | 0 | 0 | 0 | 0 | 0 | 0 | 0 | 0 | 0 | 0 | 0 | 0 | 0 | 0 | 0 | 0 | 0 | 0 | 0 | 0 | 0 | 0 | 0 | 0 | 0 | 0 | 0 | 0 | 0 | 0 | 0 | 0 | 0 | 0 | 0 | 0 | 0 | 0 | 0 | 0 | 0 | 0 | 0 | 0 | 0 | 0 | 0 | 0 | 0 | 0 | 0 | 0 | 0 | 0 | 0 | 0 | 0 | 0 | 0 | 0 | 0 | 0 | 0 | 0 | 0
Strategic Energy Management_Lodging_New_Implementation of strategic energy management program. | Strategic Energy Management_Lodging_New | Strategic Energy Management_Commercial_New_No strategic energy management._Implementation of strategic energy management program. | Commercial | Lodging | New | Water Heating | Natural Gas | Strategic Energy Management | NEQ | No strategic energy management. | 3 | 3 | 3 | 0 | 0 | 0 | 0 | 0 | RetroEven20 | 0.03333333333333333 | TBD | A | WCM698 | 0.7 | 0.42 | sqft | 0.0321 | 0 | 0 | 0 | 0 | 2021 Power Plan - Com-EM-2021P_V4 - Commercial SEM, Northwest Power and Conservation Council (NWPCC), 2021 Power Plan Conservation Supply Workbooks. January 2022. | 2021 Power Plan - Com-EM-2021P_V4 - Commercial SEM, Northwest Power and Conservation Council (NWPCC), 2021 Power Plan Conservation Supply Workbooks. January 2022. | 2021 Power Plan - Com-EM-2021P_V4 - Commercial SEM, Northwest Power and Conservation Council (NWPCC), 2021 Power Plan Conservation Supply Workbooks. January 2022. | 0 | 0 | 0.082589 | No strategic energy management. | No strategic energy management. | No strategic energy management. | No strategic energy management. | No strategic energy management. | No strategic energy management. | No strategic energy management. | No strategic energy management. | No strategic energy management. | No strategic energy management. | No strategic energy management. | No strategic energy management. | No strategic energy management. | No strategic energy management. | No strategic energy management. | No strategic energy management. | No strategic energy management. | No strategic energy management. | No strategic energy management. | No strategic energy management. | No strategic energy management. | No strategic energy management. | No strategic energy management. | No strategic energy management. | No strategic energy management. | No strategic energy management. | No strategic energy management. | No strategic energy management. | 0 | 0 | 0 | 0 | 0 | 0 | 0 | 0 | 0 | 0 | 0 | 0 | 0 | 0 | 0 | 0 | 0 | 0 | 0 | 0 | 0 | 0 | 0 | 0 | 0 | 0 | 0 | 0 | 0 | 0 | 0 | 0 | 0 | 0 | 0 | 0 | 0 | 0 | 0 | 0 | 0 | 0 | 0 | 0 | 0 | 0 | 0 | 0 | 0 | 0 | 0 | 0 | 0 | 0 | 0 | 0 | 0 | 0 | 0 | 0 | 0 | 0 | 0 | 0 | 0 | 0 | 0 | 0 | 0 | 0 | 0 | 0 | 0 | 0 | 0 | 0 | 0 | 0 | 0 | 0 | 0 | 0 | 0 | 0 | 0 | 0 | 0 | 0 | 0 | 0 | 0 | 0 | 0 | 0 | 0 | 0 | 0 | 0 | 0 | 0 | 0 | 0 | 0 | 0 | 0 | 0 | 0 | 0 | 0 | 0 | 0 | 0 | Implementation of strategic energy management program. | Implementation of strategic energy management program. | Implementation of strategic energy management program. | Implementation of strategic energy management program. | Implementation of strategic energy management program. | Implementation of strategic energy management program. | Implementation of strategic energy management program. | Implementation of strategic energy management program. | Implementation of strategic energy management program. | Implementation of strategic energy management program. | Implementation of strategic energy management program. | Implementation of strategic energy management program. | Implementation of strategic energy management program. | Implementation of strategic energy management program. | Implementation of strategic energy management program. | Implementation of strategic energy management program. | Implementation of strategic energy management program. | Implementation of strategic energy management program. | Implementation of strategic energy management program. | Implementation of strategic energy management program. | Implementation of strategic energy management program. | Implementation of strategic energy management program. | Implementation of strategic energy management program. | Implementation of strategic energy management program. | Implementation of strategic energy management program. | Implementation of strategic energy management program. | Implementation of strategic energy management program. | Implementation of strategic energy management program. | 0.0826 | 0.0826 | 0.0826 | 0.0826 | 0.0826 | 0.0826 | 0.0826 | 0.0826 | 0.0826 | 0.0826 | 0.0826 | 0.0826 | 0.0826 | 0.0826 | 0.0826 | 0.0826 | 0.0826 | 0.0826 | 0.0826 | 0.0826 | 0.0826 | 0.0826 | 0.0826 | 0.0826 | 0.0826 | 0.0826 | 0.0826 | 0.0826 | 0 | 0 | 0 | 0 | 0 | 0 | 0 | 0 | 0 | 0 | 0 | 0 | 0 | 0 | 0 | 0 | 0 | 0 | 0 | 0 | 0 | 0 | 0 | 0 | 0 | 0 | 0 | 0 | 0 | 0 | 0 | 0 | 0 | 0 | 0 | 0 | 0 | 0 | 0 | 0 | 0 | 0 | 0 | 0 | 0 | 0 | 0 | 0 | 0 | 0 | 0 | 0 | 0 | 0 | 0 | 0 | 0 | 0 | 0 | 0 | 0 | 0 | 0 | 0 | 0 | 0 | 0 | 0 | 0 | 0 | 0 | 0 | 0 | 0 | 0 | 0 | 0 | 0 | 0 | 0 | 0 | 0 | 0 | 0 | 0 | 0 | 0 | 0 | 0 | 0 | 0 | 0 | 0 | 0 | 0 | 0 | 0 | 0 | 0 | 0 | 0 | 0 | 0 | 0 | 0 | 0 | 0 | 0 | 0 | 0 | 0 | 0 | 0 | 0 | 0 | 0 | 0 | 0 | 0 | 0 | 0 | 0 | 0 | 0 | 0 | 0 | 0 | 0 | 0 | 0 | 0 | 0 | 0 | 0 | 0 | 0 | 0 | 0 | 0 | 0 | Implementation of strategic energy management program. | Implementation of strategic energy management program. | Implementation of strategic energy management program. | Implementation of strategic energy management program. | Implementation of strategic energy management program. | Implementation of strategic energy management program. | Implementation of strategic energy management program. | Implementation of strategic energy management program. | Implementation of strategic energy management program. | Implementation of strategic energy management program. | Implementation of strategic energy management program. | Implementation of strategic energy management program. | Implementation of strategic energy management program. | Implementation of strategic energy management program. | Implementation of strategic energy management program. | Implementation of strategic energy management program. | Implementation of strategic energy management program. | Implementation of strategic energy management program. | Implementation of strategic energy management program. | Implementation of strategic energy management program. | Implementation of strategic energy management program. | Implementation of strategic energy management program. | Implementation of strategic energy management program. | Implementation of strategic energy management program. | Implementation of strategic energy management program. | Implementation of strategic energy management program. | Implementation of strategic energy management program. | Implementation of strategic energy management program. | 0.0826 | 0.0826 | 0.0826 | 0.0826 | 0.0826 | 0.0826 | 0.0826 | 0.0826 | 0.0826 | 0.0826 | 0.0826 | 0.0826 | 0.0826 | 0.0826 | 0.0826 | 0.0826 | 0.0826 | 0.0826 | 0.0826 | 0.0826 | 0.0826 | 0.0826 | 0.0826 | 0.0826 | 0.0826 | 0.0826 | 0.0826 | 0.0826 | 0 | 0 | 0 | 0 | 0 | 0 | 0 | 0 | 0 | 0 | 0 | 0 | 0 | 0 | 0 | 0 | 0 | 0 | 0 | 0 | 0 | 0 | 0 | 0 | 0 | 0 | 0 | 0 | 0 | 0 | 0 | 0 | 0 | 0 | 0 | 0 | 0 | 0 | 0 | 0 | 0 | 0 | 0 | 0 | 0 | 0 | 0 | 0 | 0 | 0 | 0 | 0 | 0 | 0 | 0 | 0 | 0 | 0 | 0 | 0 | 0 | 0 | 0 | 0 | 0 | 0 | 0 | 0 | 0 | 0 | 0 | 0 | 0 | 0 | 0 | 0 | 0 | 0 | 0 | 0 | 0 | 0 | 0 | 0 | 0 | 0 | 0 | 0 | 0 | 0 | 0 | 0 | 0 | 0 | 0 | 0 | 0 | 0 | 0 | 0 | 0 | 0 | 0 | 0 | 0 | 0 | 0 | 0 | 0 | 0 | 0 | 0 | 0 | 0
Water Heater - Pre-Rinse Spray Valve_Lodging_New_New/replacement pre-rinse spray nozzle rated 1.0 GPM (0.92 GPM in situ) | Water Heater - Pre-Rinse Spray Valve_Lodging_New | Water Heater - Pre-Rinse Spray Valve_Commercial_New_Pre-rinse spray valve rated 1.6GPM (1.33 GPM in situ)_New/replacement pre-rinse spray nozzle rated 1.0 GPM (0.92 GPM in situ) | Commercial | Lodging | New | Water Heating | Natural Gas | Water Heater - Pre-Rinse Spray Valve | NEQ | Pre-rinse spray valve rated 1.6GPM (1.33 GPM in situ) | 5 | 5 | 5 | 54.7674 | 0 | 0 | 0.25 | 0.53333 | Retro12Med | 3.879925052500492E-06 | TBD | A | WCM682 | 0.7 | 0.42 | KitchenFaucet | 0.0321 | 0 | 0 | 0 | 0 | Regional Technical Forum. Pre-Rinse Spray Valve - UES Workbook, Version 2.5. Northwest Power and Conservation Council. December 20, 2019 | Regional Technical Forum. Pre-Rinse Spray Valve - UES Workbook, Version 2.5. Northwest Power and Conservation Council. December 20, 2019 | Regional Technical Forum. Pre-Rinse Spray Valve - UES Workbook, Version 2.5. Northwest Power and Conservation Council. December 20, 2019 | 0 | 0 | 104.6129 | Pre-rinse spray valve rated 1.6GPM (1.33 GPM in situ) | Pre-rinse spray valve rated 1.6GPM (1.33 GPM in situ) | Pre-rinse spray valve rated 1.6GPM (1.33 GPM in situ) | Pre-rinse spray valve rated 1.6GPM (1.33 GPM in situ) | Pre-rinse spray valve rated 1.6GPM (1.33 GPM in situ) | Pre-rinse spray valve rated 1.6GPM (1.33 GPM in situ) | Pre-rinse spray valve rated 1.6GPM (1.33 GPM in situ) | Pre-rinse spray valve rated 1.6GPM (1.33 GPM in situ) | Pre-rinse spray valve rated 1.6GPM (1.33 GPM in situ) | Pre-rinse spray valve rated 1.6GPM (1.33 GPM in situ) | Pre-rinse spray valve rated 1.6GPM (1.33 GPM in situ) | Pre-rinse spray valve rated 1.6GPM (1.33 GPM in situ) | Pre-rinse spray valve rated 1.6GPM (1.33 GPM in situ) | Pre-rinse spray valve rated 1.6GPM (1.33 GPM in situ) | Pre-rinse spray valve rated 1.6GPM (1.33 GPM in situ) | Pre-rinse spray valve rated 1.6GPM (1.33 GPM in situ) | Pre-rinse spray valve rated 1.6GPM (1.33 GPM in situ) | Pre-rinse spray valve rated 1.6GPM (1.33 GPM in situ) | Pre-rinse spray valve rated 1.6GPM (1.33 GPM in situ) | Pre-rinse spray valve rated 1.6GPM (1.33 GPM in situ) | Pre-rinse spray valve rated 1.6GPM (1.33 GPM in situ) | Pre-rinse spray valve rated 1.6GPM (1.33 GPM in situ) | Pre-rinse spray valve rated 1.6GPM (1.33 GPM in situ) | Pre-rinse spray valve rated 1.6GPM (1.33 GPM in situ) | Pre-rinse spray valve rated 1.6GPM (1.33 GPM in situ) | Pre-rinse spray valve rated 1.6GPM (1.33 GPM in situ) | Pre-rinse spray valve rated 1.6GPM (1.33 GPM in situ) | Pre-rinse spray valve rated 1.6GPM (1.33 GPM in situ) | 0 | 0 | 0 | 0 | 0 | 0 | 0 | 0 | 0 | 0 | 0 | 0 | 0 | 0 | 0 | 0 | 0 | 0 | 0 | 0 | 0 | 0 | 0 | 0 | 0 | 0 | 0 | 0 | 0 | 0 | 0 | 0 | 0 | 0 | 0 | 0 | 0 | 0 | 0 | 0 | 0 | 0 | 0 | 0 | 0 | 0 | 0 | 0 | 0 | 0 | 0 | 0 | 0 | 0 | 0 | 0 | 0 | 0 | 0 | 0 | 0 | 0 | 0 | 0 | 0 | 0 | 0 | 0 | 0 | 0 | 0 | 0 | 0 | 0 | 0 | 0 | 0 | 0 | 0 | 0 | 0 | 0 | 0 | 0 | 0 | 0 | 0 | 0 | 0 | 0 | 0 | 0 | 0 | 0 | 0 | 0 | 0 | 0 | 0 | 0 | 0 | 0 | 0 | 0 | 0 | 0 | 0 | 0 | 0 | 0 | 0 | 0 | New/replacement pre-rinse spray nozzle rated 1.0 GPM (0.92 GPM in situ) | New/replacement pre-rinse spray nozzle rated 1.0 GPM (0.92 GPM in situ) | New/replacement pre-rinse spray nozzle rated 1.0 GPM (0.92 GPM in situ) | New/replacement pre-rinse spray nozzle rated 1.0 GPM (0.92 GPM in situ) | New/replacement pre-rinse spray nozzle rated 1.0 GPM (0.92 GPM in situ) | New/replacement pre-rinse spray nozzle rated 1.0 GPM (0.92 GPM in situ) | New/replacement pre-rinse spray nozzle rated 1.0 GPM (0.92 GPM in situ) | New/replacement pre-rinse spray nozzle rated 1.0 GPM (0.92 GPM in situ) | New/replacement pre-rinse spray nozzle rated 1.0 GPM (0.92 GPM in situ) | New/replacement pre-rinse spray nozzle rated 1.0 GPM (0.92 GPM in situ) | New/replacement pre-rinse spray nozzle rated 1.0 GPM (0.92 GPM in situ) | New/replacement pre-rinse spray nozzle rated 1.0 GPM (0.92 GPM in situ) | New/replacement pre-rinse spray nozzle rated 1.0 GPM (0.92 GPM in situ) | New/replacement pre-rinse spray nozzle rated 1.0 GPM (0.92 GPM in situ) | New/replacement pre-rinse spray nozzle rated 1.0 GPM (0.92 GPM in situ) | New/replacement pre-rinse spray nozzle rated 1.0 GPM (0.92 GPM in situ) | New/replacement pre-rinse spray nozzle rated 1.0 GPM (0.92 GPM in situ) | New/replacement pre-rinse spray nozzle rated 1.0 GPM (0.92 GPM in situ) | New/replacement pre-rinse spray nozzle rated 1.0 GPM (0.92 GPM in situ) | New/replacement pre-rinse spray nozzle rated 1.0 GPM (0.92 GPM in situ) | New/replacement pre-rinse spray nozzle rated 1.0 GPM (0.92 GPM in situ) | New/replacement pre-rinse spray nozzle rated 1.0 GPM (0.92 GPM in situ) | New/replacement pre-rinse spray nozzle rated 1.0 GPM (0.92 GPM in situ) | New/replacement pre-rinse spray nozzle rated 1.0 GPM (0.92 GPM in situ) | New/replacement pre-rinse spray nozzle rated 1.0 GPM (0.92 GPM in situ) | New/replacement pre-rinse spray nozzle rated 1.0 GPM (0.92 GPM in situ) | New/replacement pre-rinse spray nozzle rated 1.0 GPM (0.92 GPM in situ) | New/replacement pre-rinse spray nozzle rated 1.0 GPM (0.92 GPM in situ) | 104.6129 | 104.6129 | 104.6129 | 104.6129 | 104.6129 | 104.6129 | 104.6129 | 104.6129 | 104.6129 | 104.6129 | 104.6129 | 104.6129 | 104.6129 | 104.6129 | 104.6129 | 104.6129 | 104.6129 | 104.6129 | 104.6129 | 104.6129 | 104.6129 | 104.6129 | 104.6129 | 104.6129 | 104.6129 | 104.6129 | 104.6129 | 104.6129 | 54.7674 | 54.7674 | 54.7674 | 54.7674 | 54.7674 | 54.7674 | 54.7674 | 54.7674 | 54.7674 | 54.7674 | 54.7674 | 54.7674 | 54.7674 | 54.7674 | 54.7674 | 54.7674 | 54.7674 | 54.7674 | 54.7674 | 54.7674 | 54.7674 | 54.7674 | 54.7674 | 54.7674 | 54.7674 | 54.7674 | 54.7674 | 54.7674 | 0 | 0 | 0 | 0 | 0 | 0 | 0 | 0 | 0 | 0 | 0 | 0 | 0 | 0 | 0 | 0 | 0 | 0 | 0 | 0 | 0 | 0 | 0 | 0 | 0 | 0 | 0 | 0 | 0 | 0 | 0 | 0 | 0 | 0 | 0 | 0 | 0 | 0 | 0 | 0 | 0 | 0 | 0 | 0 | 0 | 0 | 0 | 0 | 0 | 0 | 0 | 0 | 0 | 0 | 0 | 0 | 0 | 0 | 0 | 0 | 0 | 0 | 0 | 0 | 0 | 0 | 0 | 0 | 0 | 0 | 0 | 0 | 0 | 0 | 0 | 0 | 0 | 0 | 0 | 0 | 0 | 0 | 0 | 0 | 0 | 0 | 0 | 0 | 0 | 0 | 0 | 0 | 0 | 0 | 0 | 0 | 0 | 0 | 0 | 0 | 0 | 0 | 0 | 0 | 0 | 0 | 0 | 0 | 0 | 0 | 0 | 0 | New/replacement pre-rinse spray nozzle rated 1.0 GPM (0.92 GPM in situ) | New/replacement pre-rinse spray nozzle rated 1.0 GPM (0.92 GPM in situ) | New/replacement pre-rinse spray nozzle rated 1.0 GPM (0.92 GPM in situ) | New/replacement pre-rinse spray nozzle rated 1.0 GPM (0.92 GPM in situ) | New/replacement pre-rinse spray nozzle rated 1.0 GPM (0.92 GPM in situ) | New/replacement pre-rinse spray nozzle rated 1.0 GPM (0.92 GPM in situ) | New/replacement pre-rinse spray nozzle rated 1.0 GPM (0.92 GPM in situ) | New/replacement pre-rinse spray nozzle rated 1.0 GPM (0.92 GPM in situ) | New/replacement pre-rinse spray nozzle rated 1.0 GPM (0.92 GPM in situ) | New/replacement pre-rinse spray nozzle rated 1.0 GPM (0.92 GPM in situ) | New/replacement pre-rinse spray nozzle rated 1.0 GPM (0.92 GPM in situ) | New/replacement pre-rinse spray nozzle rated 1.0 GPM (0.92 GPM in situ) | New/replacement pre-rinse spray nozzle rated 1.0 GPM (0.92 GPM in situ) | New/replacement pre-rinse spray nozzle rated 1.0 GPM (0.92 GPM in situ) | New/replacement pre-rinse spray nozzle rated 1.0 GPM (0.92 GPM in situ) | New/replacement pre-rinse spray nozzle rated 1.0 GPM (0.92 GPM in situ) | New/replacement pre-rinse spray nozzle rated 1.0 GPM (0.92 GPM in situ) | New/replacement pre-rinse spray nozzle rated 1.0 GPM (0.92 GPM in situ) | New/replacement pre-rinse spray nozzle rated 1.0 GPM (0.92 GPM in situ) | New/replacement pre-rinse spray nozzle rated 1.0 GPM (0.92 GPM in situ) | New/replacement pre-rinse spray nozzle rated 1.0 GPM (0.92 GPM in situ) | New/replacement pre-rinse spray nozzle rated 1.0 GPM (0.92 GPM in situ) | New/replacement pre-rinse spray nozzle rated 1.0 GPM (0.92 GPM in situ) | New/replacement pre-rinse spray nozzle rated 1.0 GPM (0.92 GPM in situ) | New/replacement pre-rinse spray nozzle rated 1.0 GPM (0.92 GPM in situ) | New/replacement pre-rinse spray nozzle rated 1.0 GPM (0.92 GPM in situ) | New/replacement pre-rinse spray nozzle rated 1.0 GPM (0.92 GPM in situ) | New/replacement pre-rinse spray nozzle rated 1.0 GPM (0.92 GPM in situ) | 104.6129 | 104.6129 | 104.6129 | 104.6129 | 104.6129 | 104.6129 | 104.6129 | 104.6129 | 104.6129 | 104.6129 | 104.6129 | 104.6129 | 104.6129 | 104.6129 | 104.6129 | 104.6129 | 104.6129 | 104.6129 | 104.6129 | 104.6129 | 104.6129 | 104.6129 | 104.6129 | 104.6129 | 104.6129 | 104.6129 | 104.6129 | 104.6129 | 54.7674 | 54.7674 | 54.7674 | 54.7674 | 54.7674 | 54.7674 | 54.7674 | 54.7674 | 54.7674 | 54.7674 | 54.7674 | 54.7674 | 54.7674 | 54.7674 | 54.7674 | 54.7674 | 54.7674 | 54.7674 | 54.7674 | 54.7674 | 54.7674 | 54.7674 | 54.7674 | 54.7674 | 54.7674 | 54.7674 | 54.7674 | 54.7674 | 0 | 0 | 0 | 0 | 0 | 0 | 0 | 0 | 0 | 0 | 0 | 0 | 0 | 0 | 0 | 0 | 0 | 0 | 0 | 0 | 0 | 0 | 0 | 0 | 0 | 0 | 0 | 0 | 0 | 0 | 0 | 0 | 0 | 0 | 0 | 0 | 0 | 0 | 0 | 0 | 0 | 0 | 0 | 0 | 0 | 0 | 0 | 0 | 0 | 0 | 0 | 0 | 0 | 0 | 0 | 0 | 0 | 0 | 0 | 0 | 0 | 0 | 0 | 0 | 0 | 0 | 0 | 0 | 0 | 0 | 0 | 0 | 0 | 0 | 0 | 0 | 0 | 0 | 0 | 0 | 0 | 0 | 0 | 0 | 0 | 0
Water Heater - Solar System_Lodging_New_Solar water heating system | Water Heater - Solar System_Lodging_New | Water Heater - Solar System_Commercial_New_Central storage gas water heater_Solar water heating system | Commercial | Lodging | New | Water Heating | Natural Gas | Water Heater - Solar System | NEQ | Central storage gas water heater | 15 | 15 | 15 | 0.088593 | 0 | 0 | 0 | 0.1 | Retro1Slow | 0.012666666666666666 | TBD | A | WCM685 | 0.7 | 0.42 | sqft cond | 0.0321 | 0 | 0 | 0 | 0 | CA eTRM - Solar Thermal Water Heating System, Multifamily - SWWH034-03 | CA eTRM - Solar Thermal Water Heating System, Multifamily - SWWH034-03 and Applied Energy Group Research - AEG Measure Research v1.3 SEP23 | CA eTRM - Solar Thermal Water Heating System, Multifamily - SWWH034-03 | 0 | 0 | 6.3728 | Central storage gas water heater | Central storage gas water heater | Central storage gas water heater | Central storage gas water heater | Central storage gas water heater | Central storage gas water heater | Central storage gas water heater | Central storage gas water heater | Central storage gas water heater | Central storage gas water heater | Central storage gas water heater | Central storage gas water heater | Central storage gas water heater | Central storage gas water heater | Central storage gas water heater | Central storage gas water heater | Central storage gas water heater | Central storage gas water heater | Central storage gas water heater | Central storage gas water heater | Central storage gas water heater | Central storage gas water heater | Central storage gas water heater | Central storage gas water heater | Central storage gas water heater | Central storage gas water heater | Central storage gas water heater | Central storage gas water heater | 0 | 0 | 0 | 0 | 0 | 0 | 0 | 0 | 0 | 0 | 0 | 0 | 0 | 0 | 0 | 0 | 0 | 0 | 0 | 0 | 0 | 0 | 0 | 0 | 0 | 0 | 0 | 0 | 0 | 0 | 0 | 0 | 0 | 0 | 0 | 0 | 0 | 0 | 0 | 0 | 0 | 0 | 0 | 0 | 0 | 0 | 0 | 0 | 0 | 0 | 0 | 0 | 0 | 0 | 0 | 0 | 0 | 0 | 0 | 0 | 0 | 0 | 0 | 0 | 0 | 0 | 0 | 0 | 0 | 0 | 0 | 0 | 0 | 0 | 0 | 0 | 0 | 0 | 0 | 0 | 0 | 0 | 0 | 0 | 0 | 0 | 0 | 0 | 0 | 0 | 0 | 0 | 0 | 0 | 0 | 0 | 0 | 0 | 0 | 0 | 0 | 0 | 0 | 0 | 0 | 0 | 0 | 0 | 0 | 0 | 0 | 0 | Solar water heating system | Solar water heating system | Solar water heating system | Solar water heating system | Solar water heating system | Solar water heating system | Solar water heating system | Solar water heating system | Solar water heating system | Solar water heating system | Solar water heating system | Solar water heating system | Solar water heating system | Solar water heating system | Solar water heating system | Solar water heating system | Solar water heating system | Solar water heating system | Solar water heating system | Solar water heating system | Solar water heating system | Solar water heating system | Solar water heating system | Solar water heating system | Solar water heating system | Solar water heating system | Solar water heating system | Solar water heating system | 6.3728 | 6.3728 | 6.3728 | 6.3728 | 6.3728 | 6.3728 | 6.3728 | 6.3728 | 6.3728 | 6.3728 | 6.3728 | 6.3728 | 6.3728 | 6.3728 | 6.3728 | 6.3728 | 6.3728 | 6.3728 | 6.3728 | 6.3728 | 6.3728 | 6.3728 | 6.3728 | 6.3728 | 6.3728 | 6.3728 | 6.3728 | 6.3728 | 0.0886 | 0.0886 | 0.0886 | 0.0886 | 0.0886 | 0.0886 | 0.0886 | 0.0886 | 0.0886 | 0.0886 | 0.0886 | 0.0886 | 0.0886 | 0.0886 | 0.0886 | 0.0886 | 0.0886 | 0.0886 | 0.0886 | 0.0886 | 0.0886 | 0.0886 | 0.0886 | 0.0886 | 0.0886 | 0.0886 | 0.0886 | 0.0886 | 0 | 0 | 0 | 0 | 0 | 0 | 0 | 0 | 0 | 0 | 0 | 0 | 0 | 0 | 0 | 0 | 0 | 0 | 0 | 0 | 0 | 0 | 0 | 0 | 0 | 0 | 0 | 0 | 0 | 0 | 0 | 0 | 0 | 0 | 0 | 0 | 0 | 0 | 0 | 0 | 0 | 0 | 0 | 0 | 0 | 0 | 0 | 0 | 0 | 0 | 0 | 0 | 0 | 0 | 0 | 0 | 0 | 0 | 0 | 0 | 0 | 0 | 0 | 0 | 0 | 0 | 0 | 0 | 0 | 0 | 0 | 0 | 0 | 0 | 0 | 0 | 0 | 0 | 0 | 0 | 0 | 0 | 0 | 0 | 0 | 0 | 0 | 0 | 0 | 0 | 0 | 0 | 0 | 0 | 0 | 0 | 0 | 0 | 0 | 0 | 0 | 0 | 0 | 0 | 0 | 0 | 0 | 0 | 0 | 0 | 0 | 0 | Solar water heating system | Solar water heating system | Solar water heating system | Solar water heating system | Solar water heating system | Solar water heating system | Solar water heating system | Solar water heating system | Solar water heating system | Solar water heating system | Solar water heating system | Solar water heating system | Solar water heating system | Solar water heating system | Solar water heating system | Solar water heating system | Solar water heating system | Solar water heating system | Solar water heating system | Solar water heating system | Solar water heating system | Solar water heating system | Solar water heating system | Solar water heating system | Solar water heating system | Solar water heating system | Solar water heating system | Solar water heating system | 6.3728 | 6.3728 | 6.3728 | 6.3728 | 6.3728 | 6.3728 | 6.3728 | 6.3728 | 6.3728 | 6.3728 | 6.3728 | 6.3728 | 6.3728 | 6.3728 | 6.3728 | 6.3728 | 6.3728 | 6.3728 | 6.3728 | 6.3728 | 6.3728 | 6.3728 | 6.3728 | 6.3728 | 6.3728 | 6.3728 | 6.3728 | 6.3728 | 0.0886 | 0.0886 | 0.0886 | 0.0886 | 0.0886 | 0.0886 | 0.0886 | 0.0886 | 0.0886 | 0.0886 | 0.0886 | 0.0886 | 0.0886 | 0.0886 | 0.0886 | 0.0886 | 0.0886 | 0.0886 | 0.0886 | 0.0886 | 0.0886 | 0.0886 | 0.0886 | 0.0886 | 0.0886 | 0.0886 | 0.0886 | 0.0886 | 0 | 0 | 0 | 0 | 0 | 0 | 0 | 0 | 0 | 0 | 0 | 0 | 0 | 0 | 0 | 0 | 0 | 0 | 0 | 0 | 0 | 0 | 0 | 0 | 0 | 0 | 0 | 0 | 0 | 0 | 0 | 0 | 0 | 0 | 0 | 0 | 0 | 0 | 0 | 0 | 0 | 0 | 0 | 0 | 0 | 0 | 0 | 0 | 0 | 0 | 0 | 0 | 0 | 0 | 0 | 0 | 0 | 0 | 0 | 0 | 0 | 0 | 0 | 0 | 0 | 0 | 0 | 0 | 0 | 0 | 0 | 0 | 0 | 0 | 0 | 0 | 0 | 0 | 0 | 0 | 0 | 0 | 0 | 0 | 0 | 0
Circulation Pump - Controls_Lodging_New_Not Applicable Segment or Vintage | Circulation Pump - Controls_Lodging_New | Circulation Pump - Controls_Commercial_New_Not Applicable Segment or Vintage_Not Applicable Segment or Vintage | Commercial | Lodging | New | Water Heating | Natural Gas | Circulation Pump - Controls | NEQ | Not Applicable Segment or Vintage | 11 | 11 | 11 | 0 | 0 | 0 | 0 | 0 | Retro3Slow | 0.004128203794943829 | TBD | A | WCM686 | 0.7 | 0.42 | sqft | 0.0321 | 0 | 0 | 0 | 0 | Not Applicable Segment or Vintage | Not Applicable Segment or Vintage | Not Applicable Segment or Vintage | 0 | 0 | 0 | Not Applicable Segment or Vintage | Not Applicable Segment or Vintage | Not Applicable Segment or Vintage | Not Applicable Segment or Vintage | Not Applicable Segment or Vintage | Not Applicable Segment or Vintage | Not Applicable Segment or Vintage | Not Applicable Segment or Vintage | Not Applicable Segment or Vintage | Not Applicable Segment or Vintage | Not Applicable Segment or Vintage | Not Applicable Segment or Vintage | Not Applicable Segment or Vintage | Not Applicable Segment or Vintage | Not Applicable Segment or Vintage | Not Applicable Segment or Vintage | Not Applicable Segment or Vintage | Not Applicable Segment or Vintage | Not Applicable Segment or Vintage | Not Applicable Segment or Vintage | Not Applicable Segment or Vintage | Not Applicable Segment or Vintage | Not Applicable Segment or Vintage | Not Applicable Segment or Vintage | Not Applicable Segment or Vintage | Not Applicable Segment or Vintage | Not Applicable Segment or Vintage | Not Applicable Segment or Vintage | 0 | 0 | 0 | 0 | 0 | 0 | 0 | 0 | 0 | 0 | 0 | 0 | 0 | 0 | 0 | 0 | 0 | 0 | 0 | 0 | 0 | 0 | 0 | 0 | 0 | 0 | 0 | 0 | 0 | 0 | 0 | 0 | 0 | 0 | 0 | 0 | 0 | 0 | 0 | 0 | 0 | 0 | 0 | 0 | 0 | 0 | 0 | 0 | 0 | 0 | 0 | 0 | 0 | 0 | 0 | 0 | 0 | 0 | 0 | 0 | 0 | 0 | 0 | 0 | 0 | 0 | 0 | 0 | 0 | 0 | 0 | 0 | 0 | 0 | 0 | 0 | 0 | 0 | 0 | 0 | 0 | 0 | 0 | 0 | 0 | 0 | 0 | 0 | 0 | 0 | 0 | 0 | 0 | 0 | 0 | 0 | 0 | 0 | 0 | 0 | 0 | 0 | 0 | 0 | 0 | 0 | 0 | 0 | 0 | 0 | 0 | 0 | Not Applicable Segment or Vintage | Not Applicable Segment or Vintage | Not Applicable Segment or Vintage | Not Applicable Segment or Vintage | Not Applicable Segment or Vintage | Not Applicable Segment or Vintage | Not Applicable Segment or Vintage | Not Applicable Segment or Vintage | Not Applicable Segment or Vintage | Not Applicable Segment or Vintage | Not Applicable Segment or Vintage | Not Applicable Segment or Vintage | Not Applicable Segment or Vintage | Not Applicable Segment or Vintage | Not Applicable Segment or Vintage | Not Applicable Segment or Vintage | Not Applicable Segment or Vintage | Not Applicable Segment or Vintage | Not Applicable Segment or Vintage | Not Applicable Segment or Vintage | Not Applicable Segment or Vintage | Not Applicable Segment or Vintage | Not Applicable Segment or Vintage | Not Applicable Segment or Vintage | Not Applicable Segment or Vintage | Not Applicable Segment or Vintage | Not Applicable Segment or Vintage | Not Applicable Segment or Vintage | 0 | 0 | 0 | 0 | 0 | 0 | 0 | 0 | 0 | 0 | 0 | 0 | 0 | 0 | 0 | 0 | 0 | 0 | 0 | 0 | 0 | 0 | 0 | 0 | 0 | 0 | 0 | 0 | 0 | 0 | 0 | 0 | 0 | 0 | 0 | 0 | 0 | 0 | 0 | 0 | 0 | 0 | 0 | 0 | 0 | 0 | 0 | 0 | 0 | 0 | 0 | 0 | 0 | 0 | 0 | 0 | 0 | 0 | 0 | 0 | 0 | 0 | 0 | 0 | 0 | 0 | 0 | 0 | 0 | 0 | 0 | 0 | 0 | 0 | 0 | 0 | 0 | 0 | 0 | 0 | 0 | 0 | 0 | 0 | 0 | 0 | 0 | 0 | 0 | 0 | 0 | 0 | 0 | 0 | 0 | 0 | 0 | 0 | 0 | 0 | 0 | 0 | 0 | 0 | 0 | 0 | 0 | 0 | 0 | 0 | 0 | 0 | 0 | 0 | 0 | 0 | 0 | 0 | 0 | 0 | 0 | 0 | 0 | 0 | 0 | 0 | 0 | 0 | 0 | 0 | 0 | 0 | 0 | 0 | 0 | 0 | 0 | 0 | 0 | 0 | 0 | 0 | 0 | 0 | 0 | 0 | 0 | 0 | 0 | 0 | 0 | 0 | 0 | 0 | 0 | 0 | 0 | 0 | 0 | 0 | 0 | 0 | 0 | 0 | 0 | 0 | 0 | 0 | Not Applicable Segment or Vintage | Not Applicable Segment or Vintage | Not Applicable Segment or Vintage | Not Applicable Segment or Vintage | Not Applicable Segment or Vintage | Not Applicable Segment or Vintage | Not Applicable Segment or Vintage | Not Applicable Segment or Vintage | Not Applicable Segment or Vintage | Not Applicable Segment or Vintage | Not Applicable Segment or Vintage | Not Applicable Segment or Vintage | Not Applicable Segment or Vintage | Not Applicable Segment or Vintage | Not Applicable Segment or Vintage | Not Applicable Segment or Vintage | Not Applicable Segment or Vintage | Not Applicable Segment or Vintage | Not Applicable Segment or Vintage | Not Applicable Segment or Vintage | Not Applicable Segment or Vintage | Not Applicable Segment or Vintage | Not Applicable Segment or Vintage | Not Applicable Segment or Vintage | Not Applicable Segment or Vintage | Not Applicable Segment or Vintage | Not Applicable Segment or Vintage | Not Applicable Segment or Vintage | 0 | 0 | 0 | 0 | 0 | 0 | 0 | 0 | 0 | 0 | 0 | 0 | 0 | 0 | 0 | 0 | 0 | 0 | 0 | 0 | 0 | 0 | 0 | 0 | 0 | 0 | 0 | 0 | 0 | 0 | 0 | 0 | 0 | 0 | 0 | 0 | 0 | 0 | 0 | 0 | 0 | 0 | 0 | 0 | 0 | 0 | 0 | 0 | 0 | 0 | 0 | 0 | 0 | 0 | 0 | 0 | 0 | 0 | 0 | 0 | 0 | 0 | 0 | 0 | 0 | 0 | 0 | 0 | 0 | 0 | 0 | 0 | 0 | 0 | 0 | 0 | 0 | 0 | 0 | 0 | 0 | 0 | 0 | 0 | 0 | 0 | 0 | 0 | 0 | 0 | 0 | 0 | 0 | 0 | 0 | 0 | 0 | 0 | 0 | 0 | 0 | 0 | 0 | 0 | 0 | 0 | 0 | 0 | 0 | 0 | 0 | 0 | 0 | 0 | 0 | 0 | 0 | 0 | 0 | 0 | 0 | 0 | 0 | 0 | 0 | 0 | 0 | 0 | 0 | 0 | 0 | 0 | 0 | 0 | 0 | 0 | 0 | 0 | 0 | 0 | 0 | 0
Commercial Laundry - ENERGY STAR Washer (8.0)_Lodging_New_EnergyStar Front Loading Clothers Washer | Commercial Laundry - ENERGY STAR Washer (8.0)_Lodging_New | Commercial Laundry - ENERGY STAR Washer (8.0)_Commercial_New_Federal Standard Front-Loading Clothes Washer_EnergyStar Front Loading Clothers Washer | Commercial | Lodging | New | Water Heating | Natural Gas | Commercial Laundry - ENERGY STAR Washer (8.0) | NEQ | Federal Standard Front-Loading Clothes Washer | 11 | 11 | 11 | 23.903 | 0 | 0 | 0.4 | 1 | Retro5Med | 8.35569166605469E-06 | TBD | A | WCM688 | 0.7 | 0.42 | Washer | 0.0321 | 0 | 0 | 0 | 0 | Regional Technical Forum. Commercial Clothes Washers - Unit Energy Savings Workbook, Version 7.1. Northwest Power and Conservation Council. July 18, 2023 | Regional Technical Forum. Commercial Clothes Washers - Unit Energy Savings Workbook, Version 7.1. Northwest Power and Conservation Council. July 18, 2023 | Regional Technical Forum. Commercial Clothes Washers - Unit Energy Savings Workbook, Version 7.1. Northwest Power and Conservation Council. July 18, 2023 | 0 | 0 | 668.9719 | Federal Standard Front-Loading Clothes Washer | Federal Standard Front-Loading Clothes Washer | Federal Standard Front-Loading Clothes Washer | Federal Standard Front-Loading Clothes Washer | Federal Standard Front-Loading Clothes Washer | Federal Standard Front-Loading Clothes Washer | Federal Standard Front-Loading Clothes Washer | Federal Standard Front-Loading Clothes Washer | Federal Standard Front-Loading Clothes Washer | Federal Standard Front-Loading Clothes Washer | Federal Standard Front-Loading Clothes Washer | Federal Standard Front-Loading Clothes Washer | Federal Standard Front-Loading Clothes Washer | Federal Standard Front-Loading Clothes Washer | Federal Standard Front-Loading Clothes Washer | Federal Standard Front-Loading Clothes Washer | Federal Standard Front-Loading Clothes Washer | Federal Standard Front-Loading Clothes Washer | Federal Standard Front-Loading Clothes Washer | Federal Standard Front-Loading Clothes Washer | Federal Standard Front-Loading Clothes Washer | Federal Standard Front-Loading Clothes Washer | Federal Standard Front-Loading Clothes Washer | Federal Standard Front-Loading Clothes Washer | Federal Standard Front-Loading Clothes Washer | Federal Standard Front-Loading Clothes Washer | Federal Standard Front-Loading Clothes Washer | Federal Standard Front-Loading Clothes Washer | 0 | 0 | 0 | 0 | 0 | 0 | 0 | 0 | 0 | 0 | 0 | 0 | 0 | 0 | 0 | 0 | 0 | 0 | 0 | 0 | 0 | 0 | 0 | 0 | 0 | 0 | 0 | 0 | 0 | 0 | 0 | 0 | 0 | 0 | 0 | 0 | 0 | 0 | 0 | 0 | 0 | 0 | 0 | 0 | 0 | 0 | 0 | 0 | 0 | 0 | 0 | 0 | 0 | 0 | 0 | 0 | 0 | 0 | 0 | 0 | 0 | 0 | 0 | 0 | 0 | 0 | 0 | 0 | 0 | 0 | 0 | 0 | 0 | 0 | 0 | 0 | 0 | 0 | 0 | 0 | 0 | 0 | 0 | 0 | 0 | 0 | 0 | 0 | 0 | 0 | 0 | 0 | 0 | 0 | 0 | 0 | 0 | 0 | 0 | 0 | 0 | 0 | 0 | 0 | 0 | 0 | 0 | 0 | 0 | 0 | 0 | 0 | EnergyStar Front Loading Clothers Washer | EnergyStar Front Loading Clothers Washer | EnergyStar Front Loading Clothers Washer | EnergyStar Front Loading Clothers Washer | EnergyStar Front Loading Clothers Washer | EnergyStar Front Loading Clothers Washer | EnergyStar Front Loading Clothers Washer | EnergyStar Front Loading Clothers Washer | EnergyStar Front Loading Clothers Washer | EnergyStar Front Loading Clothers Washer | EnergyStar Front Loading Clothers Washer | EnergyStar Front Loading Clothers Washer | EnergyStar Front Loading Clothers Washer | EnergyStar Front Loading Clothers Washer | EnergyStar Front Loading Clothers Washer | EnergyStar Front Loading Clothers Washer | EnergyStar Front Loading Clothers Washer | EnergyStar Front Loading Clothers Washer | EnergyStar Front Loading Clothers Washer | EnergyStar Front Loading Clothers Washer | EnergyStar Front Loading Clothers Washer | EnergyStar Front Loading Clothers Washer | EnergyStar Front Loading Clothers Washer | EnergyStar Front Loading Clothers Washer | EnergyStar Front Loading Clothers Washer | EnergyStar Front Loading Clothers Washer | EnergyStar Front Loading Clothers Washer | EnergyStar Front Loading Clothers Washer | 668.9719 | 668.9719 | 668.9719 | 668.9719 | 668.9719 | 668.9719 | 668.9719 | 668.9719 | 668.9719 | 668.9719 | 668.9719 | 668.9719 | 668.9719 | 668.9719 | 668.9719 | 668.9719 | 668.9719 | 668.9719 | 668.9719 | 668.9719 | 668.9719 | 668.9719 | 668.9719 | 668.9719 | 668.9719 | 668.9719 | 668.9719 | 668.9719 | 23.903 | 23.903 | 23.903 | 23.903 | 23.903 | 23.903 | 23.903 | 23.903 | 23.903 | 23.903 | 23.903 | 23.903 | 23.903 | 23.903 | 23.903 | 23.903 | 23.903 | 23.903 | 23.903 | 23.903 | 23.903 | 23.903 | 23.903 | 23.903 | 23.903 | 23.903 | 23.903 | 23.903 | 0 | 0 | 0 | 0 | 0 | 0 | 0 | 0 | 0 | 0 | 0 | 0 | 0 | 0 | 0 | 0 | 0 | 0 | 0 | 0 | 0 | 0 | 0 | 0 | 0 | 0 | 0 | 0 | 0 | 0 | 0 | 0 | 0 | 0 | 0 | 0 | 0 | 0 | 0 | 0 | 0 | 0 | 0 | 0 | 0 | 0 | 0 | 0 | 0 | 0 | 0 | 0 | 0 | 0 | 0 | 0 | 0 | 0 | 0 | 0 | 0 | 0 | 0 | 0 | 0 | 0 | 0 | 0 | 0 | 0 | 0 | 0 | 0 | 0 | 0 | 0 | 0 | 0 | 0 | 0 | 0 | 0 | 0 | 0 | 0 | 0 | 0 | 0 | 0 | 0 | 0 | 0 | 0 | 0 | 0 | 0 | 0 | 0 | 0 | 0 | 0 | 0 | 0 | 0 | 0 | 0 | 0 | 0 | 0 | 0 | 0 | 0 | EnergyStar Front Loading Clothers Washer | EnergyStar Front Loading Clothers Washer | EnergyStar Front Loading Clothers Washer | EnergyStar Front Loading Clothers Washer | EnergyStar Front Loading Clothers Washer | EnergyStar Front Loading Clothers Washer | EnergyStar Front Loading Clothers Washer | EnergyStar Front Loading Clothers Washer | EnergyStar Front Loading Clothers Washer | EnergyStar Front Loading Clothers Washer | EnergyStar Front Loading Clothers Washer | EnergyStar Front Loading Clothers Washer | EnergyStar Front Loading Clothers Washer | EnergyStar Front Loading Clothers Washer | EnergyStar Front Loading Clothers Washer | EnergyStar Front Loading Clothers Washer | EnergyStar Front Loading Clothers Washer | EnergyStar Front Loading Clothers Washer | EnergyStar Front Loading Clothers Washer | EnergyStar Front Loading Clothers Washer | EnergyStar Front Loading Clothers Washer | EnergyStar Front Loading Clothers Washer | EnergyStar Front Loading Clothers Washer | EnergyStar Front Loading Clothers Washer | EnergyStar Front Loading Clothers Washer | EnergyStar Front Loading Clothers Washer | EnergyStar Front Loading Clothers Washer | EnergyStar Front Loading Clothers Washer | 668.9719 | 668.9719 | 668.9719 | 668.9719 | 668.9719 | 668.9719 | 668.9719 | 668.9719 | 668.9719 | 668.9719 | 668.9719 | 668.9719 | 668.9719 | 668.9719 | 668.9719 | 668.9719 | 668.9719 | 668.9719 | 668.9719 | 668.9719 | 668.9719 | 668.9719 | 668.9719 | 668.9719 | 668.9719 | 668.9719 | 668.9719 | 668.9719 | 23.903 | 23.903 | 23.903 | 23.903 | 23.903 | 23.903 | 23.903 | 23.903 | 23.903 | 23.903 | 23.903 | 23.903 | 23.903 | 23.903 | 23.903 | 23.903 | 23.903 | 23.903 | 23.903 | 23.903 | 23.903 | 23.903 | 23.903 | 23.903 | 23.903 | 23.903 | 23.903 | 23.903 | 0 | 0 | 0 | 0 | 0 | 0 | 0 | 0 | 0 | 0 | 0 | 0 | 0 | 0 | 0 | 0 | 0 | 0 | 0 | 0 | 0 | 0 | 0 | 0 | 0 | 0 | 0 | 0 | 0 | 0 | 0 | 0 | 0 | 0 | 0 | 0 | 0 | 0 | 0 | 0 | 0 | 0 | 0 | 0 | 0 | 0 | 0 | 0 | 0 | 0 | 0 | 0 | 0 | 0 | 0 | 0 | 0 | 0 | 0 | 0 | 0 | 0 | 0 | 0 | 0 | 0 | 0 | 0 | 0 | 0 | 0 | 0 | 0 | 0 | 0 | 0 | 0 | 0 | 0 | 0 | 0 | 0 | 0 | 0 | 0 | 0
Gas-Fired Combination Heat Pump Conversion_Lodging_New_Gas-fired heat pump, COP 1.3 | Gas-Fired Combination Heat Pump Conversion_Lodging_New | Gas-Fired Combination Heat Pump Conversion_Commercial_New_Federal standard gas-fired central heating and DHW system_Gas-fired heat pump, COP 1.3 | Commercial | Lodging | New | Water Heating | Natural Gas | Gas-Fired Combination Heat Pump Conversion | NEQ | Federal standard gas-fired central heating and DHW system | 20 | 20 | 20 | 0 | 0 | 0 | 0 | 0.1 | Retro1Slow | 0.012666666666666666 | TBD | A | WCM665 | 0.7 | 0.42 | kBtuh heat | 0.0321 | 0 | 0 | 0 | 0 | AEO 2021 - gas_eng-driven_RTHP-heat 2017 typical | EIA - Technology Forecast Updates. Appendix A. U.S. Energy Information Administration. March 3, 2023.¦ Technical Support Documents for Baseline Costs | AEG Analysis, Comparison of Baseline TE vs COP | 0 | 0 | 195.1704 | Federal standard gas-fired central heating and DHW system | Federal standard gas-fired central heating and DHW system | Federal standard gas-fired central heating and DHW system | Federal standard gas-fired central heating and DHW system | Federal standard gas-fired central heating and DHW system | Federal standard gas-fired central heating and DHW system | Federal standard gas-fired central heating and DHW system | Federal standard gas-fired central heating and DHW system | Federal standard gas-fired central heating and DHW system | Federal standard gas-fired central heating and DHW system | Federal standard gas-fired central heating and DHW system | Federal standard gas-fired central heating and DHW system | Federal standard gas-fired central heating and DHW system | Federal standard gas-fired central heating and DHW system | Federal standard gas-fired central heating and DHW system | Federal standard gas-fired central heating and DHW system | Federal standard gas-fired central heating and DHW system | Federal standard gas-fired central heating and DHW system | Federal standard gas-fired central heating and DHW system | Federal standard gas-fired central heating and DHW system | Federal standard gas-fired central heating and DHW system | Federal standard gas-fired central heating and DHW system | Federal standard gas-fired central heating and DHW system | Federal standard gas-fired central heating and DHW system | Federal standard gas-fired central heating and DHW system | Federal standard gas-fired central heating and DHW system | Federal standard gas-fired central heating and DHW system | Federal standard gas-fired central heating and DHW system | 0 | 0 | 0 | 0 | 0 | 0 | 0 | 0 | 0 | 0 | 0 | 0 | 0 | 0 | 0 | 0 | 0 | 0 | 0 | 0 | 0 | 0 | 0 | 0 | 0 | 0 | 0 | 0 | 0 | 0 | 0 | 0 | 0 | 0 | 0 | 0 | 0 | 0 | 0 | 0 | 0 | 0 | 0 | 0 | 0 | 0 | 0 | 0 | 0 | 0 | 0 | 0 | 0 | 0 | 0 | 0 | 0 | 0 | 0 | 0 | 0 | 0 | 0 | 0 | 0 | 0 | 0 | 0 | 0 | 0 | 0 | 0 | 0 | 0 | 0 | 0 | 0 | 0 | 0 | 0 | 0 | 0 | 0 | 0 | 0 | 0 | 0 | 0 | 0 | 0 | 0 | 0 | 0 | 0 | 0 | 0 | 0 | 0 | 0 | 0 | 0 | 0 | 0 | 0 | 0 | 0 | 0 | 0 | 0 | 0 | 0 | 0 | Gas-fired heat pump, COP 1.3 | Gas-fired heat pump, COP 1.3 | Gas-fired heat pump, COP 1.3 | Gas-fired heat pump, COP 1.3 | Gas-fired heat pump, COP 1.3 | Gas-fired heat pump, COP 1.3 | Gas-fired heat pump, COP 1.3 | Gas-fired heat pump, COP 1.3 | Gas-fired heat pump, COP 1.3 | Gas-fired heat pump, COP 1.3 | Gas-fired heat pump, COP 1.3 | Gas-fired heat pump, COP 1.3 | Gas-fired heat pump, COP 1.3 | Gas-fired heat pump, COP 1.3 | Gas-fired heat pump, COP 1.3 | Gas-fired heat pump, COP 1.3 | Gas-fired heat pump, COP 1.3 | Gas-fired heat pump, COP 1.3 | Gas-fired heat pump, COP 1.3 | Gas-fired heat pump, COP 1.3 | Gas-fired heat pump, COP 1.3 | Gas-fired heat pump, COP 1.3 | Gas-fired heat pump, COP 1.3 | Gas-fired heat pump, COP 1.3 | Gas-fired heat pump, COP 1.3 | Gas-fired heat pump, COP 1.3 | Gas-fired heat pump, COP 1.3 | Gas-fired heat pump, COP 1.3 | 195.1704 | 195.1704 | 195.1704 | 195.1704 | 195.1704 | 195.1704 | 195.1704 | 195.1704 | 195.1704 | 195.1704 | 195.1704 | 195.1704 | 195.1704 | 195.1704 | 195.1704 | 195.1704 | 195.1704 | 195.1704 | 195.1704 | 195.1704 | 195.1704 | 195.1704 | 195.1704 | 195.1704 | 195.1704 | 195.1704 | 195.1704 | 195.1704 | 0 | 0 | 0 | 0 | 0 | 0 | 0 | 0 | 0 | 0 | 0 | 0 | 0 | 0 | 0 | 0 | 0 | 0 | 0 | 0 | 0 | 0 | 0 | 0 | 0 | 0 | 0 | 0 | 0 | 0 | 0 | 0 | 0 | 0 | 0 | 0 | 0 | 0 | 0 | 0 | 0 | 0 | 0 | 0 | 0 | 0 | 0 | 0 | 0 | 0 | 0 | 0 | 0 | 0 | 0 | 0 | 0 | 0 | 0 | 0 | 0 | 0 | 0 | 0 | 0 | 0 | 0 | 0 | 0 | 0 | 0 | 0 | 0 | 0 | 0 | 0 | 0 | 0 | 0 | 0 | 0 | 0 | 0 | 0 | 0 | 0 | 0 | 0 | 0 | 0 | 0 | 0 | 0 | 0 | 0 | 0 | 0 | 0 | 0 | 0 | 0 | 0 | 0 | 0 | 0 | 0 | 0 | 0 | 0 | 0 | 0 | 0 | 0 | 0 | 0 | 0 | 0 | 0 | 0 | 0 | 0 | 0 | 0 | 0 | 0 | 0 | 0 | 0 | 0 | 0 | 0 | 0 | 0 | 0 | 0 | 0 | 0 | 0 | 0 | 0 | Gas-fired heat pump, COP 1.3 | Gas-fired heat pump, COP 1.3 | Gas-fired heat pump, COP 1.3 | Gas-fired heat pump, COP 1.3 | Gas-fired heat pump, COP 1.3 | Gas-fired heat pump, COP 1.3 | Gas-fired heat pump, COP 1.3 | Gas-fired heat pump, COP 1.3 | Gas-fired heat pump, COP 1.3 | Gas-fired heat pump, COP 1.3 | Gas-fired heat pump, COP 1.3 | Gas-fired heat pump, COP 1.3 | Gas-fired heat pump, COP 1.3 | Gas-fired heat pump, COP 1.3 | Gas-fired heat pump, COP 1.3 | Gas-fired heat pump, COP 1.3 | Gas-fired heat pump, COP 1.3 | Gas-fired heat pump, COP 1.3 | Gas-fired heat pump, COP 1.3 | Gas-fired heat pump, COP 1.3 | Gas-fired heat pump, COP 1.3 | Gas-fired heat pump, COP 1.3 | Gas-fired heat pump, COP 1.3 | Gas-fired heat pump, COP 1.3 | Gas-fired heat pump, COP 1.3 | Gas-fired heat pump, COP 1.3 | Gas-fired heat pump, COP 1.3 | Gas-fired heat pump, COP 1.3 | 195.1704 | 195.1704 | 195.1704 | 195.1704 | 195.1704 | 195.1704 | 195.1704 | 195.1704 | 195.1704 | 195.1704 | 195.1704 | 195.1704 | 195.1704 | 195.1704 | 195.1704 | 195.1704 | 195.1704 | 195.1704 | 195.1704 | 195.1704 | 195.1704 | 195.1704 | 195.1704 | 195.1704 | 195.1704 | 195.1704 | 195.1704 | 195.1704 | 0 | 0 | 0 | 0 | 0 | 0 | 0 | 0 | 0 | 0 | 0 | 0 | 0 | 0 | 0 | 0 | 0 | 0 | 0 | 0 | 0 | 0 | 0 | 0 | 0 | 0 | 0 | 0 | 0 | 0 | 0 | 0 | 0 | 0 | 0 | 0 | 0 | 0 | 0 | 0 | 0 | 0 | 0 | 0 | 0 | 0 | 0 | 0 | 0 | 0 | 0 | 0 | 0 | 0 | 0 | 0 | 0 | 0 | 0 | 0 | 0 | 0 | 0 | 0 | 0 | 0 | 0 | 0 | 0 | 0 | 0 | 0 | 0 | 0 | 0 | 0 | 0 | 0 | 0 | 0 | 0 | 0 | 0 | 0 | 0 | 0 | 0 | 0 | 0 | 0 | 0 | 0 | 0 | 0 | 0 | 0 | 0 | 0 | 0 | 0 | 0 | 0 | 0 | 0 | 0 | 0 | 0 | 0 | 0 | 0 | 0 | 0 | 0 | 0
Ducting - Repair and Sealing_Lodging_Existing_Sealed Ductwork | Ducting - Repair and Sealing_Lodging_Existing | Ducting - Repair and Sealing_Commercial_Existing_Existing ductwork_Sealed Ductwork | Commercial | Lodging | Existing | Space Heating | Natural Gas | Ducting - Repair and Sealing | NEQ | Existing ductwork | 20 | 20 | 20 | 0 | 0 | 0 | 0.15 | 0.5 | Retro5Med | 8.35569166605469E-06 | TBD | A | WCM604 | 0.7 | 0.42 | sqft duct | 0.0321 | 0 | 0 | 0 | 0 | IL TRM v13 - 4.4.56 Commercial Duct Sealing - CI-HVC-DSEAL-V02-250101 | IL TRM v13 - 4.4.56 Commercial Duct Sealing - CI-HVC-DSEAL-V02-250101 | AEG BEST | 0 | 0 | 3.6908 | Existing ductwork | Existing ductwork | Existing ductwork | Existing ductwork | Existing ductwork | Existing ductwork | Existing ductwork | Existing ductwork | Existing ductwork | Existing ductwork | Existing ductwork | Existing ductwork | Existing ductwork | Existing ductwork | Existing ductwork | Existing ductwork | Existing ductwork | Existing ductwork | Existing ductwork | Existing ductwork | Existing ductwork | Existing ductwork | Existing ductwork | Existing ductwork | Existing ductwork | Existing ductwork | Existing ductwork | Existing ductwork | 0 | 0 | 0 | 0 | 0 | 0 | 0 | 0 | 0 | 0 | 0 | 0 | 0 | 0 | 0 | 0 | 0 | 0 | 0 | 0 | 0 | 0 | 0 | 0 | 0 | 0 | 0 | 0 | 0 | 0 | 0 | 0 | 0 | 0 | 0 | 0 | 0 | 0 | 0 | 0 | 0 | 0 | 0 | 0 | 0 | 0 | 0 | 0 | 0 | 0 | 0 | 0 | 0 | 0 | 0 | 0 | 0 | 0 | 0 | 10826.35983785445 | 13293.043272946332 | 16266.794857709452 | 18883.18576369962 | 21538.66459678734 | 25181.28792313895 | 27624.26390469485 | 28220.136872338873 | 26594.09227811542 | 22859.87491074583 | 17689.936355847054 | 11707.575173493766 | 6797.946874931866 | 3273.085532374602 | 1384.766956004639 | 503.5516203653235 | 157.2868713237062 | 34.28139623082111 | 3.1556415582861472 | 2.103761038857432 | 2.7755575615628914E-17 | 2.7755575615628914E-17 | 2.7755575615628914E-17 | 2.7755575615628914E-17 | 2.7755575615628914E-17 | 0 | 0 | 0 | 10826.35983785445 | 24119.403110800784 | 40386.197968510234 | 59269.383732209855 | 80808.04832899719 | 105989.33625213614 | 133613.600156831 | 161833.73702916986 | 188427.82930728528 | 211287.7042180311 | 228977.64057387816 | 240685.21574737193 | 247483.1626223038 | 250756.24815467838 | 252141.01511068302 | 252644.56673104834 | 252801.85360237205 | 252836.13499860288 | 252839.29064016117 | 252841.39440120003 | 252841.39440120003 | 252841.39440120003 | 252841.39440120003 | 252841.39440120003 | 252841.39440120003 | Sealed Ductwork | Sealed Ductwork | Sealed Ductwork | Sealed Ductwork | Sealed Ductwork | Sealed Ductwork | Sealed Ductwork | Sealed Ductwork | Sealed Ductwork | Sealed Ductwork | Sealed Ductwork | Sealed Ductwork | Sealed Ductwork | Sealed Ductwork | Sealed Ductwork | Sealed Ductwork | Sealed Ductwork | Sealed Ductwork | Sealed Ductwork | Sealed Ductwork | Sealed Ductwork | Sealed Ductwork | Sealed Ductwork | Sealed Ductwork | Sealed Ductwork | Sealed Ductwork | Sealed Ductwork | Sealed Ductwork | 3.6908 | 3.6908 | 3.6908 | 3.6908 | 3.6908 | 3.6908 | 3.6908 | 3.6908 | 3.6908 | 3.6908 | 3.6908 | 3.6908 | 3.6908 | 3.6908 | 3.6908 | 3.6908 | 3.6908 | 3.6908 | 3.6908 | 3.6908 | 3.6908 | 3.6908 | 3.6908 | 3.6908 | 3.6908 | 3.6908 | 3.6908 | 3.6908 | 0 | 0 | 0 | 0 | 0 | 0 | 0 | 0 | 0 | 0 | 0 | 0 | 0 | 0 | 0 | 0 | 0 | 0 | 0 | 0 | 0 | 0 | 0 | 0 | 0 | 0 | 0 | 0 | 0 | 0 | 0 | 0 | 0 | 0 | 0 | 0 | 0 | 0 | 0 | 0 | 0 | 0 | 0 | 0 | 0 | 0 | 0 | 0 | 0 | 0 | 0 | 0 | 0 | 0 | 0 | 0 | 0 | 0 | 0 | 0 | 0 | 0 | 0 | 0 | 0 | 0 | 0 | 0 | 0 | 0 | 0 | 0 | 0 | 0 | 0 | 0 | 0 | 0 | 0 | 0 | 0 | 0 | 0 | 0 | 0 | 0 | 0 | 0 | 0 | 0 | 0 | 0 | 0 | 0 | 0 | 0 | 0 | 0 | 0 | 0 | 0 | 0 | 0 | 0 | 0 | 0 | 0 | 0 | 0 | 0 | 0 | 0 | 0 | 0 | 0 | 0 | 0 | 0 | 0 | 0 | 0 | 0 | 0 | 0 | 0 | 0 | 0 | 0 | 0 | 0 | 0 | 0 | 0 | 0 | 0 | 0 | 0 | 0 | 0 | 0 | Sealed Ductwork | Sealed Ductwork | Sealed Ductwork | Sealed Ductwork | Sealed Ductwork | Sealed Ductwork | Sealed Ductwork | Sealed Ductwork | Sealed Ductwork | Sealed Ductwork | Sealed Ductwork | Sealed Ductwork | Sealed Ductwork | Sealed Ductwork | Sealed Ductwork | Sealed Ductwork | Sealed Ductwork | Sealed Ductwork | Sealed Ductwork | Sealed Ductwork | Sealed Ductwork | Sealed Ductwork | Sealed Ductwork | Sealed Ductwork | Sealed Ductwork | Sealed Ductwork | Sealed Ductwork | Sealed Ductwork | 3.6908 | 3.6908 | 3.6908 | 3.6908 | 3.6908 | 3.6908 | 3.6908 | 3.6908 | 3.6908 | 3.6908 | 3.6908 | 3.6908 | 3.6908 | 3.6908 | 3.6908 | 3.6908 | 3.6908 | 3.6908 | 3.6908 | 3.6908 | 3.6908 | 3.6908 | 3.6908 | 3.6908 | 3.6908 | 3.6908 | 3.6908 | 3.6908 | 0 | 0 | 0 | 0 | 0 | 0 | 0 | 0 | 0 | 0 | 0 | 0 | 0 | 0 | 0 | 0 | 0 | 0 | 0 | 0 | 0 | 0 | 0 | 0 | 0 | 0 | 0 | 0 | 0 | 0 | 0 | 0 | 0 | 0 | 0 | 0 | 0 | 0 | 0 | 0 | 0 | 0 | 0 | 0 | 0 | 0 | 0 | 0 | 0 | 0 | 0 | 0 | 0 | 0 | 0 | 0 | 0 | 0 | 0 | 0 | 0 | 0 | 0 | 0 | 0 | 0 | 0 | 0 | 0 | 0 | 0 | 0 | 0 | 0 | 0 | 0 | 0 | 0 | 0 | 0 | 0 | 0 | 0 | 0 | 0 | 0 | 0 | 0 | 0 | 0 | 0 | 0 | 0 | 0 | 0 | 0 | 0 | 0 | 0 | 0 | 0 | 0 | 0 | 0 | 0 | 0 | 0 | 0 | 0 | 0 | 0 | 0 | 0 | 0
Insulation - Ducting_Lodging_Existing_Insulated duct. | Insulation - Ducting_Lodging_Existing | Insulation - Ducting_Commercial_Existing_Uninsulated duct._Insulated duct. | Commercial | Lodging | Existing | Space Heating | Natural Gas | Insulation - Ducting | NEQ | Uninsulated duct. | 20 | 20 | 20 | 0 | 0 | 0 | 0.05 | 0.2 | Retro5Med | 8.35569166605469E-06 | TBD | A | WCM603 | 0.7 | 0.42 | sqft duct | 0.0321 | 0 | 0 | 0 | 0 | IL TRM v13 - 4.4.56 Commercial Duct Sealing - CI-HVC-DSEAL-V02-250101 | IL TRM v13 - 4.4.56 Commercial Duct Sealing - CI-HVC-DSEAL-V02-250101 | AEG BEST | 0 | 0 | 9.2 | Uninsulated duct. | Uninsulated duct. | Uninsulated duct. | Uninsulated duct. | Uninsulated duct. | Uninsulated duct. | Uninsulated duct. | Uninsulated duct. | Uninsulated duct. | Uninsulated duct. | Uninsulated duct. | Uninsulated duct. | Uninsulated duct. | Uninsulated duct. | Uninsulated duct. | Uninsulated duct. | Uninsulated duct. | Uninsulated duct. | Uninsulated duct. | Uninsulated duct. | Uninsulated duct. | Uninsulated duct. | Uninsulated duct. | Uninsulated duct. | Uninsulated duct. | Uninsulated duct. | Uninsulated duct. | Uninsulated duct. | 0 | 0 | 0 | 0 | 0 | 0 | 0 | 0 | 0 | 0 | 0 | 0 | 0 | 0 | 0 | 0 | 0 | 0 | 0 | 0 | 0 | 0 | 0 | 0 | 0 | 0 | 0 | 0 | 0 | 0 | 0 | 0 | 0 | 0 | 0 | 0 | 0 | 0 | 0 | 0 | 0 | 0 | 0 | 0 | 0 | 0 | 0 | 0 | 0 | 0 | 0 | 0 | 0 | 0 | 0 | 0 | 0 | 0 | 0 | 4639.868501937623 | 5697.018545548429 | 6971.48351044691 | 8092.793898728411 | 9230.856255766006 | 10791.980538488122 | 11838.970244869226 | 12094.34437385952 | 11397.468119192328 | 9797.089247462503 | 7581.401295363023 | 5017.532217211615 | 2913.405803542228 | 1402.7509424462583 | 593.4715525734167 | 215.80783729942434 | 67.40865913873127 | 14.692026956066192 | 1.3524178106940656 | 0.9016118737960437 | 0 | 0 | 0 | 0 | 0 | 0 | 0 | 0 | 4639.868501937623 | 10336.887047486052 | 17308.37055793296 | 25401.164456661372 | 34632.02071242738 | 45424.001250915506 | 57262.97149578473 | 69357.31586964426 | 80754.78398883659 | 90551.87323629908 | 98133.27453166211 | 103150.80674887373 | 106064.21255241596 | 107466.96349486223 | 108060.43504743565 | 108276.24288473507 | 108343.6515438738 | 108358.34357082986 | 108359.69598864055 | 108360.59760051435 | 108360.59760051435 | 108360.59760051435 | 108360.59760051435 | 108360.59760051435 | 108360.59760051435 | Insulated duct. | Insulated duct. | Insulated duct. | Insulated duct. | Insulated duct. | Insulated duct. | Insulated duct. | Insulated duct. | Insulated duct. | Insulated duct. | Insulated duct. | Insulated duct. | Insulated duct. | Insulated duct. | Insulated duct. | Insulated duct. | Insulated duct. | Insulated duct. | Insulated duct. | Insulated duct. | Insulated duct. | Insulated duct. | Insulated duct. | Insulated duct. | Insulated duct. | Insulated duct. | Insulated duct. | Insulated duct. | 9.2 | 9.2 | 9.2 | 9.2 | 9.2 | 9.2 | 9.2 | 9.2 | 9.2 | 9.2 | 9.2 | 9.2 | 9.2 | 9.2 | 9.2 | 9.2 | 9.2 | 9.2 | 9.2 | 9.2 | 9.2 | 9.2 | 9.2 | 9.2 | 9.2 | 9.2 | 9.2 | 9.2 | 0 | 0 | 0 | 0 | 0 | 0 | 0 | 0 | 0 | 0 | 0 | 0 | 0 | 0 | 0 | 0 | 0 | 0 | 0 | 0 | 0 | 0 | 0 | 0 | 0 | 0 | 0 | 0 | 0 | 0 | 0 | 0 | 0 | 0 | 0 | 0 | 0 | 0 | 0 | 0 | 0 | 0 | 0 | 0 | 0 | 0 | 0 | 0 | 0 | 0 | 0 | 0 | 0 | 0 | 0 | 0 | 0 | 0 | 0 | 0 | 0 | 0 | 0 | 0 | 0 | 0 | 0 | 0 | 0 | 0 | 0 | 0 | 0 | 0 | 0 | 0 | 0 | 0 | 0 | 0 | 0 | 0 | 0 | 0 | 0 | 0 | 0 | 0 | 0 | 0 | 0 | 0 | 0 | 0 | 0 | 0 | 0 | 0 | 0 | 0 | 0 | 0 | 0 | 0 | 0 | 0 | 0 | 0 | 0 | 0 | 0 | 0 | 0 | 0 | 0 | 0 | 0 | 0 | 0 | 0 | 0 | 0 | 0 | 0 | 0 | 0 | 0 | 0 | 0 | 0 | 0 | 0 | 0 | 0 | 0 | 0 | 0 | 0 | 0 | 0 | Insulated duct. | Insulated duct. | Insulated duct. | Insulated duct. | Insulated duct. | Insulated duct. | Insulated duct. | Insulated duct. | Insulated duct. | Insulated duct. | Insulated duct. | Insulated duct. | Insulated duct. | Insulated duct. | Insulated duct. | Insulated duct. | Insulated duct. | Insulated duct. | Insulated duct. | Insulated duct. | Insulated duct. | Insulated duct. | Insulated duct. | Insulated duct. | Insulated duct. | Insulated duct. | Insulated duct. | Insulated duct. | 9.2 | 9.2 | 9.2 | 9.2 | 9.2 | 9.2 | 9.2 | 9.2 | 9.2 | 9.2 | 9.2 | 9.2 | 9.2 | 9.2 | 9.2 | 9.2 | 9.2 | 9.2 | 9.2 | 9.2 | 9.2 | 9.2 | 9.2 | 9.2 | 9.2 | 9.2 | 9.2 | 9.2 | 0 | 0 | 0 | 0 | 0 | 0 | 0 | 0 | 0 | 0 | 0 | 0 | 0 | 0 | 0 | 0 | 0 | 0 | 0 | 0 | 0 | 0 | 0 | 0 | 0 | 0 | 0 | 0 | 0 | 0 | 0 | 0 | 0 | 0 | 0 | 0 | 0 | 0 | 0 | 0 | 0 | 0 | 0 | 0 | 0 | 0 | 0 | 0 | 0 | 0 | 0 | 0 | 0 | 0 | 0 | 0 | 0 | 0 | 0 | 0 | 0 | 0 | 0 | 0 | 0 | 0 | 0 | 0 | 0 | 0 | 0 | 0 | 0 | 0 | 0 | 0 | 0 | 0 | 0 | 0 | 0 | 0 | 0 | 0 | 0 | 0 | 0 | 0 | 0 | 0 | 0 | 0 | 0 | 0 | 0 | 0 | 0 | 0 | 0 | 0 | 0 | 0 | 0 | 0 | 0 | 0 | 0 | 0 | 0 | 0 | 0 | 0 | 0 | 0
Advanced New Construction Designs_Lodging_Existing_Not Applicable Segment or Vintage | Advanced New Construction Designs_Lodging_Existing | Advanced New Construction Designs_Commercial_Existing_Not Applicable Segment or Vintage_Not Applicable Segment or Vintage | Commercial | Lodging | Existing | Space Heating | Natural Gas | Advanced New Construction Designs | NEQ | Not Applicable Segment or Vintage | 20 | 20 | 20 | 0 | 0 | 0 | 0.25 | 0.75 | RetroEven20 | 0.03333333333333333 | TBD | A | WCM645 | 0.7 | 0.42 | sqft | 0.0321 | 0 | 0 | 0 | 0 | Not Applicable Segment or Vintage | Not Applicable Segment or Vintage | Not Applicable Segment or Vintage | 0 | 0 | 0 | Not Applicable Segment or Vintage | Not Applicable Segment or Vintage | Not Applicable Segment or Vintage | Not Applicable Segment or Vintage | Not Applicable Segment or Vintage | Not Applicable Segment or Vintage | Not Applicable Segment or Vintage | Not Applicable Segment or Vintage | Not Applicable Segment or Vintage | Not Applicable Segment or Vintage | Not Applicable Segment or Vintage | Not Applicable Segment or Vintage | Not Applicable Segment or Vintage | Not Applicable Segment or Vintage | Not Applicable Segment or Vintage | Not Applicable Segment or Vintage | Not Applicable Segment or Vintage | Not Applicable Segment or Vintage | Not Applicable Segment or Vintage | Not Applicable Segment or Vintage | Not Applicable Segment or Vintage | Not Applicable Segment or Vintage | Not Applicable Segment or Vintage | Not Applicable Segment or Vintage | Not Applicable Segment or Vintage | Not Applicable Segment or Vintage | Not Applicable Segment or Vintage | Not Applicable Segment or Vintage | 0 | 0 | 0 | 0 | 0 | 0 | 0 | 0 | 0 | 0 | 0 | 0 | 0 | 0 | 0 | 0 | 0 | 0 | 0 | 0 | 0 | 0 | 0 | 0 | 0 | 0 | 0 | 0 | 0 | 0 | 0 | 0 | 0 | 0 | 0 | 0 | 0 | 0 | 0 | 0 | 0 | 0 | 0 | 0 | 0 | 0 | 0 | 0 | 0 | 0 | 0 | 0 | 0 | 0 | 0 | 0 | 0 | 0 | 0 | 316376.2818037101 | 316376.28180371004 | 316376.28180371004 | 316376.28180371004 | 316376.28180371015 | 316376.2818037101 | 316376.28180371015 | 316376.28180371004 | 316376.28180371015 | 316376.28180371015 | 316376.28180371015 | 316376.28180371004 | 316376.28180371015 | 316376.2818037101 | 316376.28180371004 | 316376.2818037101 | 316376.2818037101 | 316376.2818037101 | 316376.2818037101 | 210917.52120247338 | 0 | 0 | 0 | 0 | 0 | 0 | 0 | 0 | 316376.2818037101 | 632752.5636074201 | 949128.8454111301 | 1265505.1272148401 | 1581881.4090185503 | 1898257.6908222605 | 2214633.972625971 | 2531010.2544296808 | 2847386.5362333907 | 3163762.818037101 | 3480139.0998408115 | 3796515.3816445214 | 4112891.6634482313 | 4429267.945251942 | 4745644.227055652 | 5062020.508859362 | 5378396.790663073 | 5694773.072466783 | 6011149.354270494 | 6222066.875472967 | 6222066.875472967 | 6222066.875472967 | 6222066.875472967 | 6222066.875472967 | 6222066.875472967 | Not Applicable Segment or Vintage | Not Applicable Segment or Vintage | Not Applicable Segment or Vintage | Not Applicable Segment or Vintage | Not Applicable Segment or Vintage | Not Applicable Segment or Vintage | Not Applicable Segment or Vintage | Not Applicable Segment or Vintage | Not Applicable Segment or Vintage | Not Applicable Segment or Vintage | Not Applicable Segment or Vintage | Not Applicable Segment or Vintage | Not Applicable Segment or Vintage | Not Applicable Segment or Vintage | Not Applicable Segment or Vintage | Not Applicable Segment or Vintage | Not Applicable Segment or Vintage | Not Applicable Segment or Vintage | Not Applicable Segment or Vintage | Not Applicable Segment or Vintage | Not Applicable Segment or Vintage | Not Applicable Segment or Vintage | Not Applicable Segment or Vintage | Not Applicable Segment or Vintage | Not Applicable Segment or Vintage | Not Applicable Segment or Vintage | Not Applicable Segment or Vintage | Not Applicable Segment or Vintage | 0 | 0 | 0 | 0 | 0 | 0 | 0 | 0 | 0 | 0 | 0 | 0 | 0 | 0 | 0 | 0 | 0 | 0 | 0 | 0 | 0 | 0 | 0 | 0 | 0 | 0 | 0 | 0 | 0 | 0 | 0 | 0 | 0 | 0 | 0 | 0 | 0 | 0 | 0 | 0 | 0 | 0 | 0 | 0 | 0 | 0 | 0 | 0 | 0 | 0 | 0 | 0 | 0 | 0 | 0 | 0 | 0 | 0 | 0 | 0 | 0 | 0 | 0 | 0 | 0 | 0 | 0 | 0 | 0 | 0 | 0 | 0 | 0 | 0 | 0 | 0 | 0 | 0 | 0 | 0 | 0 | 0 | 0 | 0 | 0 | 0 | 0 | 0 | 0 | 0 | 0 | 0 | 0 | 0 | 0 | 0 | 0 | 0 | 0 | 0 | 0 | 0 | 0 | 0 | 0 | 0 | 0 | 0 | 0 | 0 | 0 | 0 | 0 | 0 | 0 | 0 | 0 | 0 | 0 | 0 | 0 | 0 | 0 | 0 | 0 | 0 | 0 | 0 | 0 | 0 | 0 | 0 | 0 | 0 | 0 | 0 | 0 | 0 | 0 | 0 | 0 | 0 | 0 | 0 | 0 | 0 | 0 | 0 | 0 | 0 | 0 | 0 | 0 | 0 | 0 | 0 | 0 | 0 | 0 | 0 | 0 | 0 | 0 | 0 | 0 | 0 | 0 | 0 | Not Applicable Segment or Vintage | Not Applicable Segment or Vintage | Not Applicable Segment or Vintage | Not Applicable Segment or Vintage | Not Applicable Segment or Vintage | Not Applicable Segment or Vintage | Not Applicable Segment or Vintage | Not Applicable Segment or Vintage | Not Applicable Segment or Vintage | Not Applicable Segment or Vintage | Not Applicable Segment or Vintage | Not Applicable Segment or Vintage | Not Applicable Segment or Vintage | Not Applicable Segment or Vintage | Not Applicable Segment or Vintage | Not Applicable Segment or Vintage | Not Applicable Segment or Vintage | Not Applicable Segment or Vintage | Not Applicable Segment or Vintage | Not Applicable Segment or Vintage | Not Applicable Segment or Vintage | Not Applicable Segment or Vintage | Not Applicable Segment or Vintage | Not Applicable Segment or Vintage | Not Applicable Segment or Vintage | Not Applicable Segment or Vintage | Not Applicable Segment or Vintage | Not Applicable Segment or Vintage | 0 | 0 | 0 | 0 | 0 | 0 | 0 | 0 | 0 | 0 | 0 | 0 | 0 | 0 | 0 | 0 | 0 | 0 | 0 | 0 | 0 | 0 | 0 | 0 | 0 | 0 | 0 | 0 | 0 | 0 | 0 | 0 | 0 | 0 | 0 | 0 | 0 | 0 | 0 | 0 | 0 | 0 | 0 | 0 | 0 | 0 | 0 | 0 | 0 | 0 | 0 | 0 | 0 | 0 | 0 | 0 | 0 | 0 | 0 | 0 | 0 | 0 | 0 | 0 | 0 | 0 | 0 | 0 | 0 | 0 | 0 | 0 | 0 | 0 | 0 | 0 | 0 | 0 | 0 | 0 | 0 | 0 | 0 | 0 | 0 | 0 | 0 | 0 | 0 | 0 | 0 | 0 | 0 | 0 | 0 | 0 | 0 | 0 | 0 | 0 | 0 | 0 | 0 | 0 | 0 | 0 | 0 | 0 | 0 | 0 | 0 | 0 | 0 | 0 | 0 | 0 | 0 | 0 | 0 | 0 | 0 | 0 | 0 | 0 | 0 | 0 | 0 | 0 | 0 | 0 | 0 | 0 | 0 | 0 | 0 | 0 | 0 | 0 | 0 | 0 | 0 | 0
HVAC - Dedicated Outdoor Air System (DOAS)_Lodging_Existing_0 | HVAC - Dedicated Outdoor Air System (DOAS)_Lodging_Existing | HVAC - Dedicated Outdoor Air System (DOAS)_Commercial_Existing_0_0 | Commercial | Lodging | Existing | Space Heating | Natural Gas | HVAC - Dedicated Outdoor Air System (DOAS) | NEQ | 0 | 20 | 20 | 20 | -0.012306 | 0 | 0 | 0.071659 | 0 | Retro5Med | 8.35569166605469E-06 | TBD | A | WCM612 | 0.7 | 0.42 | sqft | 0.0321 | 9998.999999999996 | 9999 | 9998.999999999996 | 9999 | 2021P_Com-VRF-DOAS-2021P_V2 | 2021P_Com-VRF-DOAS-2021P_V2 | 2021P_Com-VRF-DOAS-2021P_V2 | 0 | 0 | 12.6637 | 0 | 0 | 0 | 0 | 0 | 0 | 0 | 0 | 0 | 0 | 0 | 0 | 0 | 0 | 0 | 0 | 0 | 0 | 0 | 0 | 0 | 0 | 0 | 0 | 0 | 0 | 0 | 0 | 0 | 0 | 0 | 0 | 0 | 0 | 0 | 0 | 0 | 0 | 0 | -51.7438 | -164.9838 | -313.699 | -476.728 | -600.2191 | -679.2918 | -711.002 | -715.215 | -706.4311 | -693.2388 | -679.5464 | -666.4207 | -654.8372 | -644.1054 | -634.205 | -625.0714 | -616.6448 | 0 | 0 | 0 | 0 | 0 | 0 | 0 | 0 | 0 | 0 | 0 | -51.7438 | -215.032 | -521.8239 | -982.4405 | -1553.665 | -2189.1931 | -2841.1519 | -3482.3358 | -4103.5581 | -4702.5911 | -5284.1698 | -5848.3318 | -6401.0864 | -6940.2878 | -7467.8155 | -7985.3373 | -8494.3324 | 0 | 0 | 0 | 0 | 0 | 0 | 0 | 0 | 0 | 0 | 0 | 5326.681762043532 | 17559.42594196135 | 34495.380533303025 | 54092.7115765003 | 70175.9282418168 | 81722.85302717226 | 87908.70559075553 | 90795.4367870944 | 91929.74892718635 | 92332.6966834388 | 92434.660055374 | 92438.1058604882 | 92444.9974707166 | 92444.9974707166 | 92444.9974707166 | 92444.9974707166 | 92444.9974707166 | 0 | 0 | 0 | 0 | 0 | 0 | 0 | 0 | 0 | 0 | 0 | 5326.681762043532 | 22886.107704004884 | 57381.48823730791 | 111474.19981380821 | 181650.128055625 | 263372.9810827973 | 351281.68667355285 | 442077.12346064724 | 534006.8723878335 | 626339.5690712724 | 718774.2291266464 | 811212.3349871347 | 903657.3324578513 | 996102.3299285679 | 1088547.3273992846 | 1180992.324870001 | 1273437.3223407175 | 0 | 0 | 0 | 0 | 0 | 0 | 0 | 0 | 0 | 0 | 0 | 0 | 0 | 0 | 0 | 0 | 0 | 0 | 0 | 0 | 0 | 0 | 0 | 0 | 0 | 0 | 0 | 0 | 12.6637 | 12.6637 | 12.6637 | 12.6637 | 12.6637 | 12.6637 | 12.6637 | 12.6637 | 12.6637 | 12.6637 | 12.6637 | 12.6637 | 12.6637 | 12.6637 | 12.6637 | 12.6637 | 12.6637 | 12.6637 | 12.6637 | 12.6637 | 12.6637 | 12.6637 | 12.6637 | 12.6637 | 12.6637 | 12.6637 | 12.6637 | 12.6637 | -0.0123 | -0.0123 | -0.0123 | -0.0123 | -0.0123 | -0.0123 | -0.0123 | -0.0123 | -0.0123 | -0.0123 | -0.0123 | -0.0123 | -0.0123 | -0.0123 | -0.0123 | -0.0123 | -0.0123 | -0.0123 | -0.0123 | -0.0123 | -0.0123 | -0.0123 | -0.0123 | -0.0123 | -0.0123 | -0.0123 | -0.0123 | -0.0123 | 0 | 0 | 0 | 0 | 0 | 0 | 0 | 0 | 0 | 0 | 0 | 0 | 0 | 0 | 0 | 0 | 0 | 0 | 0 | 0 | 0 | 0 | 0 | 0 | 0 | 0 | 0 | 0 | 0 | 0 | 0 | 0 | 0 | 0 | 0 | 0 | 0 | 0 | 0 | 0 | 0 | 0 | 0 | 0 | 0 | 0 | 0 | 0 | 0 | 0 | 0 | 0 | 0 | 0 | 0 | 0 | 0 | 0 | 0 | 0 | 0 | 0 | 0 | 0 | 0 | 0 | 0 | 0 | 0 | 0 | 0 | 0 | 0 | 0 | 0 | 0 | 0 | 0 | 0 | 0 | 0 | 0 | 0 | 0 | 0 | 0 | 0 | 0 | 0 | 0 | 0 | 0 | 0 | 0 | 0 | 0 | 0 | 0 | 0 | 0 | 0 | 0 | 0 | 0 | 0 | 0 | 0 | 0 | 0 | 0 | 0 | 0 | 0 | 0 | 0 | 0 | 0 | 0 | 0 | 0 | 0 | 0 | 0 | 0 | 0 | 0 | 0 | 0 | 0 | 0 | 0 | 0 | 0 | 0 | 0 | 0 | 0 | 0 | 0 | 0 | 12.6637 | 12.6637 | 12.6637 | 12.6637 | 12.6637 | 12.6637 | 12.6637 | 12.6637 | 12.6637 | 12.6637 | 12.6637 | 12.6637 | 12.6637 | 12.6637 | 12.6637 | 12.6637 | 12.6637 | 12.6637 | 12.6637 | 12.6637 | 12.6637 | 12.6637 | 12.6637 | 12.6637 | 12.6637 | 12.6637 | 12.6637 | 12.6637 | -0.0123 | -0.0123 | -0.0123 | -0.0123 | -0.0123 | -0.0123 | -0.0123 | -0.0123 | -0.0123 | -0.0123 | -0.0123 | -0.0123 | -0.0123 | -0.0123 | -0.0123 | -0.0123 | -0.0123 | -0.0123 | -0.0123 | -0.0123 | -0.0123 | -0.0123 | -0.0123 | -0.0123 | -0.0123 | -0.0123 | -0.0123 | -0.0123 | 0 | 0 | 0 | 0 | 0 | 0 | 0 | 0 | 0 | 0 | 0 | 0 | 0 | 0 | 0 | 0 | 0 | 0 | 0 | 0 | 0 | 0 | 0 | 0 | 0 | 0 | 0 | 0 | 0 | 0 | 0 | 0 | 0 | 0 | 0 | 0 | 0 | 0 | 0 | 0 | 0 | 0 | 0 | 0 | 0 | 0 | 0 | 0 | 0 | 0 | 0 | 0 | 0 | 0 | 0 | 0 | 0 | 0 | 0 | 0 | 0 | 0 | 0 | 0 | 0 | 0 | 0 | 0 | 0 | 0 | 0 | 0 | 0 | 0 | 0 | 0 | 0 | 0 | 0 | 0 | 0 | 0 | 0 | 0 | 0 | 0
Ducting - Repair and Sealing_Lodging_New_Not Applicable Segment or Vintage | Ducting - Repair and Sealing_Lodging_New | Ducting - Repair and Sealing_Commercial_New_Not Applicable Segment or Vintage_Not Applicable Segment or Vintage | Commercial | Lodging | New | Space Heating | Natural Gas | Ducting - Repair and Sealing | NEQ | Not Applicable Segment or Vintage | 15 | 15 | 15 | 0 | 0 | 0 | 0 | 0 | Retro5Med | 8.35569166605469E-06 | TBD | A | WCM654 | 0.7 | 0.42 | sqft | 0.0321 | 0 | 0 | 0 | 0 | Not Applicable Segment or Vintage | Not Applicable Segment or Vintage | AEG BEST | 0 | 0 | 0 | Not Applicable Segment or Vintage | Not Applicable Segment or Vintage | Not Applicable Segment or Vintage | Not Applicable Segment or Vintage | Not Applicable Segment or Vintage | Not Applicable Segment or Vintage | Not Applicable Segment or Vintage | Not Applicable Segment or Vintage | Not Applicable Segment or Vintage | Not Applicable Segment or Vintage | Not Applicable Segment or Vintage | Not Applicable Segment or Vintage | Not Applicable Segment or Vintage | Not Applicable Segment or Vintage | Not Applicable Segment or Vintage | Not Applicable Segment or Vintage | Not Applicable Segment or Vintage | Not Applicable Segment or Vintage | Not Applicable Segment or Vintage | Not Applicable Segment or Vintage | Not Applicable Segment or Vintage | Not Applicable Segment or Vintage | Not Applicable Segment or Vintage | Not Applicable Segment or Vintage | Not Applicable Segment or Vintage | Not Applicable Segment or Vintage | Not Applicable Segment or Vintage | Not Applicable Segment or Vintage | 0 | 0 | 0 | 0 | 0 | 0 | 0 | 0 | 0 | 0 | 0 | 0 | 0 | 0 | 0 | 0 | 0 | 0 | 0 | 0 | 0 | 0 | 0 | 0 | 0 | 0 | 0 | 0 | 0 | 0 | 0 | 0 | 0 | 0 | 0 | 0 | 0 | 0 | 0 | 0 | 0 | 0 | 0 | 0 | 0 | 0 | 0 | 0 | 0 | 0 | 0 | 0 | 0 | 0 | 0 | 0 | 0 | 0 | 0 | 0 | 0 | 0 | 0 | 0 | 0 | 0 | 0 | 0 | 0 | 0 | 0 | 0 | 0 | 0 | 0 | 0 | 0 | 0 | 0 | 0 | 0 | 0 | 0 | 0 | 0 | 0 | 0 | 0 | 0 | 0 | 0 | 0 | 0 | 0 | 0 | 0 | 0 | 0 | 0 | 0 | 0 | 0 | 0 | 0 | 0 | 0 | 0 | 0 | 0 | 0 | 0 | 0 | Not Applicable Segment or Vintage | Not Applicable Segment or Vintage | Not Applicable Segment or Vintage | Not Applicable Segment or Vintage | Not Applicable Segment or Vintage | Not Applicable Segment or Vintage | Not Applicable Segment or Vintage | Not Applicable Segment or Vintage | Not Applicable Segment or Vintage | Not Applicable Segment or Vintage | Not Applicable Segment or Vintage | Not Applicable Segment or Vintage | Not Applicable Segment or Vintage | Not Applicable Segment or Vintage | Not Applicable Segment or Vintage | Not Applicable Segment or Vintage | Not Applicable Segment or Vintage | Not Applicable Segment or Vintage | Not Applicable Segment or Vintage | Not Applicable Segment or Vintage | Not Applicable Segment or Vintage | Not Applicable Segment or Vintage | Not Applicable Segment or Vintage | Not Applicable Segment or Vintage | Not Applicable Segment or Vintage | Not Applicable Segment or Vintage | Not Applicable Segment or Vintage | Not Applicable Segment or Vintage | 0 | 0 | 0 | 0 | 0 | 0 | 0 | 0 | 0 | 0 | 0 | 0 | 0 | 0 | 0 | 0 | 0 | 0 | 0 | 0 | 0 | 0 | 0 | 0 | 0 | 0 | 0 | 0 | 0 | 0 | 0 | 0 | 0 | 0 | 0 | 0 | 0 | 0 | 0 | 0 | 0 | 0 | 0 | 0 | 0 | 0 | 0 | 0 | 0 | 0 | 0 | 0 | 0 | 0 | 0 | 0 | 0 | 0 | 0 | 0 | 0 | 0 | 0 | 0 | 0 | 0 | 0 | 0 | 0 | 0 | 0 | 0 | 0 | 0 | 0 | 0 | 0 | 0 | 0 | 0 | 0 | 0 | 0 | 0 | 0 | 0 | 0 | 0 | 0 | 0 | 0 | 0 | 0 | 0 | 0 | 0 | 0 | 0 | 0 | 0 | 0 | 0 | 0 | 0 | 0 | 0 | 0 | 0 | 0 | 0 | 0 | 0 | 0 | 0 | 0 | 0 | 0 | 0 | 0 | 0 | 0 | 0 | 0 | 0 | 0 | 0 | 0 | 0 | 0 | 0 | 0 | 0 | 0 | 0 | 0 | 0 | 0 | 0 | 0 | 0 | 0 | 0 | 0 | 0 | 0 | 0 | 0 | 0 | 0 | 0 | 0 | 0 | 0 | 0 | 0 | 0 | 0 | 0 | 0 | 0 | 0 | 0 | 0 | 0 | 0 | 0 | 0 | 0 | Not Applicable Segment or Vintage | Not Applicable Segment or Vintage | Not Applicable Segment or Vintage | Not Applicable Segment or Vintage | Not Applicable Segment or Vintage | Not Applicable Segment or Vintage | Not Applicable Segment or Vintage | Not Applicable Segment or Vintage | Not Applicable Segment or Vintage | Not Applicable Segment or Vintage | Not Applicable Segment or Vintage | Not Applicable Segment or Vintage | Not Applicable Segment or Vintage | Not Applicable Segment or Vintage | Not Applicable Segment or Vintage | Not Applicable Segment or Vintage | Not Applicable Segment or Vintage | Not Applicable Segment or Vintage | Not Applicable Segment or Vintage | Not Applicable Segment or Vintage | Not Applicable Segment or Vintage | Not Applicable Segment or Vintage | Not Applicable Segment or Vintage | Not Applicable Segment or Vintage | Not Applicable Segment or Vintage | Not Applicable Segment or Vintage | Not Applicable Segment or Vintage | Not Applicable Segment or Vintage | 0 | 0 | 0 | 0 | 0 | 0 | 0 | 0 | 0 | 0 | 0 | 0 | 0 | 0 | 0 | 0 | 0 | 0 | 0 | 0 | 0 | 0 | 0 | 0 | 0 | 0 | 0 | 0 | 0 | 0 | 0 | 0 | 0 | 0 | 0 | 0 | 0 | 0 | 0 | 0 | 0 | 0 | 0 | 0 | 0 | 0 | 0 | 0 | 0 | 0 | 0 | 0 | 0 | 0 | 0 | 0 | 0 | 0 | 0 | 0 | 0 | 0 | 0 | 0 | 0 | 0 | 0 | 0 | 0 | 0 | 0 | 0 | 0 | 0 | 0 | 0 | 0 | 0 | 0 | 0 | 0 | 0 | 0 | 0 | 0 | 0 | 0 | 0 | 0 | 0 | 0 | 0 | 0 | 0 | 0 | 0 | 0 | 0 | 0 | 0 | 0 | 0 | 0 | 0 | 0 | 0 | 0 | 0 | 0 | 0 | 0 | 0 | 0 | 0 | 0 | 0 | 0 | 0 | 0 | 0 | 0 | 0 | 0 | 0 | 0 | 0 | 0 | 0 | 0 | 0 | 0 | 0 | 0 | 0 | 0 | 0 | 0 | 0 | 0 | 0 | 0 | 0
Insulation - Ducting_Lodging_New_Not Applicable Segment or Vintage | Insulation - Ducting_Lodging_New | Insulation - Ducting_Commercial_New_Not Applicable Segment or Vintage_Not Applicable Segment or Vintage | Commercial | Lodging | New | Space Heating | Natural Gas | Insulation - Ducting | NEQ | Not Applicable Segment or Vintage | 15 | 15 | 15 | 0 | 0 | 0 | 0 | 0 | Retro5Med | 8.35569166605469E-06 | TBD | A | WCM653 | 0.7 | 0.42 | sqft | 0.0321 | 0 | 0 | 0 | 0 | Not Applicable Segment or Vintage | Not Applicable Segment or Vintage | AEG BEST | 0 | 0 | 0 | Not Applicable Segment or Vintage | Not Applicable Segment or Vintage | Not Applicable Segment or Vintage | Not Applicable Segment or Vintage | Not Applicable Segment or Vintage | Not Applicable Segment or Vintage | Not Applicable Segment or Vintage | Not Applicable Segment or Vintage | Not Applicable Segment or Vintage | Not Applicable Segment or Vintage | Not Applicable Segment or Vintage | Not Applicable Segment or Vintage | Not Applicable Segment or Vintage | Not Applicable Segment or Vintage | Not Applicable Segment or Vintage | Not Applicable Segment or Vintage | Not Applicable Segment or Vintage | Not Applicable Segment or Vintage | Not Applicable Segment or Vintage | Not Applicable Segment or Vintage | Not Applicable Segment or Vintage | Not Applicable Segment or Vintage | Not Applicable Segment or Vintage | Not Applicable Segment or Vintage | Not Applicable Segment or Vintage | Not Applicable Segment or Vintage | Not Applicable Segment or Vintage | Not Applicable Segment or Vintage | 0 | 0 | 0 | 0 | 0 | 0 | 0 | 0 | 0 | 0 | 0 | 0 | 0 | 0 | 0 | 0 | 0 | 0 | 0 | 0 | 0 | 0 | 0 | 0 | 0 | 0 | 0 | 0 | 0 | 0 | 0 | 0 | 0 | 0 | 0 | 0 | 0 | 0 | 0 | 0 | 0 | 0 | 0 | 0 | 0 | 0 | 0 | 0 | 0 | 0 | 0 | 0 | 0 | 0 | 0 | 0 | 0 | 0 | 0 | 0 | 0 | 0 | 0 | 0 | 0 | 0 | 0 | 0 | 0 | 0 | 0 | 0 | 0 | 0 | 0 | 0 | 0 | 0 | 0 | 0 | 0 | 0 | 0 | 0 | 0 | 0 | 0 | 0 | 0 | 0 | 0 | 0 | 0 | 0 | 0 | 0 | 0 | 0 | 0 | 0 | 0 | 0 | 0 | 0 | 0 | 0 | 0 | 0 | 0 | 0 | 0 | 0 | Not Applicable Segment or Vintage | Not Applicable Segment or Vintage | Not Applicable Segment or Vintage | Not Applicable Segment or Vintage | Not Applicable Segment or Vintage | Not Applicable Segment or Vintage | Not Applicable Segment or Vintage | Not Applicable Segment or Vintage | Not Applicable Segment or Vintage | Not Applicable Segment or Vintage | Not Applicable Segment or Vintage | Not Applicable Segment or Vintage | Not Applicable Segment or Vintage | Not Applicable Segment or Vintage | Not Applicable Segment or Vintage | Not Applicable Segment or Vintage | Not Applicable Segment or Vintage | Not Applicable Segment or Vintage | Not Applicable Segment or Vintage | Not Applicable Segment or Vintage | Not Applicable Segment or Vintage | Not Applicable Segment or Vintage | Not Applicable Segment or Vintage | Not Applicable Segment or Vintage | Not Applicable Segment or Vintage | Not Applicable Segment or Vintage | Not Applicable Segment or Vintage | Not Applicable Segment or Vintage | 0 | 0 | 0 | 0 | 0 | 0 | 0 | 0 | 0 | 0 | 0 | 0 | 0 | 0 | 0 | 0 | 0 | 0 | 0 | 0 | 0 | 0 | 0 | 0 | 0 | 0 | 0 | 0 | 0 | 0 | 0 | 0 | 0 | 0 | 0 | 0 | 0 | 0 | 0 | 0 | 0 | 0 | 0 | 0 | 0 | 0 | 0 | 0 | 0 | 0 | 0 | 0 | 0 | 0 | 0 | 0 | 0 | 0 | 0 | 0 | 0 | 0 | 0 | 0 | 0 | 0 | 0 | 0 | 0 | 0 | 0 | 0 | 0 | 0 | 0 | 0 | 0 | 0 | 0 | 0 | 0 | 0 | 0 | 0 | 0 | 0 | 0 | 0 | 0 | 0 | 0 | 0 | 0 | 0 | 0 | 0 | 0 | 0 | 0 | 0 | 0 | 0 | 0 | 0 | 0 | 0 | 0 | 0 | 0 | 0 | 0 | 0 | 0 | 0 | 0 | 0 | 0 | 0 | 0 | 0 | 0 | 0 | 0 | 0 | 0 | 0 | 0 | 0 | 0 | 0 | 0 | 0 | 0 | 0 | 0 | 0 | 0 | 0 | 0 | 0 | 0 | 0 | 0 | 0 | 0 | 0 | 0 | 0 | 0 | 0 | 0 | 0 | 0 | 0 | 0 | 0 | 0 | 0 | 0 | 0 | 0 | 0 | 0 | 0 | 0 | 0 | 0 | 0 | Not Applicable Segment or Vintage | Not Applicable Segment or Vintage | Not Applicable Segment or Vintage | Not Applicable Segment or Vintage | Not Applicable Segment or Vintage | Not Applicable Segment or Vintage | Not Applicable Segment or Vintage | Not Applicable Segment or Vintage | Not Applicable Segment or Vintage | Not Applicable Segment or Vintage | Not Applicable Segment or Vintage | Not Applicable Segment or Vintage | Not Applicable Segment or Vintage | Not Applicable Segment or Vintage | Not Applicable Segment or Vintage | Not Applicable Segment or Vintage | Not Applicable Segment or Vintage | Not Applicable Segment or Vintage | Not Applicable Segment or Vintage | Not Applicable Segment or Vintage | Not Applicable Segment or Vintage | Not Applicable Segment or Vintage | Not Applicable Segment or Vintage | Not Applicable Segment or Vintage | Not Applicable Segment or Vintage | Not Applicable Segment or Vintage | Not Applicable Segment or Vintage | Not Applicable Segment or Vintage | 0 | 0 | 0 | 0 | 0 | 0 | 0 | 0 | 0 | 0 | 0 | 0 | 0 | 0 | 0 | 0 | 0 | 0 | 0 | 0 | 0 | 0 | 0 | 0 | 0 | 0 | 0 | 0 | 0 | 0 | 0 | 0 | 0 | 0 | 0 | 0 | 0 | 0 | 0 | 0 | 0 | 0 | 0 | 0 | 0 | 0 | 0 | 0 | 0 | 0 | 0 | 0 | 0 | 0 | 0 | 0 | 0 | 0 | 0 | 0 | 0 | 0 | 0 | 0 | 0 | 0 | 0 | 0 | 0 | 0 | 0 | 0 | 0 | 0 | 0 | 0 | 0 | 0 | 0 | 0 | 0 | 0 | 0 | 0 | 0 | 0 | 0 | 0 | 0 | 0 | 0 | 0 | 0 | 0 | 0 | 0 | 0 | 0 | 0 | 0 | 0 | 0 | 0 | 0 | 0 | 0 | 0 | 0 | 0 | 0 | 0 | 0 | 0 | 0 | 0 | 0 | 0 | 0 | 0 | 0 | 0 | 0 | 0 | 0 | 0 | 0 | 0 | 0 | 0 | 0 | 0 | 0 | 0 | 0 | 0 | 0 | 0 | 0 | 0 | 0 | 0 | 0
Advanced New Construction Designs_Lodging_New_Advanced new construction buildings exceeding ASHRAE 90.1 requirements using integrated design approach. | Advanced New Construction Designs_Lodging_New | Advanced New Construction Designs_Commercial_New_New construction building meeting current code._Advanced new construction buildings exceeding ASHRAE 90.1 requirements using integrated design approach. | Commercial | Lodging | New | Space Heating | Natural Gas | Advanced New Construction Designs | NEQ | New construction building meeting current code. | 30 | 30 | 30 | 0 | 0 | 0 | 0.25 | 0.75 | RetroEven20 | 0.03333333333333333 | TBD | A | WCM695 | 0.7 | 0.42 | sqft cond | 0.0321 | 0 | 0 | 0 | 0 | Pacific Northwest National Laboratory. Expanded Energy Credits in Energy Codes. PNNL-31572. July 2021. | The Technical Feasibility of Zero Net Energy Buildings in California, CALMAC Study ID - PGE0326.01. December 2012. | Pacific Northwest National Laboratory. Expanded Energy Credits in Energy Codes. PNNL-31572. July 2021. | 0 | 0 | 4.4221 | New construction building meeting current code. | New construction building meeting current code. | New construction building meeting current code. | New construction building meeting current code. | New construction building meeting current code. | New construction building meeting current code. | New construction building meeting current code. | New construction building meeting current code. | New construction building meeting current code. | New construction building meeting current code. | New construction building meeting current code. | New construction building meeting current code. | New construction building meeting current code. | New construction building meeting current code. | New construction building meeting current code. | New construction building meeting current code. | New construction building meeting current code. | New construction building meeting current code. | New construction building meeting current code. | New construction building meeting current code. | New construction building meeting current code. | New construction building meeting current code. | New construction building meeting current code. | New construction building meeting current code. | New construction building meeting current code. | New construction building meeting current code. | New construction building meeting current code. | New construction building meeting current code. | 0 | 0 | 0 | 0 | 0 | 0 | 0 | 0 | 0 | 0 | 0 | 0 | 0 | 0 | 0 | 0 | 0 | 0 | 0 | 0 | 0 | 0 | 0 | 0 | 0 | 0 | 0 | 0 | 0 | 0 | 0 | 0 | 0 | 0 | 0 | 0 | 0 | 0 | 0 | 0 | 0 | 0 | 0 | 0 | 0 | 0 | 0 | 0 | 0 | 0 | 0 | 0 | 0 | 0 | 0 | 0 | 0 | 0 | 0 | 0 | 0 | 0 | 0 | 0 | 0 | 0 | 0 | 0 | 0 | 0 | 0 | 0 | 0 | 0 | 0 | 0 | 0 | 0 | 0 | 0 | 0 | 0 | 0 | 0 | 0 | 0 | 0 | 0 | 0 | 0 | 0 | 0 | 0 | 0 | 0 | 0 | 0 | 0 | 0 | 0 | 0 | 0 | 0 | 0 | 0 | 0 | 0 | 0 | 0 | 0 | 0 | 0 | Advanced new construction buildings exceeding ASHRAE 90.1 requirements using integrated design approach. | Advanced new construction buildings exceeding ASHRAE 90.1 requirements using integrated design approach. | Advanced new construction buildings exceeding ASHRAE 90.1 requirements using integrated design approach. | Advanced new construction buildings exceeding ASHRAE 90.1 requirements using integrated design approach. | Advanced new construction buildings exceeding ASHRAE 90.1 requirements using integrated design approach. | Advanced new construction buildings exceeding ASHRAE 90.1 requirements using integrated design approach. | Advanced new construction buildings exceeding ASHRAE 90.1 requirements using integrated design approach. | Advanced new construction buildings exceeding ASHRAE 90.1 requirements using integrated design approach. | Advanced new construction buildings exceeding ASHRAE 90.1 requirements using integrated design approach. | Advanced new construction buildings exceeding ASHRAE 90.1 requirements using integrated design approach. | Advanced new construction buildings exceeding ASHRAE 90.1 requirements using integrated design approach. | Advanced new construction buildings exceeding ASHRAE 90.1 requirements using integrated design approach. | Advanced new construction buildings exceeding ASHRAE 90.1 requirements using integrated design approach. | Advanced new construction buildings exceeding ASHRAE 90.1 requirements using integrated design approach. | Advanced new construction buildings exceeding ASHRAE 90.1 requirements using integrated design approach. | Advanced new construction buildings exceeding ASHRAE 90.1 requirements using integrated design approach. | Advanced new construction buildings exceeding ASHRAE 90.1 requirements using integrated design approach. | Advanced new construction buildings exceeding ASHRAE 90.1 requirements using integrated design approach. | Advanced new construction buildings exceeding ASHRAE 90.1 requirements using integrated design approach. | Advanced new construction buildings exceeding ASHRAE 90.1 requirements using integrated design approach. | Advanced new construction buildings exceeding ASHRAE 90.1 requirements using integrated design approach. | Advanced new construction buildings exceeding ASHRAE 90.1 requirements using integrated design approach. | Advanced new construction buildings exceeding ASHRAE 90.1 requirements using integrated design approach. | Advanced new construction buildings exceeding ASHRAE 90.1 requirements using integrated design approach. | Advanced new construction buildings exceeding ASHRAE 90.1 requirements using integrated design approach. | Advanced new construction buildings exceeding ASHRAE 90.1 requirements using integrated design approach. | Advanced new construction buildings exceeding ASHRAE 90.1 requirements using integrated design approach. | Advanced new construction buildings exceeding ASHRAE 90.1 requirements using integrated design approach. | 4.4221 | 4.4221 | 4.4221 | 4.4221 | 4.4221 | 4.4221 | 4.4221 | 4.4221 | 4.4221 | 4.4221 | 4.4221 | 4.4221 | 4.4221 | 4.4221 | 4.4221 | 4.4221 | 4.4221 | 4.4221 | 4.4221 | 4.4221 | 4.4221 | 4.4221 | 4.4221 | 4.4221 | 4.4221 | 4.4221 | 4.4221 | 4.4221 | 0 | 0 | 0 | 0 | 0 | 0 | 0 | 0 | 0 | 0 | 0 | 0 | 0 | 0 | 0 | 0 | 0 | 0 | 0 | 0 | 0 | 0 | 0 | 0 | 0 | 0 | 0 | 0 | 0 | 0 | 0 | 0 | 0 | 0 | 0 | 0 | 0 | 0 | 0 | 0 | 0 | 0 | 0 | 0 | 0 | 0 | 0 | 0 | 0 | 0 | 0 | 0 | 0 | 0 | 0 | 0 | 0 | 0 | 0 | 0 | 0 | 0 | 0 | 0 | 0 | 0 | 0 | 0 | 0 | 0 | 0 | 0 | 0 | 0 | 0 | 0 | 0 | 0 | 0 | 0 | 0 | 0 | 0 | 0 | 0 | 0 | 0 | 0 | 0 | 0 | 0 | 0 | 0 | 0 | 0 | 0 | 0 | 0 | 0 | 0 | 0 | 0 | 0 | 0 | 0 | 0 | 0 | 0 | 0 | 0 | 0 | 0 | 0 | 0 | 0 | 0 | 0 | 0 | 0 | 0 | 0 | 0 | 0 | 0 | 0 | 0 | 0 | 0 | 0 | 0 | 0 | 0 | 0 | 0 | 0 | 0 | 0 | 0 | 0 | 0 | Advanced new construction buildings exceeding ASHRAE 90.1 requirements using integrated design approach. | Advanced new construction buildings exceeding ASHRAE 90.1 requirements using integrated design approach. | Advanced new construction buildings exceeding ASHRAE 90.1 requirements using integrated design approach. | Advanced new construction buildings exceeding ASHRAE 90.1 requirements using integrated design approach. | Advanced new construction buildings exceeding ASHRAE 90.1 requirements using integrated design approach. | Advanced new construction buildings exceeding ASHRAE 90.1 requirements using integrated design approach. | Advanced new construction buildings exceeding ASHRAE 90.1 requirements using integrated design approach. | Advanced new construction buildings exceeding ASHRAE 90.1 requirements using integrated design approach. | Advanced new construction buildings exceeding ASHRAE 90.1 requirements using integrated design approach. | Advanced new construction buildings exceeding ASHRAE 90.1 requirements using integrated design approach. | Advanced new construction buildings exceeding ASHRAE 90.1 requirements using integrated design approach. | Advanced new construction buildings exceeding ASHRAE 90.1 requirements using integrated design approach. | Advanced new construction buildings exceeding ASHRAE 90.1 requirements using integrated design approach. | Advanced new construction buildings exceeding ASHRAE 90.1 requirements using integrated design approach. | Advanced new construction buildings exceeding ASHRAE 90.1 requirements using integrated design approach. | Advanced new construction buildings exceeding ASHRAE 90.1 requirements using integrated design approach. | Advanced new construction buildings exceeding ASHRAE 90.1 requirements using integrated design approach. | Advanced new construction buildings exceeding ASHRAE 90.1 requirements using integrated design approach. | Advanced new construction buildings exceeding ASHRAE 90.1 requirements using integrated design approach. | Advanced new construction buildings exceeding ASHRAE 90.1 requirements using integrated design approach. | Advanced new construction buildings exceeding ASHRAE 90.1 requirements using integrated design approach. | Advanced new construction buildings exceeding ASHRAE 90.1 requirements using integrated design approach. | Advanced new construction buildings exceeding ASHRAE 90.1 requirements using integrated design approach. | Advanced new construction buildings exceeding ASHRAE 90.1 requirements using integrated design approach. | Advanced new construction buildings exceeding ASHRAE 90.1 requirements using integrated design approach. | Advanced new construction buildings exceeding ASHRAE 90.1 requirements using integrated design approach. | Advanced new construction buildings exceeding ASHRAE 90.1 requirements using integrated design approach. | Advanced new construction buildings exceeding ASHRAE 90.1 requirements using integrated design approach. | 4.4221 | 4.4221 | 4.4221 | 4.4221 | 4.4221 | 4.4221 | 4.4221 | 4.4221 | 4.4221 | 4.4221 | 4.4221 | 4.4221 | 4.4221 | 4.4221 | 4.4221 | 4.4221 | 4.4221 | 4.4221 | 4.4221 | 4.4221 | 4.4221 | 4.4221 | 4.4221 | 4.4221 | 4.4221 | 4.4221 | 4.4221 | 4.4221 | 0 | 0 | 0 | 0 | 0 | 0 | 0 | 0 | 0 | 0 | 0 | 0 | 0 | 0 | 0 | 0 | 0 | 0 | 0 | 0 | 0 | 0 | 0 | 0 | 0 | 0 | 0 | 0 | 0 | 0 | 0 | 0 | 0 | 0 | 0 | 0 | 0 | 0 | 0 | 0 | 0 | 0 | 0 | 0 | 0 | 0 | 0 | 0 | 0 | 0 | 0 | 0 | 0 | 0 | 0 | 0 | 0 | 0 | 0 | 0 | 0 | 0 | 0 | 0 | 0 | 0 | 0 | 0 | 0 | 0 | 0 | 0 | 0 | 0 | 0 | 0 | 0 | 0 | 0 | 0 | 0 | 0 | 0 | 0 | 0 | 0 | 0 | 0 | 0 | 0 | 0 | 0 | 0 | 0 | 0 | 0 | 0 | 0 | 0 | 0 | 0 | 0 | 0 | 0 | 0 | 0 | 0 | 0 | 0 | 0 | 0 | 0 | 0 | 0
Building Shell - Air Sealing (Infiltration Control)_Lodging_New_Not Applicable Segment or Vintage | Building Shell - Air Sealing (Infiltration Control)_Lodging_New | Building Shell - Air Sealing (Infiltration Control)_Commercial_New_Not Applicable Segment or Vintage_Not Applicable Segment or Vintage | Commercial | Lodging | New | Space Heating | Natural Gas | Building Shell - Air Sealing (Infiltration Control) | NEQ | Not Applicable Segment or Vintage | 15 | 15 | 15 | 0 | 0 | 0 | 0 | 0 | Retro1Slow | 0.012666666666666666 | TBD | A | WCM658 | 0.7 | 0.42 | sqft | 0.0321 | 0 | 0 | 0 | 0 | Not Applicable Segment or Vintage | Not Applicable Segment or Vintage | AEG BEST | 0 | 0 | 0 | Not Applicable Segment or Vintage | Not Applicable Segment or Vintage | Not Applicable Segment or Vintage | Not Applicable Segment or Vintage | Not Applicable Segment or Vintage | Not Applicable Segment or Vintage | Not Applicable Segment or Vintage | Not Applicable Segment or Vintage | Not Applicable Segment or Vintage | Not Applicable Segment or Vintage | Not Applicable Segment or Vintage | Not Applicable Segment or Vintage | Not Applicable Segment or Vintage | Not Applicable Segment or Vintage | Not Applicable Segment or Vintage | Not Applicable Segment or Vintage | Not Applicable Segment or Vintage | Not Applicable Segment or Vintage | Not Applicable Segment or Vintage | Not Applicable Segment or Vintage | Not Applicable Segment or Vintage | Not Applicable Segment or Vintage | Not Applicable Segment or Vintage | Not Applicable Segment or Vintage | Not Applicable Segment or Vintage | Not Applicable Segment or Vintage | Not Applicable Segment or Vintage | Not Applicable Segment or Vintage | 0 | 0 | 0 | 0 | 0 | 0 | 0 | 0 | 0 | 0 | 0 | 0 | 0 | 0 | 0 | 0 | 0 | 0 | 0 | 0 | 0 | 0 | 0 | 0 | 0 | 0 | 0 | 0 | 0 | 0 | 0 | 0 | 0 | 0 | 0 | 0 | 0 | 0 | 0 | 0 | 0 | 0 | 0 | 0 | 0 | 0 | 0 | 0 | 0 | 0 | 0 | 0 | 0 | 0 | 0 | 0 | 0 | 0 | 0 | 0 | 0 | 0 | 0 | 0 | 0 | 0 | 0 | 0 | 0 | 0 | 0 | 0 | 0 | 0 | 0 | 0 | 0 | 0 | 0 | 0 | 0 | 0 | 0 | 0 | 0 | 0 | 0 | 0 | 0 | 0 | 0 | 0 | 0 | 0 | 0 | 0 | 0 | 0 | 0 | 0 | 0 | 0 | 0 | 0 | 0 | 0 | 0 | 0 | 0 | 0 | 0 | 0 | Not Applicable Segment or Vintage | Not Applicable Segment or Vintage | Not Applicable Segment or Vintage | Not Applicable Segment or Vintage | Not Applicable Segment or Vintage | Not Applicable Segment or Vintage | Not Applicable Segment or Vintage | Not Applicable Segment or Vintage | Not Applicable Segment or Vintage | Not Applicable Segment or Vintage | Not Applicable Segment or Vintage | Not Applicable Segment or Vintage | Not Applicable Segment or Vintage | Not Applicable Segment or Vintage | Not Applicable Segment or Vintage | Not Applicable Segment or Vintage | Not Applicable Segment or Vintage | Not Applicable Segment or Vintage | Not Applicable Segment or Vintage | Not Applicable Segment or Vintage | Not Applicable Segment or Vintage | Not Applicable Segment or Vintage | Not Applicable Segment or Vintage | Not Applicable Segment or Vintage | Not Applicable Segment or Vintage | Not Applicable Segment or Vintage | Not Applicable Segment or Vintage | Not Applicable Segment or Vintage | 0 | 0 | 0 | 0 | 0 | 0 | 0 | 0 | 0 | 0 | 0 | 0 | 0 | 0 | 0 | 0 | 0 | 0 | 0 | 0 | 0 | 0 | 0 | 0 | 0 | 0 | 0 | 0 | 0 | 0 | 0 | 0 | 0 | 0 | 0 | 0 | 0 | 0 | 0 | 0 | 0 | 0 | 0 | 0 | 0 | 0 | 0 | 0 | 0 | 0 | 0 | 0 | 0 | 0 | 0 | 0 | 0 | 0 | 0 | 0 | 0 | 0 | 0 | 0 | 0 | 0 | 0 | 0 | 0 | 0 | 0 | 0 | 0 | 0 | 0 | 0 | 0 | 0 | 0 | 0 | 0 | 0 | 0 | 0 | 0 | 0 | 0 | 0 | 0 | 0 | 0 | 0 | 0 | 0 | 0 | 0 | 0 | 0 | 0 | 0 | 0 | 0 | 0 | 0 | 0 | 0 | 0 | 0 | 0 | 0 | 0 | 0 | 0 | 0 | 0 | 0 | 0 | 0 | 0 | 0 | 0 | 0 | 0 | 0 | 0 | 0 | 0 | 0 | 0 | 0 | 0 | 0 | 0 | 0 | 0 | 0 | 0 | 0 | 0 | 0 | 0 | 0 | 0 | 0 | 0 | 0 | 0 | 0 | 0 | 0 | 0 | 0 | 0 | 0 | 0 | 0 | 0 | 0 | 0 | 0 | 0 | 0 | 0 | 0 | 0 | 0 | 0 | 0 | Not Applicable Segment or Vintage | Not Applicable Segment or Vintage | Not Applicable Segment or Vintage | Not Applicable Segment or Vintage | Not Applicable Segment or Vintage | Not Applicable Segment or Vintage | Not Applicable Segment or Vintage | Not Applicable Segment or Vintage | Not Applicable Segment or Vintage | Not Applicable Segment or Vintage | Not Applicable Segment or Vintage | Not Applicable Segment or Vintage | Not Applicable Segment or Vintage | Not Applicable Segment or Vintage | Not Applicable Segment or Vintage | Not Applicable Segment or Vintage | Not Applicable Segment or Vintage | Not Applicable Segment or Vintage | Not Applicable Segment or Vintage | Not Applicable Segment or Vintage | Not Applicable Segment or Vintage | Not Applicable Segment or Vintage | Not Applicable Segment or Vintage | Not Applicable Segment or Vintage | Not Applicable Segment or Vintage | Not Applicable Segment or Vintage | Not Applicable Segment or Vintage | Not Applicable Segment or Vintage | 0 | 0 | 0 | 0 | 0 | 0 | 0 | 0 | 0 | 0 | 0 | 0 | 0 | 0 | 0 | 0 | 0 | 0 | 0 | 0 | 0 | 0 | 0 | 0 | 0 | 0 | 0 | 0 | 0 | 0 | 0 | 0 | 0 | 0 | 0 | 0 | 0 | 0 | 0 | 0 | 0 | 0 | 0 | 0 | 0 | 0 | 0 | 0 | 0 | 0 | 0 | 0 | 0 | 0 | 0 | 0 | 0 | 0 | 0 | 0 | 0 | 0 | 0 | 0 | 0 | 0 | 0 | 0 | 0 | 0 | 0 | 0 | 0 | 0 | 0 | 0 | 0 | 0 | 0 | 0 | 0 | 0 | 0 | 0 | 0 | 0 | 0 | 0 | 0 | 0 | 0 | 0 | 0 | 0 | 0 | 0 | 0 | 0 | 0 | 0 | 0 | 0 | 0 | 0 | 0 | 0 | 0 | 0 | 0 | 0 | 0 | 0 | 0 | 0 | 0 | 0 | 0 | 0 | 0 | 0 | 0 | 0 | 0 | 0 | 0 | 0 | 0 | 0 | 0 | 0 | 0 | 0 | 0 | 0 | 0 | 0 | 0 | 0 | 0 | 0 | 0 | 0
Destratification Fans (HVLS)_Lodging_New_High Volume, Low Speed (HVLS) fans with a minimum diameter of 14 ft with Variable Speed Drive (VSD) installed | Destratification Fans (HVLS)_Lodging_New | Destratification Fans (HVLS)_Commercial_New_No destratification fans or other means to effectively mix indoor air_High Volume, Low Speed (HVLS) fans with a minimum diameter of 14 ft with Variable Speed Drive (VSD) installed | Commercial | Lodging | New | Space Heating | Natural Gas | Destratification Fans (HVLS) | NEQ | No destratification fans or other means to effectively mix indoor air | 10 | 10 | 10 | 0 | 0 | 0 | 0.15 | 0.2 | Retro1Slow | 0.012666666666666666 | TBD | A | WCM663 | 0.7 | 0.42 | sqft roof | 0.0321 | 0 | 0 | 0 | 0 | IL TRM v12 - 4.4.34 - Destratification Fan - CI-HVC-DSFN-V07-240101 | IL TRM v12 - 4.4.34 - Destratification Fan - CI-HVC-DSFN-V07-240101 | IL TRM v12 - 4.4.34 - Destratification Fan - CI-HVC-DSFN-V07-240101 | 0 | 0 | 0.71324 | No destratification fans or other means to effectively mix indoor air | No destratification fans or other means to effectively mix indoor air | No destratification fans or other means to effectively mix indoor air | No destratification fans or other means to effectively mix indoor air | No destratification fans or other means to effectively mix indoor air | No destratification fans or other means to effectively mix indoor air | No destratification fans or other means to effectively mix indoor air | No destratification fans or other means to effectively mix indoor air | No destratification fans or other means to effectively mix indoor air | No destratification fans or other means to effectively mix indoor air | No destratification fans or other means to effectively mix indoor air | No destratification fans or other means to effectively mix indoor air | No destratification fans or other means to effectively mix indoor air | No destratification fans or other means to effectively mix indoor air | No destratification fans or other means to effectively mix indoor air | No destratification fans or other means to effectively mix indoor air | No destratification fans or other means to effectively mix indoor air | No destratification fans or other means to effectively mix indoor air | No destratification fans or other means to effectively mix indoor air | No destratification fans or other means to effectively mix indoor air | No destratification fans or other means to effectively mix indoor air | No destratification fans or other means to effectively mix indoor air | No destratification fans or other means to effectively mix indoor air | No destratification fans or other means to effectively mix indoor air | No destratification fans or other means to effectively mix indoor air | No destratification fans or other means to effectively mix indoor air | No destratification fans or other means to effectively mix indoor air | No destratification fans or other means to effectively mix indoor air | 0 | 0 | 0 | 0 | 0 | 0 | 0 | 0 | 0 | 0 | 0 | 0 | 0 | 0 | 0 | 0 | 0 | 0 | 0 | 0 | 0 | 0 | 0 | 0 | 0 | 0 | 0 | 0 | 0 | 0 | 0 | 0 | 0 | 0 | 0 | 0 | 0 | 0 | 0 | 0 | 0 | 0 | 0 | 0 | 0 | 0 | 0 | 0 | 0 | 0 | 0 | 0 | 0 | 0 | 0 | 0 | 0 | 0 | 0 | 0 | 0 | 0 | 0 | 0 | 0 | 0 | 0 | 0 | 0 | 0 | 0 | 0 | 0 | 0 | 0 | 0 | 0 | 0 | 0 | 0 | 0 | 0 | 0 | 0 | 0 | 0 | 0 | 0 | 0 | 0 | 0 | 0 | 0 | 0 | 0 | 0 | 0 | 0 | 0 | 0 | 0 | 0 | 0 | 0 | 0 | 0 | 0 | 0 | 0 | 0 | 0 | 0 | High Volume, Low Speed (HVLS) fans with a minimum diameter of 14 ft with Variable Speed Drive (VSD) installed | High Volume, Low Speed (HVLS) fans with a minimum diameter of 14 ft with Variable Speed Drive (VSD) installed | High Volume, Low Speed (HVLS) fans with a minimum diameter of 14 ft with Variable Speed Drive (VSD) installed | High Volume, Low Speed (HVLS) fans with a minimum diameter of 14 ft with Variable Speed Drive (VSD) installed | High Volume, Low Speed (HVLS) fans with a minimum diameter of 14 ft with Variable Speed Drive (VSD) installed | High Volume, Low Speed (HVLS) fans with a minimum diameter of 14 ft with Variable Speed Drive (VSD) installed | High Volume, Low Speed (HVLS) fans with a minimum diameter of 14 ft with Variable Speed Drive (VSD) installed | High Volume, Low Speed (HVLS) fans with a minimum diameter of 14 ft with Variable Speed Drive (VSD) installed | High Volume, Low Speed (HVLS) fans with a minimum diameter of 14 ft with Variable Speed Drive (VSD) installed | High Volume, Low Speed (HVLS) fans with a minimum diameter of 14 ft with Variable Speed Drive (VSD) installed | High Volume, Low Speed (HVLS) fans with a minimum diameter of 14 ft with Variable Speed Drive (VSD) installed | High Volume, Low Speed (HVLS) fans with a minimum diameter of 14 ft with Variable Speed Drive (VSD) installed | High Volume, Low Speed (HVLS) fans with a minimum diameter of 14 ft with Variable Speed Drive (VSD) installed | High Volume, Low Speed (HVLS) fans with a minimum diameter of 14 ft with Variable Speed Drive (VSD) installed | High Volume, Low Speed (HVLS) fans with a minimum diameter of 14 ft with Variable Speed Drive (VSD) installed | High Volume, Low Speed (HVLS) fans with a minimum diameter of 14 ft with Variable Speed Drive (VSD) installed | High Volume, Low Speed (HVLS) fans with a minimum diameter of 14 ft with Variable Speed Drive (VSD) installed | High Volume, Low Speed (HVLS) fans with a minimum diameter of 14 ft with Variable Speed Drive (VSD) installed | High Volume, Low Speed (HVLS) fans with a minimum diameter of 14 ft with Variable Speed Drive (VSD) installed | High Volume, Low Speed (HVLS) fans with a minimum diameter of 14 ft with Variable Speed Drive (VSD) installed | High Volume, Low Speed (HVLS) fans with a minimum diameter of 14 ft with Variable Speed Drive (VSD) installed | High Volume, Low Speed (HVLS) fans with a minimum diameter of 14 ft with Variable Speed Drive (VSD) installed | High Volume, Low Speed (HVLS) fans with a minimum diameter of 14 ft with Variable Speed Drive (VSD) installed | High Volume, Low Speed (HVLS) fans with a minimum diameter of 14 ft with Variable Speed Drive (VSD) installed | High Volume, Low Speed (HVLS) fans with a minimum diameter of 14 ft with Variable Speed Drive (VSD) installed | High Volume, Low Speed (HVLS) fans with a minimum diameter of 14 ft with Variable Speed Drive (VSD) installed | High Volume, Low Speed (HVLS) fans with a minimum diameter of 14 ft with Variable Speed Drive (VSD) installed | High Volume, Low Speed (HVLS) fans with a minimum diameter of 14 ft with Variable Speed Drive (VSD) installed | 0.7132 | 0.7132 | 0.7132 | 0.7132 | 0.7132 | 0.7132 | 0.7132 | 0.7132 | 0.7132 | 0.7132 | 0.7132 | 0.7132 | 0.7132 | 0.7132 | 0.7132 | 0.7132 | 0.7132 | 0.7132 | 0.7132 | 0.7132 | 0.7132 | 0.7132 | 0.7132 | 0.7132 | 0.7132 | 0.7132 | 0.7132 | 0.7132 | 0 | 0 | 0 | 0 | 0 | 0 | 0 | 0 | 0 | 0 | 0 | 0 | 0 | 0 | 0 | 0 | 0 | 0 | 0 | 0 | 0 | 0 | 0 | 0 | 0 | 0 | 0 | 0 | 0 | 0 | 0 | 0 | 0 | 0 | 0 | 0 | 0 | 0 | 0 | 0 | 0 | 0 | 0 | 0 | 0 | 0 | 0 | 0 | 0 | 0 | 0 | 0 | 0 | 0 | 0 | 0 | 0 | 0 | 0 | 0 | 0 | 0 | 0 | 0 | 0 | 0 | 0 | 0 | 0 | 0 | 0 | 0 | 0 | 0 | 0 | 0 | 0 | 0 | 0 | 0 | 0 | 0 | 0 | 0 | 0 | 0 | 0 | 0 | 0 | 0 | 0 | 0 | 0 | 0 | 0 | 0 | 0 | 0 | 0 | 0 | 0 | 0 | 0 | 0 | 0 | 0 | 0 | 0 | 0 | 0 | 0 | 0 | 0 | 0 | 0 | 0 | 0 | 0 | 0 | 0 | 0 | 0 | 0 | 0 | 0 | 0 | 0 | 0 | 0 | 0 | 0 | 0 | 0 | 0 | 0 | 0 | 0 | 0 | 0 | 0 | High Volume, Low Speed (HVLS) fans with a minimum diameter of 14 ft with Variable Speed Drive (VSD) installed | High Volume, Low Speed (HVLS) fans with a minimum diameter of 14 ft with Variable Speed Drive (VSD) installed | High Volume, Low Speed (HVLS) fans with a minimum diameter of 14 ft with Variable Speed Drive (VSD) installed | High Volume, Low Speed (HVLS) fans with a minimum diameter of 14 ft with Variable Speed Drive (VSD) installed | High Volume, Low Speed (HVLS) fans with a minimum diameter of 14 ft with Variable Speed Drive (VSD) installed | High Volume, Low Speed (HVLS) fans with a minimum diameter of 14 ft with Variable Speed Drive (VSD) installed | High Volume, Low Speed (HVLS) fans with a minimum diameter of 14 ft with Variable Speed Drive (VSD) installed | High Volume, Low Speed (HVLS) fans with a minimum diameter of 14 ft with Variable Speed Drive (VSD) installed | High Volume, Low Speed (HVLS) fans with a minimum diameter of 14 ft with Variable Speed Drive (VSD) installed | High Volume, Low Speed (HVLS) fans with a minimum diameter of 14 ft with Variable Speed Drive (VSD) installed | High Volume, Low Speed (HVLS) fans with a minimum diameter of 14 ft with Variable Speed Drive (VSD) installed | High Volume, Low Speed (HVLS) fans with a minimum diameter of 14 ft with Variable Speed Drive (VSD) installed | High Volume, Low Speed (HVLS) fans with a minimum diameter of 14 ft with Variable Speed Drive (VSD) installed | High Volume, Low Speed (HVLS) fans with a minimum diameter of 14 ft with Variable Speed Drive (VSD) installed | High Volume, Low Speed (HVLS) fans with a minimum diameter of 14 ft with Variable Speed Drive (VSD) installed | High Volume, Low Speed (HVLS) fans with a minimum diameter of 14 ft with Variable Speed Drive (VSD) installed | High Volume, Low Speed (HVLS) fans with a minimum diameter of 14 ft with Variable Speed Drive (VSD) installed | High Volume, Low Speed (HVLS) fans with a minimum diameter of 14 ft with Variable Speed Drive (VSD) installed | High Volume, Low Speed (HVLS) fans with a minimum diameter of 14 ft with Variable Speed Drive (VSD) installed | High Volume, Low Speed (HVLS) fans with a minimum diameter of 14 ft with Variable Speed Drive (VSD) installed | High Volume, Low Speed (HVLS) fans with a minimum diameter of 14 ft with Variable Speed Drive (VSD) installed | High Volume, Low Speed (HVLS) fans with a minimum diameter of 14 ft with Variable Speed Drive (VSD) installed | High Volume, Low Speed (HVLS) fans with a minimum diameter of 14 ft with Variable Speed Drive (VSD) installed | High Volume, Low Speed (HVLS) fans with a minimum diameter of 14 ft with Variable Speed Drive (VSD) installed | High Volume, Low Speed (HVLS) fans with a minimum diameter of 14 ft with Variable Speed Drive (VSD) installed | High Volume, Low Speed (HVLS) fans with a minimum diameter of 14 ft with Variable Speed Drive (VSD) installed | High Volume, Low Speed (HVLS) fans with a minimum diameter of 14 ft with Variable Speed Drive (VSD) installed | High Volume, Low Speed (HVLS) fans with a minimum diameter of 14 ft with Variable Speed Drive (VSD) installed | 0.7132 | 0.7132 | 0.7132 | 0.7132 | 0.7132 | 0.7132 | 0.7132 | 0.7132 | 0.7132 | 0.7132 | 0.7132 | 0.7132 | 0.7132 | 0.7132 | 0.7132 | 0.7132 | 0.7132 | 0.7132 | 0.7132 | 0.7132 | 0.7132 | 0.7132 | 0.7132 | 0.7132 | 0.7132 | 0.7132 | 0.7132 | 0.7132 | 0 | 0 | 0 | 0 | 0 | 0 | 0 | 0 | 0 | 0 | 0 | 0 | 0 | 0 | 0 | 0 | 0 | 0 | 0 | 0 | 0 | 0 | 0 | 0 | 0 | 0 | 0 | 0 | 0 | 0 | 0 | 0 | 0 | 0 | 0 | 0 | 0 | 0 | 0 | 0 | 0 | 0 | 0 | 0 | 0 | 0 | 0 | 0 | 0 | 0 | 0 | 0 | 0 | 0 | 0 | 0 | 0 | 0 | 0 | 0 | 0 | 0 | 0 | 0 | 0 | 0 | 0 | 0 | 0 | 0 | 0 | 0 | 0 | 0 | 0 | 0 | 0 | 0 | 0 | 0 | 0 | 0 | 0 | 0 | 0 | 0 | 0 | 0 | 0 | 0 | 0 | 0 | 0 | 0 | 0 | 0 | 0 | 0 | 0 | 0 | 0 | 0 | 0 | 0 | 0 | 0 | 0 | 0 | 0 | 0 | 0 | 0 | 0 | 0
HVAC - Dedicated Outdoor Air System (DOAS)_Lodging_New_0 | HVAC - Dedicated Outdoor Air System (DOAS)_Lodging_New | HVAC - Dedicated Outdoor Air System (DOAS)_Commercial_New_0_0 | Commercial | Lodging | New | Space Heating | Natural Gas | HVAC - Dedicated Outdoor Air System (DOAS) | NEQ | 0 | 20 | 20 | 20 | 0 | 0 | 0 | 0.071659 | 0 | Retro5Med | 8.35569166605469E-06 | TBD | A | WCM662 | 0.7 | 0.42 | sqft | 0.0321 | 0 | 0 | 0 | 0 | 2021P_Com-VRF-DOAS-2021P_V2 | 2021P_Com-VRF-DOAS-2021P_V2 | 2021P_Com-VRF-DOAS-2021P_V2 | 0 | 0 | 12.6637 | 0 | 0 | 0 | 0 | 0 | 0 | 0 | 0 | 0 | 0 | 0 | 0 | 0 | 0 | 0 | 0 | 0 | 0 | 0 | 0 | 0 | 0 | 0 | 0 | 0 | 0 | 0 | 0 | 0 | 0 | 0 | 0 | 0 | 0 | 0 | 0 | 0 | 0 | 0 | 0 | 0 | 0 | 0 | 0 | 0 | 0 | 0 | 0 | 0 | 0 | 0 | 0 | 0 | 0 | 0 | 0 | 0 | 0 | 0 | 0 | 0 | 0 | 0 | 0 | 0 | 0 | 0 | 0 | 0 | 0 | 0 | 0 | 0 | 0 | 0 | 0 | 0 | 0 | 0 | 0 | 0 | 0 | 0 | 0 | 0 | 0 | 0 | 0 | 0 | 0 | 0 | 0 | 0 | 0 | 0 | 0 | 0 | 0 | 0 | 0 | 0 | 0 | 0 | 0 | 0 | 0 | 0 | 0 | 0 | 0 | 0 | 0 | 0 | 0 | 0 | 0 | 0 | 0 | 0 | 0 | 0 | 0 | 0 | 0 | 0 | 0 | 0 | 0 | 0 | 0 | 0 | 0 | 0 | 0 | 0 | 0 | 0 | 0 | 0 | 0 | 0 | 0 | 0 | 0 | 0 | 0 | 0 | 0 | 0 | 0 | 0 | 0 | 0 | 0 | 0 | 0 | 0 | 0 | 0 | 0 | 0 | 0 | 0 | 0 | 0 | 0 | 0 | 0 | 12.6637 | 12.6637 | 12.6637 | 12.6637 | 12.6637 | 12.6637 | 12.6637 | 12.6637 | 12.6637 | 12.6637 | 12.6637 | 12.6637 | 12.6637 | 12.6637 | 12.6637 | 12.6637 | 12.6637 | 12.6637 | 12.6637 | 12.6637 | 12.6637 | 12.6637 | 12.6637 | 12.6637 | 12.6637 | 12.6637 | 12.6637 | 12.6637 | 0 | 0 | 0 | 0 | 0 | 0 | 0 | 0 | 0 | 0 | 0 | 0 | 0 | 0 | 0 | 0 | 0 | 0 | 0 | 0 | 0 | 0 | 0 | 0 | 0 | 0 | 0 | 0 | 0 | 0 | 0 | 0 | 0 | 0 | 0 | 0 | 0 | 0 | 0 | 0 | 0 | 0 | 0 | 0 | 0 | 0 | 0 | 0 | 0 | 0 | 0 | 0 | 0 | 0 | 0 | 0 | 0 | 0 | 0 | 0 | 0 | 0 | 0 | 0 | 0 | 0 | 0 | 0 | 0 | 0 | 0 | 0 | 0 | 0 | 0 | 0 | 0 | 0 | 0 | 0 | 0 | 0 | 0 | 0 | 0 | 0 | 0 | 0 | 0 | 0 | 0 | 0 | 0 | 0 | 0 | 0 | 0 | 0 | 0 | 0 | 0 | 0 | 0 | 0 | 0 | 0 | 0 | 0 | 0 | 0 | 0 | 0 | 0 | 0 | 0 | 0 | 0 | 0 | 0 | 0 | 0 | 0 | 0 | 0 | 0 | 0 | 0 | 0 | 0 | 0 | 0 | 0 | 0 | 0 | 0 | 0 | 0 | 0 | 0 | 0 | 0 | 0 | 0 | 0 | 0 | 0 | 0 | 0 | 0 | 0 | 0 | 0 | 0 | 0 | 0 | 0 | 0 | 0 | 0 | 0 | 0 | 0 | 0 | 0 | 0 | 0 | 0 | 0 | 12.6637 | 12.6637 | 12.6637 | 12.6637 | 12.6637 | 12.6637 | 12.6637 | 12.6637 | 12.6637 | 12.6637 | 12.6637 | 12.6637 | 12.6637 | 12.6637 | 12.6637 | 12.6637 | 12.6637 | 12.6637 | 12.6637 | 12.6637 | 12.6637 | 12.6637 | 12.6637 | 12.6637 | 12.6637 | 12.6637 | 12.6637 | 12.6637 | 0 | 0 | 0 | 0 | 0 | 0 | 0 | 0 | 0 | 0 | 0 | 0 | 0 | 0 | 0 | 0 | 0 | 0 | 0 | 0 | 0 | 0 | 0 | 0 | 0 | 0 | 0 | 0 | 0 | 0 | 0 | 0 | 0 | 0 | 0 | 0 | 0 | 0 | 0 | 0 | 0 | 0 | 0 | 0 | 0 | 0 | 0 | 0 | 0 | 0 | 0 | 0 | 0 | 0 | 0 | 0 | 0 | 0 | 0 | 0 | 0 | 0 | 0 | 0 | 0 | 0 | 0 | 0 | 0 | 0 | 0 | 0 | 0 | 0 | 0 | 0 | 0 | 0 | 0 | 0 | 0 | 0 | 0 | 0 | 0 | 0 | 0 | 0 | 0 | 0 | 0 | 0 | 0 | 0 | 0 | 0 | 0 | 0 | 0 | 0 | 0 | 0 | 0 | 0 | 0 | 0 | 0 | 0 | 0 | 0 | 0 | 0 | 0 | 0
Industrial Air Curtains_Lodging_New_Air curtains installed | Industrial Air Curtains_Lodging_New | Industrial Air Curtains_Commercial_New_No air curtain or other barriers to air on overhead door_Air curtains installed | Commercial | Lodging | New | Space Heating | Natural Gas | Industrial Air Curtains | NEQ | No air curtain or other barriers to air on overhead door | 15 | 15 | 15 | 0 | 0 | 0 | 0.01 | 0.5 | Retro1Slow | 0.012666666666666666 | TBD | A | WCM659 | 0.7 | 0.42 | perbldg | 0.0321 | 0 | 0 | 0 | 0 | IL TRM v13 - 4.4.33 - Industrial Air Curtain - CI-HVC-AIRC-V07-250101 | IL TRM v13 - 4.4.33 - Industrial Air Curtain - CI-HVC-AIRC-V07-250101 | IL TRM v13 - 4.4.33 - Industrial Air Curtain - CI-HVC-AIRC-V07-250101 | 0 | 0 | 5536.2537 | No air curtain or other barriers to air on overhead door | No air curtain or other barriers to air on overhead door | No air curtain or other barriers to air on overhead door | No air curtain or other barriers to air on overhead door | No air curtain or other barriers to air on overhead door | No air curtain or other barriers to air on overhead door | No air curtain or other barriers to air on overhead door | No air curtain or other barriers to air on overhead door | No air curtain or other barriers to air on overhead door | No air curtain or other barriers to air on overhead door | No air curtain or other barriers to air on overhead door | No air curtain or other barriers to air on overhead door | No air curtain or other barriers to air on overhead door | No air curtain or other barriers to air on overhead door | No air curtain or other barriers to air on overhead door | No air curtain or other barriers to air on overhead door | No air curtain or other barriers to air on overhead door | No air curtain or other barriers to air on overhead door | No air curtain or other barriers to air on overhead door | No air curtain or other barriers to air on overhead door | No air curtain or other barriers to air on overhead door | No air curtain or other barriers to air on overhead door | No air curtain or other barriers to air on overhead door | No air curtain or other barriers to air on overhead door | No air curtain or other barriers to air on overhead door | No air curtain or other barriers to air on overhead door | No air curtain or other barriers to air on overhead door | No air curtain or other barriers to air on overhead door | 0 | 0 | 0 | 0 | 0 | 0 | 0 | 0 | 0 | 0 | 0 | 0 | 0 | 0 | 0 | 0 | 0 | 0 | 0 | 0 | 0 | 0 | 0 | 0 | 0 | 0 | 0 | 0 | 0 | 0 | 0 | 0 | 0 | 0 | 0 | 0 | 0 | 0 | 0 | 0 | 0 | 0 | 0 | 0 | 0 | 0 | 0 | 0 | 0 | 0 | 0 | 0 | 0 | 0 | 0 | 0 | 0 | 0 | 0 | 0 | 0 | 0 | 0 | 0 | 0 | 0 | 0 | 0 | 0 | 0 | 0 | 0 | 0 | 0 | 0 | 0 | 0 | 0 | 0 | 0 | 0 | 0 | 0 | 0 | 0 | 0 | 0 | 0 | 0 | 0 | 0 | 0 | 0 | 0 | 0 | 0 | 0 | 0 | 0 | 0 | 0 | 0 | 0 | 0 | 0 | 0 | 0 | 0 | 0 | 0 | 0 | 0 | Air curtains installed | Air curtains installed | Air curtains installed | Air curtains installed | Air curtains installed | Air curtains installed | Air curtains installed | Air curtains installed | Air curtains installed | Air curtains installed | Air curtains installed | Air curtains installed | Air curtains installed | Air curtains installed | Air curtains installed | Air curtains installed | Air curtains installed | Air curtains installed | Air curtains installed | Air curtains installed | Air curtains installed | Air curtains installed | Air curtains installed | Air curtains installed | Air curtains installed | Air curtains installed | Air curtains installed | Air curtains installed | 5536.2537 | 5536.2537 | 5536.2537 | 5536.2537 | 5536.2537 | 5536.2537 | 5536.2537 | 5536.2537 | 5536.2537 | 5536.2537 | 5536.2537 | 5536.2537 | 5536.2537 | 5536.2537 | 5536.2537 | 5536.2537 | 5536.2537 | 5536.2537 | 5536.2537 | 5536.2537 | 5536.2537 | 5536.2537 | 5536.2537 | 5536.2537 | 5536.2537 | 5536.2537 | 5536.2537 | 5536.2537 | 0 | 0 | 0 | 0 | 0 | 0 | 0 | 0 | 0 | 0 | 0 | 0 | 0 | 0 | 0 | 0 | 0 | 0 | 0 | 0 | 0 | 0 | 0 | 0 | 0 | 0 | 0 | 0 | 0 | 0 | 0 | 0 | 0 | 0 | 0 | 0 | 0 | 0 | 0 | 0 | 0 | 0 | 0 | 0 | 0 | 0 | 0 | 0 | 0 | 0 | 0 | 0 | 0 | 0 | 0 | 0 | 0 | 0 | 0 | 0 | 0 | 0 | 0 | 0 | 0 | 0 | 0 | 0 | 0 | 0 | 0 | 0 | 0 | 0 | 0 | 0 | 0 | 0 | 0 | 0 | 0 | 0 | 0 | 0 | 0 | 0 | 0 | 0 | 0 | 0 | 0 | 0 | 0 | 0 | 0 | 0 | 0 | 0 | 0 | 0 | 0 | 0 | 0 | 0 | 0 | 0 | 0 | 0 | 0 | 0 | 0 | 0 | 0 | 0 | 0 | 0 | 0 | 0 | 0 | 0 | 0 | 0 | 0 | 0 | 0 | 0 | 0 | 0 | 0 | 0 | 0 | 0 | 0 | 0 | 0 | 0 | 0 | 0 | 0 | 0 | Air curtains installed | Air curtains installed | Air curtains installed | Air curtains installed | Air curtains installed | Air curtains installed | Air curtains installed | Air curtains installed | Air curtains installed | Air curtains installed | Air curtains installed | Air curtains installed | Air curtains installed | Air curtains installed | Air curtains installed | Air curtains installed | Air curtains installed | Air curtains installed | Air curtains installed | Air curtains installed | Air curtains installed | Air curtains installed | Air curtains installed | Air curtains installed | Air curtains installed | Air curtains installed | Air curtains installed | Air curtains installed | 5536.2537 | 5536.2537 | 5536.2537 | 5536.2537 | 5536.2537 | 5536.2537 | 5536.2537 | 5536.2537 | 5536.2537 | 5536.2537 | 5536.2537 | 5536.2537 | 5536.2537 | 5536.2537 | 5536.2537 | 5536.2537 | 5536.2537 | 5536.2537 | 5536.2537 | 5536.2537 | 5536.2537 | 5536.2537 | 5536.2537 | 5536.2537 | 5536.2537 | 5536.2537 | 5536.2537 | 5536.2537 | 0 | 0 | 0 | 0 | 0 | 0 | 0 | 0 | 0 | 0 | 0 | 0 | 0 | 0 | 0 | 0 | 0 | 0 | 0 | 0 | 0 | 0 | 0 | 0 | 0 | 0 | 0 | 0 | 0 | 0 | 0 | 0 | 0 | 0 | 0 | 0 | 0 | 0 | 0 | 0 | 0 | 0 | 0 | 0 | 0 | 0 | 0 | 0 | 0 | 0 | 0 | 0 | 0 | 0 | 0 | 0 | 0 | 0 | 0 | 0 | 0 | 0 | 0 | 0 | 0 | 0 | 0 | 0 | 0 | 0 | 0 | 0 | 0 | 0 | 0 | 0 | 0 | 0 | 0 | 0 | 0 | 0 | 0 | 0 | 0 | 0 | 0 | 0 | 0 | 0 | 0 | 0 | 0 | 0 | 0 | 0 | 0 | 0 | 0 | 0 | 0 | 0 | 0 | 0 | 0 | 0 | 0 | 0 | 0 | 0 | 0 | 0 | 0 | 0
Insulation - Ceiling_Lodging_New_Not Applicable Segment or Vintage_Not Applicable Segment or Vintage | Insulation - Ceiling_Lodging_New | Insulation - Ceiling_Commercial_New_Not Applicable Segment or Vintage_Not Applicable Segment or Vintage | Commercial | Lodging | New | Space Heating | Natural Gas | Insulation - Ceiling | NEQ | Not Applicable Segment or Vintage | 15 | 15 | 15 | 0 | 0 | 0 | 0 | 0 | Retro5Med | 8.35569166605469E-06 | TBD | A | WCM651 | 0.7 | 0.42 | sqft | 0.0321 | 0 | 0 | 0 | 0 | Not Applicable Segment or Vintage | Not Applicable Segment or Vintage | AEG BEST | 0 | 0 | 0 | Not Applicable Segment or Vintage | Not Applicable Segment or Vintage | Not Applicable Segment or Vintage | Not Applicable Segment or Vintage | Not Applicable Segment or Vintage | Not Applicable Segment or Vintage | Not Applicable Segment or Vintage | Not Applicable Segment or Vintage | Not Applicable Segment or Vintage | Not Applicable Segment or Vintage | Not Applicable Segment or Vintage | Not Applicable Segment or Vintage | Not Applicable Segment or Vintage | Not Applicable Segment or Vintage | Not Applicable Segment or Vintage | Not Applicable Segment or Vintage | Not Applicable Segment or Vintage | Not Applicable Segment or Vintage | Not Applicable Segment or Vintage | Not Applicable Segment or Vintage | Not Applicable Segment or Vintage | Not Applicable Segment or Vintage | Not Applicable Segment or Vintage | Not Applicable Segment or Vintage | Not Applicable Segment or Vintage | Not Applicable Segment or Vintage | Not Applicable Segment or Vintage | Not Applicable Segment or Vintage | 0 | 0 | 0 | 0 | 0 | 0 | 0 | 0 | 0 | 0 | 0 | 0 | 0 | 0 | 0 | 0 | 0 | 0 | 0 | 0 | 0 | 0 | 0 | 0 | 0 | 0 | 0 | 0 | 0 | 0 | 0 | 0 | 0 | 0 | 0 | 0 | 0 | 0 | 0 | 0 | 0 | 0 | 0 | 0 | 0 | 0 | 0 | 0 | 0 | 0 | 0 | 0 | 0 | 0 | 0 | 0 | 0 | 0 | 0 | 0 | 0 | 0 | 0 | 0 | 0 | 0 | 0 | 0 | 0 | 0 | 0 | 0 | 0 | 0 | 0 | 0 | 0 | 0 | 0 | 0 | 0 | 0 | 0 | 0 | 0 | 0 | 0 | 0 | 0 | 0 | 0 | 0 | 0 | 0 | 0 | 0 | 0 | 0 | 0 | 0 | 0 | 0 | 0 | 0 | 0 | 0 | 0 | 0 | 0 | 0 | 0 | 0 | Not Applicable Segment or Vintage | Not Applicable Segment or Vintage | Not Applicable Segment or Vintage | Not Applicable Segment or Vintage | Not Applicable Segment or Vintage | Not Applicable Segment or Vintage | Not Applicable Segment or Vintage | Not Applicable Segment or Vintage | Not Applicable Segment or Vintage | Not Applicable Segment or Vintage | Not Applicable Segment or Vintage | Not Applicable Segment or Vintage | Not Applicable Segment or Vintage | Not Applicable Segment or Vintage | Not Applicable Segment or Vintage | Not Applicable Segment or Vintage | Not Applicable Segment or Vintage | Not Applicable Segment or Vintage | Not Applicable Segment or Vintage | Not Applicable Segment or Vintage | Not Applicable Segment or Vintage | Not Applicable Segment or Vintage | Not Applicable Segment or Vintage | Not Applicable Segment or Vintage | Not Applicable Segment or Vintage | Not Applicable Segment or Vintage | Not Applicable Segment or Vintage | Not Applicable Segment or Vintage | 0 | 0 | 0 | 0 | 0 | 0 | 0 | 0 | 0 | 0 | 0 | 0 | 0 | 0 | 0 | 0 | 0 | 0 | 0 | 0 | 0 | 0 | 0 | 0 | 0 | 0 | 0 | 0 | 0 | 0 | 0 | 0 | 0 | 0 | 0 | 0 | 0 | 0 | 0 | 0 | 0 | 0 | 0 | 0 | 0 | 0 | 0 | 0 | 0 | 0 | 0 | 0 | 0 | 0 | 0 | 0 | 0 | 0 | 0 | 0 | 0 | 0 | 0 | 0 | 0 | 0 | 0 | 0 | 0 | 0 | 0 | 0 | 0 | 0 | 0 | 0 | 0 | 0 | 0 | 0 | 0 | 0 | 0 | 0 | 0 | 0 | 0 | 0 | 0 | 0 | 0 | 0 | 0 | 0 | 0 | 0 | 0 | 0 | 0 | 0 | 0 | 0 | 0 | 0 | 0 | 0 | 0 | 0 | 0 | 0 | 0 | 0 | 0 | 0 | 0 | 0 | 0 | 0 | 0 | 0 | 0 | 0 | 0 | 0 | 0 | 0 | 0 | 0 | 0 | 0 | 0 | 0 | 0 | 0 | 0 | 0 | 0 | 0 | 0 | 0 | 0 | 0 | 0 | 0 | 0 | 0 | 0 | 0 | 0 | 0 | 0 | 0 | 0 | 0 | 0 | 0 | 0 | 0 | 0 | 0 | 0 | 0 | 0 | 0 | 0 | 0 | 0 | 0 | Not Applicable Segment or Vintage | Not Applicable Segment or Vintage | Not Applicable Segment or Vintage | Not Applicable Segment or Vintage | Not Applicable Segment or Vintage | Not Applicable Segment or Vintage | Not Applicable Segment or Vintage | Not Applicable Segment or Vintage | Not Applicable Segment or Vintage | Not Applicable Segment or Vintage | Not Applicable Segment or Vintage | Not Applicable Segment or Vintage | Not Applicable Segment or Vintage | Not Applicable Segment or Vintage | Not Applicable Segment or Vintage | Not Applicable Segment or Vintage | Not Applicable Segment or Vintage | Not Applicable Segment or Vintage | Not Applicable Segment or Vintage | Not Applicable Segment or Vintage | Not Applicable Segment or Vintage | Not Applicable Segment or Vintage | Not Applicable Segment or Vintage | Not Applicable Segment or Vintage | Not Applicable Segment or Vintage | Not Applicable Segment or Vintage | Not Applicable Segment or Vintage | Not Applicable Segment or Vintage | 0 | 0 | 0 | 0 | 0 | 0 | 0 | 0 | 0 | 0 | 0 | 0 | 0 | 0 | 0 | 0 | 0 | 0 | 0 | 0 | 0 | 0 | 0 | 0 | 0 | 0 | 0 | 0 | 0 | 0 | 0 | 0 | 0 | 0 | 0 | 0 | 0 | 0 | 0 | 0 | 0 | 0 | 0 | 0 | 0 | 0 | 0 | 0 | 0 | 0 | 0 | 0 | 0 | 0 | 0 | 0 | 0 | 0 | 0 | 0 | 0 | 0 | 0 | 0 | 0 | 0 | 0 | 0 | 0 | 0 | 0 | 0 | 0 | 0 | 0 | 0 | 0 | 0 | 0 | 0 | 0 | 0 | 0 | 0 | 0 | 0 | 0 | 0 | 0 | 0 | 0 | 0 | 0 | 0 | 0 | 0 | 0 | 0 | 0 | 0 | 0 | 0 | 0 | 0 | 0 | 0 | 0 | 0 | 0 | 0 | 0 | 0 | 0 | 0 | 0 | 0 | 0 | 0 | 0 | 0 | 0 | 0 | 0 | 0 | 0 | 0 | 0 | 0 | 0 | 0 | 0 | 0 | 0 | 0 | 0 | 0 | 0 | 0 | 0 | 0 | 0 | 0
Insulation - Wall Cavity_Lodging_New_Not Applicable Segment or Vintage | Insulation - Wall Cavity_Lodging_New | Insulation - Wall Cavity_Commercial_New_Not Applicable Segment or Vintage_Not Applicable Segment or Vintage | Commercial | Lodging | New | Space Heating | Natural Gas | Insulation - Wall Cavity | NEQ | Not Applicable Segment or Vintage | 15 | 15 | 15 | 0 | 0 | 0 | 0 | 0 | Retro3Slow | 0.004128203794943829 | TBD | A | WCM652 | 0.7 | 0.42 | sqft | 0.0321 | 0 | 0 | 0 | 0 | Not Applicable Segment or Vintage | Not Applicable Segment or Vintage | AEG BEST | 0 | 0 | 0 | Not Applicable Segment or Vintage | Not Applicable Segment or Vintage | Not Applicable Segment or Vintage | Not Applicable Segment or Vintage | Not Applicable Segment or Vintage | Not Applicable Segment or Vintage | Not Applicable Segment or Vintage | Not Applicable Segment or Vintage | Not Applicable Segment or Vintage | Not Applicable Segment or Vintage | Not Applicable Segment or Vintage | Not Applicable Segment or Vintage | Not Applicable Segment or Vintage | Not Applicable Segment or Vintage | Not Applicable Segment or Vintage | Not Applicable Segment or Vintage | Not Applicable Segment or Vintage | Not Applicable Segment or Vintage | Not Applicable Segment or Vintage | Not Applicable Segment or Vintage | Not Applicable Segment or Vintage | Not Applicable Segment or Vintage | Not Applicable Segment or Vintage | Not Applicable Segment or Vintage | Not Applicable Segment or Vintage | Not Applicable Segment or Vintage | Not Applicable Segment or Vintage | Not Applicable Segment or Vintage | 0 | 0 | 0 | 0 | 0 | 0 | 0 | 0 | 0 | 0 | 0 | 0 | 0 | 0 | 0 | 0 | 0 | 0 | 0 | 0 | 0 | 0 | 0 | 0 | 0 | 0 | 0 | 0 | 0 | 0 | 0 | 0 | 0 | 0 | 0 | 0 | 0 | 0 | 0 | 0 | 0 | 0 | 0 | 0 | 0 | 0 | 0 | 0 | 0 | 0 | 0 | 0 | 0 | 0 | 0 | 0 | 0 | 0 | 0 | 0 | 0 | 0 | 0 | 0 | 0 | 0 | 0 | 0 | 0 | 0 | 0 | 0 | 0 | 0 | 0 | 0 | 0 | 0 | 0 | 0 | 0 | 0 | 0 | 0 | 0 | 0 | 0 | 0 | 0 | 0 | 0 | 0 | 0 | 0 | 0 | 0 | 0 | 0 | 0 | 0 | 0 | 0 | 0 | 0 | 0 | 0 | 0 | 0 | 0 | 0 | 0 | 0 | Not Applicable Segment or Vintage | Not Applicable Segment or Vintage | Not Applicable Segment or Vintage | Not Applicable Segment or Vintage | Not Applicable Segment or Vintage | Not Applicable Segment or Vintage | Not Applicable Segment or Vintage | Not Applicable Segment or Vintage | Not Applicable Segment or Vintage | Not Applicable Segment or Vintage | Not Applicable Segment or Vintage | Not Applicable Segment or Vintage | Not Applicable Segment or Vintage | Not Applicable Segment or Vintage | Not Applicable Segment or Vintage | Not Applicable Segment or Vintage | Not Applicable Segment or Vintage | Not Applicable Segment or Vintage | Not Applicable Segment or Vintage | Not Applicable Segment or Vintage | Not Applicable Segment or Vintage | Not Applicable Segment or Vintage | Not Applicable Segment or Vintage | Not Applicable Segment or Vintage | Not Applicable Segment or Vintage | Not Applicable Segment or Vintage | Not Applicable Segment or Vintage | Not Applicable Segment or Vintage | 0 | 0 | 0 | 0 | 0 | 0 | 0 | 0 | 0 | 0 | 0 | 0 | 0 | 0 | 0 | 0 | 0 | 0 | 0 | 0 | 0 | 0 | 0 | 0 | 0 | 0 | 0 | 0 | 0 | 0 | 0 | 0 | 0 | 0 | 0 | 0 | 0 | 0 | 0 | 0 | 0 | 0 | 0 | 0 | 0 | 0 | 0 | 0 | 0 | 0 | 0 | 0 | 0 | 0 | 0 | 0 | 0 | 0 | 0 | 0 | 0 | 0 | 0 | 0 | 0 | 0 | 0 | 0 | 0 | 0 | 0 | 0 | 0 | 0 | 0 | 0 | 0 | 0 | 0 | 0 | 0 | 0 | 0 | 0 | 0 | 0 | 0 | 0 | 0 | 0 | 0 | 0 | 0 | 0 | 0 | 0 | 0 | 0 | 0 | 0 | 0 | 0 | 0 | 0 | 0 | 0 | 0 | 0 | 0 | 0 | 0 | 0 | 0 | 0 | 0 | 0 | 0 | 0 | 0 | 0 | 0 | 0 | 0 | 0 | 0 | 0 | 0 | 0 | 0 | 0 | 0 | 0 | 0 | 0 | 0 | 0 | 0 | 0 | 0 | 0 | 0 | 0 | 0 | 0 | 0 | 0 | 0 | 0 | 0 | 0 | 0 | 0 | 0 | 0 | 0 | 0 | 0 | 0 | 0 | 0 | 0 | 0 | 0 | 0 | 0 | 0 | 0 | 0 | Not Applicable Segment or Vintage | Not Applicable Segment or Vintage | Not Applicable Segment or Vintage | Not Applicable Segment or Vintage | Not Applicable Segment or Vintage | Not Applicable Segment or Vintage | Not Applicable Segment or Vintage | Not Applicable Segment or Vintage | Not Applicable Segment or Vintage | Not Applicable Segment or Vintage | Not Applicable Segment or Vintage | Not Applicable Segment or Vintage | Not Applicable Segment or Vintage | Not Applicable Segment or Vintage | Not Applicable Segment or Vintage | Not Applicable Segment or Vintage | Not Applicable Segment or Vintage | Not Applicable Segment or Vintage | Not Applicable Segment or Vintage | Not Applicable Segment or Vintage | Not Applicable Segment or Vintage | Not Applicable Segment or Vintage | Not Applicable Segment or Vintage | Not Applicable Segment or Vintage | Not Applicable Segment or Vintage | Not Applicable Segment or Vintage | Not Applicable Segment or Vintage | Not Applicable Segment or Vintage | 0 | 0 | 0 | 0 | 0 | 0 | 0 | 0 | 0 | 0 | 0 | 0 | 0 | 0 | 0 | 0 | 0 | 0 | 0 | 0 | 0 | 0 | 0 | 0 | 0 | 0 | 0 | 0 | 0 | 0 | 0 | 0 | 0 | 0 | 0 | 0 | 0 | 0 | 0 | 0 | 0 | 0 | 0 | 0 | 0 | 0 | 0 | 0 | 0 | 0 | 0 | 0 | 0 | 0 | 0 | 0 | 0 | 0 | 0 | 0 | 0 | 0 | 0 | 0 | 0 | 0 | 0 | 0 | 0 | 0 | 0 | 0 | 0 | 0 | 0 | 0 | 0 | 0 | 0 | 0 | 0 | 0 | 0 | 0 | 0 | 0 | 0 | 0 | 0 | 0 | 0 | 0 | 0 | 0 | 0 | 0 | 0 | 0 | 0 | 0 | 0 | 0 | 0 | 0 | 0 | 0 | 0 | 0 | 0 | 0 | 0 | 0 | 0 | 0 | 0 | 0 | 0 | 0 | 0 | 0 | 0 | 0 | 0 | 0 | 0 | 0 | 0 | 0 | 0 | 0 | 0 | 0 | 0 | 0 | 0 | 0 | 0 | 0 | 0 | 0 | 0 | 0
Lodging - Guest Room Controls_Lodging_New_Equipment that determines the occupancy of the room | Lodging - Guest Room Controls_Lodging_New | Lodging - Guest Room Controls_Commercial_New_manual heating/cooling temperature set-point and fan On/Off/Auto thermostat controls_Equipment that determines the occupancy of the room | Commercial | Lodging | New | Space Heating | Natural Gas | Lodging - Guest Room Controls | NEQ | manual heating/cooling temperature set-point and fan On/Off/Auto thermostat controls | 15 | 15 | 15 | 0 | 0 | 0 | 0.2582 | 0.85 | Retro5Med | 8.35569166605469E-06 | TBD | A | WCM693 | 0.7 | 0.42 | LodgUnit | 0.0321 | 0 | 0 | 0 | 0 | IL TRM v13 - 4.4.8 - Guest Room Energy Management (PTAC & PTHP) - CI-HVC-GREM-V06-0601 | IL TRM v13 - 4.4.8 - Guest Room Energy Management (PTAC & PTHP) - CI-HVC-GREM-V06-0601 | AEG BEST | 0 | 0 | 319.8724 | manual heating/cooling temperature set-point and fan On/Off/Auto thermostat controls | manual heating/cooling temperature set-point and fan On/Off/Auto thermostat controls | manual heating/cooling temperature set-point and fan On/Off/Auto thermostat controls | manual heating/cooling temperature set-point and fan On/Off/Auto thermostat controls | manual heating/cooling temperature set-point and fan On/Off/Auto thermostat controls | manual heating/cooling temperature set-point and fan On/Off/Auto thermostat controls | manual heating/cooling temperature set-point and fan On/Off/Auto thermostat controls | manual heating/cooling temperature set-point and fan On/Off/Auto thermostat controls | manual heating/cooling temperature set-point and fan On/Off/Auto thermostat controls | manual heating/cooling temperature set-point and fan On/Off/Auto thermostat controls | manual heating/cooling temperature set-point and fan On/Off/Auto thermostat controls | manual heating/cooling temperature set-point and fan On/Off/Auto thermostat controls | manual heating/cooling temperature set-point and fan On/Off/Auto thermostat controls | manual heating/cooling temperature set-point and fan On/Off/Auto thermostat controls | manual heating/cooling temperature set-point and fan On/Off/Auto thermostat controls | manual heating/cooling temperature set-point and fan On/Off/Auto thermostat controls | manual heating/cooling temperature set-point and fan On/Off/Auto thermostat controls | manual heating/cooling temperature set-point and fan On/Off/Auto thermostat controls | manual heating/cooling temperature set-point and fan On/Off/Auto thermostat controls | manual heating/cooling temperature set-point and fan On/Off/Auto thermostat controls | manual heating/cooling temperature set-point and fan On/Off/Auto thermostat controls | manual heating/cooling temperature set-point and fan On/Off/Auto thermostat controls | manual heating/cooling temperature set-point and fan On/Off/Auto thermostat controls | manual heating/cooling temperature set-point and fan On/Off/Auto thermostat controls | manual heating/cooling temperature set-point and fan On/Off/Auto thermostat controls | manual heating/cooling temperature set-point and fan On/Off/Auto thermostat controls | manual heating/cooling temperature set-point and fan On/Off/Auto thermostat controls | manual heating/cooling temperature set-point and fan On/Off/Auto thermostat controls | 0 | 0 | 0 | 0 | 0 | 0 | 0 | 0 | 0 | 0 | 0 | 0 | 0 | 0 | 0 | 0 | 0 | 0 | 0 | 0 | 0 | 0 | 0 | 0 | 0 | 0 | 0 | 0 | 0 | 0 | 0 | 0 | 0 | 0 | 0 | 0 | 0 | 0 | 0 | 0 | 0 | 0 | 0 | 0 | 0 | 0 | 0 | 0 | 0 | 0 | 0 | 0 | 0 | 0 | 0 | 0 | 0 | 0 | 0 | 0 | 0 | 0 | 0 | 0 | 0 | 0 | 0 | 0 | 0 | 0 | 0 | 0 | 0 | 0 | 0 | 0 | 0 | 0 | 0 | 0 | 0 | 0 | 0 | 0 | 0 | 0 | 0 | 0 | 0 | 0 | 0 | 0 | 0 | 0 | 0 | 0 | 0 | 0 | 0 | 0 | 0 | 0 | 0 | 0 | 0 | 0 | 0 | 0 | 0 | 0 | 0 | 0 | Equipment that determines the occupancy of the room | Equipment that determines the occupancy of the room | Equipment that determines the occupancy of the room | Equipment that determines the occupancy of the room | Equipment that determines the occupancy of the room | Equipment that determines the occupancy of the room | Equipment that determines the occupancy of the room | Equipment that determines the occupancy of the room | Equipment that determines the occupancy of the room | Equipment that determines the occupancy of the room | Equipment that determines the occupancy of the room | Equipment that determines the occupancy of the room | Equipment that determines the occupancy of the room | Equipment that determines the occupancy of the room | Equipment that determines the occupancy of the room | Equipment that determines the occupancy of the room | Equipment that determines the occupancy of the room | Equipment that determines the occupancy of the room | Equipment that determines the occupancy of the room | Equipment that determines the occupancy of the room | Equipment that determines the occupancy of the room | Equipment that determines the occupancy of the room | Equipment that determines the occupancy of the room | Equipment that determines the occupancy of the room | Equipment that determines the occupancy of the room | Equipment that determines the occupancy of the room | Equipment that determines the occupancy of the room | Equipment that determines the occupancy of the room | 319.8724 | 319.8724 | 319.8724 | 319.8724 | 319.8724 | 319.8724 | 319.8724 | 319.8724 | 319.8724 | 319.8724 | 319.8724 | 319.8724 | 319.8724 | 319.8724 | 319.8724 | 319.8724 | 319.8724 | 319.8724 | 319.8724 | 319.8724 | 319.8724 | 319.8724 | 319.8724 | 319.8724 | 319.8724 | 319.8724 | 319.8724 | 319.8724 | 0 | 0 | 0 | 0 | 0 | 0 | 0 | 0 | 0 | 0 | 0 | 0 | 0 | 0 | 0 | 0 | 0 | 0 | 0 | 0 | 0 | 0 | 0 | 0 | 0 | 0 | 0 | 0 | 0 | 0 | 0 | 0 | 0 | 0 | 0 | 0 | 0 | 0 | 0 | 0 | 0 | 0 | 0 | 0 | 0 | 0 | 0 | 0 | 0 | 0 | 0 | 0 | 0 | 0 | 0 | 0 | 0 | 0 | 0 | 0 | 0 | 0 | 0 | 0 | 0 | 0 | 0 | 0 | 0 | 0 | 0 | 0 | 0 | 0 | 0 | 0 | 0 | 0 | 0 | 0 | 0 | 0 | 0 | 0 | 0 | 0 | 0 | 0 | 0 | 0 | 0 | 0 | 0 | 0 | 0 | 0 | 0 | 0 | 0 | 0 | 0 | 0 | 0 | 0 | 0 | 0 | 0 | 0 | 0 | 0 | 0 | 0 | 0 | 0 | 0 | 0 | 0 | 0 | 0 | 0 | 0 | 0 | 0 | 0 | 0 | 0 | 0 | 0 | 0 | 0 | 0 | 0 | 0 | 0 | 0 | 0 | 0 | 0 | 0 | 0 | Equipment that determines the occupancy of the room | Equipment that determines the occupancy of the room | Equipment that determines the occupancy of the room | Equipment that determines the occupancy of the room | Equipment that determines the occupancy of the room | Equipment that determines the occupancy of the room | Equipment that determines the occupancy of the room | Equipment that determines the occupancy of the room | Equipment that determines the occupancy of the room | Equipment that determines the occupancy of the room | Equipment that determines the occupancy of the room | Equipment that determines the occupancy of the room | Equipment that determines the occupancy of the room | Equipment that determines the occupancy of the room | Equipment that determines the occupancy of the room | Equipment that determines the occupancy of the room | Equipment that determines the occupancy of the room | Equipment that determines the occupancy of the room | Equipment that determines the occupancy of the room | Equipment that determines the occupancy of the room | Equipment that determines the occupancy of the room | Equipment that determines the occupancy of the room | Equipment that determines the occupancy of the room | Equipment that determines the occupancy of the room | Equipment that determines the occupancy of the room | Equipment that determines the occupancy of the room | Equipment that determines the occupancy of the room | Equipment that determines the occupancy of the room | 319.8724 | 319.8724 | 319.8724 | 319.8724 | 319.8724 | 319.8724 | 319.8724 | 319.8724 | 319.8724 | 319.8724 | 319.8724 | 319.8724 | 319.8724 | 319.8724 | 319.8724 | 319.8724 | 319.8724 | 319.8724 | 319.8724 | 319.8724 | 319.8724 | 319.8724 | 319.8724 | 319.8724 | 319.8724 | 319.8724 | 319.8724 | 319.8724 | 0 | 0 | 0 | 0 | 0 | 0 | 0 | 0 | 0 | 0 | 0 | 0 | 0 | 0 | 0 | 0 | 0 | 0 | 0 | 0 | 0 | 0 | 0 | 0 | 0 | 0 | 0 | 0 | 0 | 0 | 0 | 0 | 0 | 0 | 0 | 0 | 0 | 0 | 0 | 0 | 0 | 0 | 0 | 0 | 0 | 0 | 0 | 0 | 0 | 0 | 0 | 0 | 0 | 0 | 0 | 0 | 0 | 0 | 0 | 0 | 0 | 0 | 0 | 0 | 0 | 0 | 0 | 0 | 0 | 0 | 0 | 0 | 0 | 0 | 0 | 0 | 0 | 0 | 0 | 0 | 0 | 0 | 0 | 0 | 0 | 0 | 0 | 0 | 0 | 0 | 0 | 0 | 0 | 0 | 0 | 0 | 0 | 0 | 0 | 0 | 0 | 0 | 0 | 0 | 0 | 0 | 0 | 0 | 0 | 0 | 0 | 0 | 0 | 0
Retrocommissioning_Lodging_New_Not Applicable Segment or Vintage | Retrocommissioning_Lodging_New | Retrocommissioning_Commercial_New_Not Applicable Segment or Vintage_Not Applicable Segment or Vintage | Commercial | Lodging | New | Space Heating | Natural Gas | Retrocommissioning | NEQ | Not Applicable Segment or Vintage | 3 | 3 | 3 | 0 | 0 | 0 | 0 | 0 | RetroEven20 | 0.03333333333333333 | TBD | A | WCM699 | 0.7 | 0.42 | sqft | 0.0321 | 0 | 0 | 0 | 0 | Not Applicable Segment or Vintage | Not Applicable Segment or Vintage | Not Applicable Segment or Vintage | 0 | 0 | 0 | Not Applicable Segment or Vintage | Not Applicable Segment or Vintage | Not Applicable Segment or Vintage | Not Applicable Segment or Vintage | Not Applicable Segment or Vintage | Not Applicable Segment or Vintage | Not Applicable Segment or Vintage | Not Applicable Segment or Vintage | Not Applicable Segment or Vintage | Not Applicable Segment or Vintage | Not Applicable Segment or Vintage | Not Applicable Segment or Vintage | Not Applicable Segment or Vintage | Not Applicable Segment or Vintage | Not Applicable Segment or Vintage | Not Applicable Segment or Vintage | Not Applicable Segment or Vintage | Not Applicable Segment or Vintage | Not Applicable Segment or Vintage | Not Applicable Segment or Vintage | Not Applicable Segment or Vintage | Not Applicable Segment or Vintage | Not Applicable Segment or Vintage | Not Applicable Segment or Vintage | Not Applicable Segment or Vintage | Not Applicable Segment or Vintage | Not Applicable Segment or Vintage | Not Applicable Segment or Vintage | 0 | 0 | 0 | 0 | 0 | 0 | 0 | 0 | 0 | 0 | 0 | 0 | 0 | 0 | 0 | 0 | 0 | 0 | 0 | 0 | 0 | 0 | 0 | 0 | 0 | 0 | 0 | 0 | 0 | 0 | 0 | 0 | 0 | 0 | 0 | 0 | 0 | 0 | 0 | 0 | 0 | 0 | 0 | 0 | 0 | 0 | 0 | 0 | 0 | 0 | 0 | 0 | 0 | 0 | 0 | 0 | 0 | 0 | 0 | 0 | 0 | 0 | 0 | 0 | 0 | 0 | 0 | 0 | 0 | 0 | 0 | 0 | 0 | 0 | 0 | 0 | 0 | 0 | 0 | 0 | 0 | 0 | 0 | 0 | 0 | 0 | 0 | 0 | 0 | 0 | 0 | 0 | 0 | 0 | 0 | 0 | 0 | 0 | 0 | 0 | 0 | 0 | 0 | 0 | 0 | 0 | 0 | 0 | 0 | 0 | 0 | 0 | Not Applicable Segment or Vintage | Not Applicable Segment or Vintage | Not Applicable Segment or Vintage | Not Applicable Segment or Vintage | Not Applicable Segment or Vintage | Not Applicable Segment or Vintage | Not Applicable Segment or Vintage | Not Applicable Segment or Vintage | Not Applicable Segment or Vintage | Not Applicable Segment or Vintage | Not Applicable Segment or Vintage | Not Applicable Segment or Vintage | Not Applicable Segment or Vintage | Not Applicable Segment or Vintage | Not Applicable Segment or Vintage | Not Applicable Segment or Vintage | Not Applicable Segment or Vintage | Not Applicable Segment or Vintage | Not Applicable Segment or Vintage | Not Applicable Segment or Vintage | Not Applicable Segment or Vintage | Not Applicable Segment or Vintage | Not Applicable Segment or Vintage | Not Applicable Segment or Vintage | Not Applicable Segment or Vintage | Not Applicable Segment or Vintage | Not Applicable Segment or Vintage | Not Applicable Segment or Vintage | 0 | 0 | 0 | 0 | 0 | 0 | 0 | 0 | 0 | 0 | 0 | 0 | 0 | 0 | 0 | 0 | 0 | 0 | 0 | 0 | 0 | 0 | 0 | 0 | 0 | 0 | 0 | 0 | 0 | 0 | 0 | 0 | 0 | 0 | 0 | 0 | 0 | 0 | 0 | 0 | 0 | 0 | 0 | 0 | 0 | 0 | 0 | 0 | 0 | 0 | 0 | 0 | 0 | 0 | 0 | 0 | 0 | 0 | 0 | 0 | 0 | 0 | 0 | 0 | 0 | 0 | 0 | 0 | 0 | 0 | 0 | 0 | 0 | 0 | 0 | 0 | 0 | 0 | 0 | 0 | 0 | 0 | 0 | 0 | 0 | 0 | 0 | 0 | 0 | 0 | 0 | 0 | 0 | 0 | 0 | 0 | 0 | 0 | 0 | 0 | 0 | 0 | 0 | 0 | 0 | 0 | 0 | 0 | 0 | 0 | 0 | 0 | 0 | 0 | 0 | 0 | 0 | 0 | 0 | 0 | 0 | 0 | 0 | 0 | 0 | 0 | 0 | 0 | 0 | 0 | 0 | 0 | 0 | 0 | 0 | 0 | 0 | 0 | 0 | 0 | 0 | 0 | 0 | 0 | 0 | 0 | 0 | 0 | 0 | 0 | 0 | 0 | 0 | 0 | 0 | 0 | 0 | 0 | 0 | 0 | 0 | 0 | 0 | 0 | 0 | 0 | 0 | 0 | Not Applicable Segment or Vintage | Not Applicable Segment or Vintage | Not Applicable Segment or Vintage | Not Applicable Segment or Vintage | Not Applicable Segment or Vintage | Not Applicable Segment or Vintage | Not Applicable Segment or Vintage | Not Applicable Segment or Vintage | Not Applicable Segment or Vintage | Not Applicable Segment or Vintage | Not Applicable Segment or Vintage | Not Applicable Segment or Vintage | Not Applicable Segment or Vintage | Not Applicable Segment or Vintage | Not Applicable Segment or Vintage | Not Applicable Segment or Vintage | Not Applicable Segment or Vintage | Not Applicable Segment or Vintage | Not Applicable Segment or Vintage | Not Applicable Segment or Vintage | Not Applicable Segment or Vintage | Not Applicable Segment or Vintage | Not Applicable Segment or Vintage | Not Applicable Segment or Vintage | Not Applicable Segment or Vintage | Not Applicable Segment or Vintage | Not Applicable Segment or Vintage | Not Applicable Segment or Vintage | 0 | 0 | 0 | 0 | 0 | 0 | 0 | 0 | 0 | 0 | 0 | 0 | 0 | 0 | 0 | 0 | 0 | 0 | 0 | 0 | 0 | 0 | 0 | 0 | 0 | 0 | 0 | 0 | 0 | 0 | 0 | 0 | 0 | 0 | 0 | 0 | 0 | 0 | 0 | 0 | 0 | 0 | 0 | 0 | 0 | 0 | 0 | 0 | 0 | 0 | 0 | 0 | 0 | 0 | 0 | 0 | 0 | 0 | 0 | 0 | 0 | 0 | 0 | 0 | 0 | 0 | 0 | 0 | 0 | 0 | 0 | 0 | 0 | 0 | 0 | 0 | 0 | 0 | 0 | 0 | 0 | 0 | 0 | 0 | 0 | 0 | 0 | 0 | 0 | 0 | 0 | 0 | 0 | 0 | 0 | 0 | 0 | 0 | 0 | 0 | 0 | 0 | 0 | 0 | 0 | 0 | 0 | 0 | 0 | 0 | 0 | 0 | 0 | 0 | 0 | 0 | 0 | 0 | 0 | 0 | 0 | 0 | 0 | 0 | 0 | 0 | 0 | 0 | 0 | 0 | 0 | 0 | 0 | 0 | 0 | 0 | 0 | 0 | 0 | 0 | 0 | 0
Strategic Energy Management_Lodging_New_Implementation of strategic energy management program. | Strategic Energy Management_Lodging_New | Strategic Energy Management_Commercial_New_No strategic energy management._Implementation of strategic energy management program. | Commercial | Lodging | New | Space Heating | Natural Gas | Strategic Energy Management | NEQ | No strategic energy management. | 3 | 3 | 3 | 0 | 0 | 0 | 0 | 0 | RetroEven20 | 0.03333333333333333 | TBD | A | WCM697 | 0.7 | 0.42 | sqft | 0.0321 | 0 | 0 | 0 | 0 | 2021 Power Plan - Com-EM-2021P_V4 - Commercial SEM, Northwest Power and Conservation Council (NWPCC), 2021 Power Plan Conservation Supply Workbooks. January 2022. | 2021 Power Plan - Com-EM-2021P_V4 - Commercial SEM, Northwest Power and Conservation Council (NWPCC), 2021 Power Plan Conservation Supply Workbooks. January 2022. | 2021 Power Plan - Com-EM-2021P_V4 - Commercial SEM, Northwest Power and Conservation Council (NWPCC), 2021 Power Plan Conservation Supply Workbooks. January 2022. | 0 | 0 | 0.082589 | No strategic energy management. | No strategic energy management. | No strategic energy management. | No strategic energy management. | No strategic energy management. | No strategic energy management. | No strategic energy management. | No strategic energy management. | No strategic energy management. | No strategic energy management. | No strategic energy management. | No strategic energy management. | No strategic energy management. | No strategic energy management. | No strategic energy management. | No strategic energy management. | No strategic energy management. | No strategic energy management. | No strategic energy management. | No strategic energy management. | No strategic energy management. | No strategic energy management. | No strategic energy management. | No strategic energy management. | No strategic energy management. | No strategic energy management. | No strategic energy management. | No strategic energy management. | 0 | 0 | 0 | 0 | 0 | 0 | 0 | 0 | 0 | 0 | 0 | 0 | 0 | 0 | 0 | 0 | 0 | 0 | 0 | 0 | 0 | 0 | 0 | 0 | 0 | 0 | 0 | 0 | 0 | 0 | 0 | 0 | 0 | 0 | 0 | 0 | 0 | 0 | 0 | 0 | 0 | 0 | 0 | 0 | 0 | 0 | 0 | 0 | 0 | 0 | 0 | 0 | 0 | 0 | 0 | 0 | 0 | 0 | 0 | 0 | 0 | 0 | 0 | 0 | 0 | 0 | 0 | 0 | 0 | 0 | 0 | 0 | 0 | 0 | 0 | 0 | 0 | 0 | 0 | 0 | 0 | 0 | 0 | 0 | 0 | 0 | 0 | 0 | 0 | 0 | 0 | 0 | 0 | 0 | 0 | 0 | 0 | 0 | 0 | 0 | 0 | 0 | 0 | 0 | 0 | 0 | 0 | 0 | 0 | 0 | 0 | 0 | Implementation of strategic energy management program. | Implementation of strategic energy management program. | Implementation of strategic energy management program. | Implementation of strategic energy management program. | Implementation of strategic energy management program. | Implementation of strategic energy management program. | Implementation of strategic energy management program. | Implementation of strategic energy management program. | Implementation of strategic energy management program. | Implementation of strategic energy management program. | Implementation of strategic energy management program. | Implementation of strategic energy management program. | Implementation of strategic energy management program. | Implementation of strategic energy management program. | Implementation of strategic energy management program. | Implementation of strategic energy management program. | Implementation of strategic energy management program. | Implementation of strategic energy management program. | Implementation of strategic energy management program. | Implementation of strategic energy management program. | Implementation of strategic energy management program. | Implementation of strategic energy management program. | Implementation of strategic energy management program. | Implementation of strategic energy management program. | Implementation of strategic energy management program. | Implementation of strategic energy management program. | Implementation of strategic energy management program. | Implementation of strategic energy management program. | 0.0826 | 0.0826 | 0.0826 | 0.0826 | 0.0826 | 0.0826 | 0.0826 | 0.0826 | 0.0826 | 0.0826 | 0.0826 | 0.0826 | 0.0826 | 0.0826 | 0.0826 | 0.0826 | 0.0826 | 0.0826 | 0.0826 | 0.0826 | 0.0826 | 0.0826 | 0.0826 | 0.0826 | 0.0826 | 0.0826 | 0.0826 | 0.0826 | 0 | 0 | 0 | 0 | 0 | 0 | 0 | 0 | 0 | 0 | 0 | 0 | 0 | 0 | 0 | 0 | 0 | 0 | 0 | 0 | 0 | 0 | 0 | 0 | 0 | 0 | 0 | 0 | 0 | 0 | 0 | 0 | 0 | 0 | 0 | 0 | 0 | 0 | 0 | 0 | 0 | 0 | 0 | 0 | 0 | 0 | 0 | 0 | 0 | 0 | 0 | 0 | 0 | 0 | 0 | 0 | 0 | 0 | 0 | 0 | 0 | 0 | 0 | 0 | 0 | 0 | 0 | 0 | 0 | 0 | 0 | 0 | 0 | 0 | 0 | 0 | 0 | 0 | 0 | 0 | 0 | 0 | 0 | 0 | 0 | 0 | 0 | 0 | 0 | 0 | 0 | 0 | 0 | 0 | 0 | 0 | 0 | 0 | 0 | 0 | 0 | 0 | 0 | 0 | 0 | 0 | 0 | 0 | 0 | 0 | 0 | 0 | 0 | 0 | 0 | 0 | 0 | 0 | 0 | 0 | 0 | 0 | 0 | 0 | 0 | 0 | 0 | 0 | 0 | 0 | 0 | 0 | 0 | 0 | 0 | 0 | 0 | 0 | 0 | 0 | Implementation of strategic energy management program. | Implementation of strategic energy management program. | Implementation of strategic energy management program. | Implementation of strategic energy management program. | Implementation of strategic energy management program. | Implementation of strategic energy management program. | Implementation of strategic energy management program. | Implementation of strategic energy management program. | Implementation of strategic energy management program. | Implementation of strategic energy management program. | Implementation of strategic energy management program. | Implementation of strategic energy management program. | Implementation of strategic energy management program. | Implementation of strategic energy management program. | Implementation of strategic energy management program. | Implementation of strategic energy management program. | Implementation of strategic energy management program. | Implementation of strategic energy management program. | Implementation of strategic energy management program. | Implementation of strategic energy management program. | Implementation of strategic energy management program. | Implementation of strategic energy management program. | Implementation of strategic energy management program. | Implementation of strategic energy management program. | Implementation of strategic energy management program. | Implementation of strategic energy management program. | Implementation of strategic energy management program. | Implementation of strategic energy management program. | 0.0826 | 0.0826 | 0.0826 | 0.0826 | 0.0826 | 0.0826 | 0.0826 | 0.0826 | 0.0826 | 0.0826 | 0.0826 | 0.0826 | 0.0826 | 0.0826 | 0.0826 | 0.0826 | 0.0826 | 0.0826 | 0.0826 | 0.0826 | 0.0826 | 0.0826 | 0.0826 | 0.0826 | 0.0826 | 0.0826 | 0.0826 | 0.0826 | 0 | 0 | 0 | 0 | 0 | 0 | 0 | 0 | 0 | 0 | 0 | 0 | 0 | 0 | 0 | 0 | 0 | 0 | 0 | 0 | 0 | 0 | 0 | 0 | 0 | 0 | 0 | 0 | 0 | 0 | 0 | 0 | 0 | 0 | 0 | 0 | 0 | 0 | 0 | 0 | 0 | 0 | 0 | 0 | 0 | 0 | 0 | 0 | 0 | 0 | 0 | 0 | 0 | 0 | 0 | 0 | 0 | 0 | 0 | 0 | 0 | 0 | 0 | 0 | 0 | 0 | 0 | 0 | 0 | 0 | 0 | 0 | 0 | 0 | 0 | 0 | 0 | 0 | 0 | 0 | 0 | 0 | 0 | 0 | 0 | 0 | 0 | 0 | 0 | 0 | 0 | 0 | 0 | 0 | 0 | 0 | 0 | 0 | 0 | 0 | 0 | 0 | 0 | 0 | 0 | 0 | 0 | 0 | 0 | 0 | 0 | 0 | 0 | 0
Ventilation - Demand Controlled_Lodging_New_new CO2 sensors installed on return air systems where no other sensors were previously installed | Ventilation - Demand Controlled_Lodging_New | Ventilation - Demand Controlled_Commercial_New_space with no demand control capability_new CO2 sensors installed on return air systems where no other sensors were previously installed | Commercial | Lodging | New | Space Heating | Natural Gas | Ventilation - Demand Controlled | NEQ | space with no demand control capability | 10 | 10 | 10 | 0 | 0 | 0 | 0.12552 | 0.20694 | Retro3Slow | 0.004128203794943829 | TBD | A | WCM661 | 0.7 | 0.42 | sqft | 0.0321 | 0 | 0 | 0 | 0 | IL TRM v13 - 4.4.19 - Demand Controlled Ventilation - CI-HVC-DCV-V07-240101 | IL TRM v13 - 4.4.19 - Demand Controlled Ventilation - CI-HVC-DCV-V07-240101 | IL TRM v13 - 4.4.19 - Demand Controlled Ventilation - CI-HVC-DCV-V07-240101 | 0 | 0 | 0.53487 | space with no demand control capability | space with no demand control capability | space with no demand control capability | space with no demand control capability | space with no demand control capability | space with no demand control capability | space with no demand control capability | space with no demand control capability | space with no demand control capability | space with no demand control capability | space with no demand control capability | space with no demand control capability | space with no demand control capability | space with no demand control capability | space with no demand control capability | space with no demand control capability | space with no demand control capability | space with no demand control capability | space with no demand control capability | space with no demand control capability | space with no demand control capability | space with no demand control capability | space with no demand control capability | space with no demand control capability | space with no demand control capability | space with no demand control capability | space with no demand control capability | space with no demand control capability | 0 | 0 | 0 | 0 | 0 | 0 | 0 | 0 | 0 | 0 | 0 | 0 | 0 | 0 | 0 | 0 | 0 | 0 | 0 | 0 | 0 | 0 | 0 | 0 | 0 | 0 | 0 | 0 | 0 | 0 | 0 | 0 | 0 | 0 | 0 | 0 | 0 | 0 | 0 | 0 | 0 | 0 | 0 | 0 | 0 | 0 | 0 | 0 | 0 | 0 | 0 | 0 | 0 | 0 | 0 | 0 | 0 | 0 | 0 | 0 | 0 | 0 | 0 | 0 | 0 | 0 | 0 | 0 | 0 | 0 | 0 | 0 | 0 | 0 | 0 | 0 | 0 | 0 | 0 | 0 | 0 | 0 | 0 | 0 | 0 | 0 | 0 | 0 | 0 | 0 | 0 | 0 | 0 | 0 | 0 | 0 | 0 | 0 | 0 | 0 | 0 | 0 | 0 | 0 | 0 | 0 | 0 | 0 | 0 | 0 | 0 | 0 | new CO2 sensors installed on return air systems where no other sensors were previously installed | new CO2 sensors installed on return air systems where no other sensors were previously installed | new CO2 sensors installed on return air systems where no other sensors were previously installed | new CO2 sensors installed on return air systems where no other sensors were previously installed | new CO2 sensors installed on return air systems where no other sensors were previously installed | new CO2 sensors installed on return air systems where no other sensors were previously installed | new CO2 sensors installed on return air systems where no other sensors were previously installed | new CO2 sensors installed on return air systems where no other sensors were previously installed | new CO2 sensors installed on return air systems where no other sensors were previously installed | new CO2 sensors installed on return air systems where no other sensors were previously installed | new CO2 sensors installed on return air systems where no other sensors were previously installed | new CO2 sensors installed on return air systems where no other sensors were previously installed | new CO2 sensors installed on return air systems where no other sensors were previously installed | new CO2 sensors installed on return air systems where no other sensors were previously installed | new CO2 sensors installed on return air systems where no other sensors were previously installed | new CO2 sensors installed on return air systems where no other sensors were previously installed | new CO2 sensors installed on return air systems where no other sensors were previously installed | new CO2 sensors installed on return air systems where no other sensors were previously installed | new CO2 sensors installed on return air systems where no other sensors were previously installed | new CO2 sensors installed on return air systems where no other sensors were previously installed | new CO2 sensors installed on return air systems where no other sensors were previously installed | new CO2 sensors installed on return air systems where no other sensors were previously installed | new CO2 sensors installed on return air systems where no other sensors were previously installed | new CO2 sensors installed on return air systems where no other sensors were previously installed | new CO2 sensors installed on return air systems where no other sensors were previously installed | new CO2 sensors installed on return air systems where no other sensors were previously installed | new CO2 sensors installed on return air systems where no other sensors were previously installed | new CO2 sensors installed on return air systems where no other sensors were previously installed | 0.5349 | 0.5349 | 0.5349 | 0.5349 | 0.5349 | 0.5349 | 0.5349 | 0.5349 | 0.5349 | 0.5349 | 0.5349 | 0.5349 | 0.5349 | 0.5349 | 0.5349 | 0.5349 | 0.5349 | 0.5349 | 0.5349 | 0.5349 | 0.5349 | 0.5349 | 0.5349 | 0.5349 | 0.5349 | 0.5349 | 0.5349 | 0.5349 | 0 | 0 | 0 | 0 | 0 | 0 | 0 | 0 | 0 | 0 | 0 | 0 | 0 | 0 | 0 | 0 | 0 | 0 | 0 | 0 | 0 | 0 | 0 | 0 | 0 | 0 | 0 | 0 | 0 | 0 | 0 | 0 | 0 | 0 | 0 | 0 | 0 | 0 | 0 | 0 | 0 | 0 | 0 | 0 | 0 | 0 | 0 | 0 | 0 | 0 | 0 | 0 | 0 | 0 | 0 | 0 | 0 | 0 | 0 | 0 | 0 | 0 | 0 | 0 | 0 | 0 | 0 | 0 | 0 | 0 | 0 | 0 | 0 | 0 | 0 | 0 | 0 | 0 | 0 | 0 | 0 | 0 | 0 | 0 | 0 | 0 | 0 | 0 | 0 | 0 | 0 | 0 | 0 | 0 | 0 | 0 | 0 | 0 | 0 | 0 | 0 | 0 | 0 | 0 | 0 | 0 | 0 | 0 | 0 | 0 | 0 | 0 | 0 | 0 | 0 | 0 | 0 | 0 | 0 | 0 | 0 | 0 | 0 | 0 | 0 | 0 | 0 | 0 | 0 | 0 | 0 | 0 | 0 | 0 | 0 | 0 | 0 | 0 | 0 | 0 | new CO2 sensors installed on return air systems where no other sensors were previously installed | new CO2 sensors installed on return air systems where no other sensors were previously installed | new CO2 sensors installed on return air systems where no other sensors were previously installed | new CO2 sensors installed on return air systems where no other sensors were previously installed | new CO2 sensors installed on return air systems where no other sensors were previously installed | new CO2 sensors installed on return air systems where no other sensors were previously installed | new CO2 sensors installed on return air systems where no other sensors were previously installed | new CO2 sensors installed on return air systems where no other sensors were previously installed | new CO2 sensors installed on return air systems where no other sensors were previously installed | new CO2 sensors installed on return air systems where no other sensors were previously installed | new CO2 sensors installed on return air systems where no other sensors were previously installed | new CO2 sensors installed on return air systems where no other sensors were previously installed | new CO2 sensors installed on return air systems where no other sensors were previously installed | new CO2 sensors installed on return air systems where no other sensors were previously installed | new CO2 sensors installed on return air systems where no other sensors were previously installed | new CO2 sensors installed on return air systems where no other sensors were previously installed | new CO2 sensors installed on return air systems where no other sensors were previously installed | new CO2 sensors installed on return air systems where no other sensors were previously installed | new CO2 sensors installed on return air systems where no other sensors were previously installed | new CO2 sensors installed on return air systems where no other sensors were previously installed | new CO2 sensors installed on return air systems where no other sensors were previously installed | new CO2 sensors installed on return air systems where no other sensors were previously installed | new CO2 sensors installed on return air systems where no other sensors were previously installed | new CO2 sensors installed on return air systems where no other sensors were previously installed | new CO2 sensors installed on return air systems where no other sensors were previously installed | new CO2 sensors installed on return air systems where no other sensors were previously installed | new CO2 sensors installed on return air systems where no other sensors were previously installed | new CO2 sensors installed on return air systems where no other sensors were previously installed | 0.5349 | 0.5349 | 0.5349 | 0.5349 | 0.5349 | 0.5349 | 0.5349 | 0.5349 | 0.5349 | 0.5349 | 0.5349 | 0.5349 | 0.5349 | 0.5349 | 0.5349 | 0.5349 | 0.5349 | 0.5349 | 0.5349 | 0.5349 | 0.5349 | 0.5349 | 0.5349 | 0.5349 | 0.5349 | 0.5349 | 0.5349 | 0.5349 | 0 | 0 | 0 | 0 | 0 | 0 | 0 | 0 | 0 | 0 | 0 | 0 | 0 | 0 | 0 | 0 | 0 | 0 | 0 | 0 | 0 | 0 | 0 | 0 | 0 | 0 | 0 | 0 | 0 | 0 | 0 | 0 | 0 | 0 | 0 | 0 | 0 | 0 | 0 | 0 | 0 | 0 | 0 | 0 | 0 | 0 | 0 | 0 | 0 | 0 | 0 | 0 | 0 | 0 | 0 | 0 | 0 | 0 | 0 | 0 | 0 | 0 | 0 | 0 | 0 | 0 | 0 | 0 | 0 | 0 | 0 | 0 | 0 | 0 | 0 | 0 | 0 | 0 | 0 | 0 | 0 | 0 | 0 | 0 | 0 | 0 | 0 | 0 | 0 | 0 | 0 | 0 | 0 | 0 | 0 | 0 | 0 | 0 | 0 | 0 | 0 | 0 | 0 | 0 | 0 | 0 | 0 | 0 | 0 | 0 | 0 | 0 | 0 | 0
Windows - High Efficiency Glazing_Lodging_New_U-0.29 Window | Windows - High Efficiency Glazing_Lodging_New | Windows - High Efficiency Glazing_Commercial_New_U-0.34 Window_U-0.29 Window | Commercial | Lodging | New | Space Heating | Natural Gas | Windows - High Efficiency Glazing | NEQ | U-0.34 Window | 45 | 45 | 45 | 0 | 0 | 0 | 0.65306 | 0.85782 | Retro1Slow | 0.012666666666666666 | TBD | A | WCM655 | 0.7 | 0.42 | sqft window | 0.0321 | 0 | 0 | 0 | 0 | RTF Wkbk - ComWeatherizationSchool_v4_1 | RTF Workbook - ComWeatherizationSchool_v4_1 - AEG Adjusted | AEG BEST | 0 | 0 | 5.2306 | U-0.34 Window | U-0.34 Window | U-0.34 Window | U-0.34 Window | U-0.34 Window | U-0.34 Window | U-0.34 Window | U-0.34 Window | U-0.34 Window | U-0.34 Window | U-0.34 Window | U-0.34 Window | U-0.34 Window | U-0.34 Window | U-0.34 Window | U-0.34 Window | U-0.34 Window | U-0.34 Window | U-0.34 Window | U-0.34 Window | U-0.34 Window | U-0.34 Window | U-0.34 Window | U-0.34 Window | U-0.34 Window | U-0.34 Window | U-0.34 Window | U-0.34 Window | 0 | 0 | 0 | 0 | 0 | 0 | 0 | 0 | 0 | 0 | 0 | 0 | 0 | 0 | 0 | 0 | 0 | 0 | 0 | 0 | 0 | 0 | 0 | 0 | 0 | 0 | 0 | 0 | 0 | 0 | 0 | 0 | 0 | 0 | 0 | 0 | 0 | 0 | 0 | 0 | 0 | 0 | 0 | 0 | 0 | 0 | 0 | 0 | 0 | 0 | 0 | 0 | 0 | 0 | 0 | 0 | 0 | 0 | 0 | 0 | 0 | 0 | 0 | 0 | 0 | 0 | 0 | 0 | 0 | 0 | 0 | 0 | 0 | 0 | 0 | 0 | 0 | 0 | 0 | 0 | 0 | 0 | 0 | 0 | 0 | 0 | 0 | 0 | 0 | 0 | 0 | 0 | 0 | 0 | 0 | 0 | 0 | 0 | 0 | 0 | 0 | 0 | 0 | 0 | 0 | 0 | 0 | 0 | 0 | 0 | 0 | 0 | U-0.29 Window | U-0.29 Window | U-0.29 Window | U-0.29 Window | U-0.29 Window | U-0.29 Window | U-0.29 Window | U-0.29 Window | U-0.29 Window | U-0.29 Window | U-0.29 Window | U-0.29 Window | U-0.29 Window | U-0.29 Window | U-0.29 Window | U-0.29 Window | U-0.29 Window | U-0.29 Window | U-0.29 Window | U-0.29 Window | U-0.29 Window | U-0.29 Window | U-0.29 Window | U-0.29 Window | U-0.29 Window | U-0.29 Window | U-0.29 Window | U-0.29 Window | 5.2306 | 5.2306 | 5.2306 | 5.2306 | 5.2306 | 5.2306 | 5.2306 | 5.2306 | 5.2306 | 5.2306 | 5.2306 | 5.2306 | 5.2306 | 5.2306 | 5.2306 | 5.2306 | 5.2306 | 5.2306 | 5.2306 | 5.2306 | 5.2306 | 5.2306 | 5.2306 | 5.2306 | 5.2306 | 5.2306 | 5.2306 | 5.2306 | 0 | 0 | 0 | 0 | 0 | 0 | 0 | 0 | 0 | 0 | 0 | 0 | 0 | 0 | 0 | 0 | 0 | 0 | 0 | 0 | 0 | 0 | 0 | 0 | 0 | 0 | 0 | 0 | 0 | 0 | 0 | 0 | 0 | 0 | 0 | 0 | 0 | 0 | 0 | 0 | 0 | 0 | 0 | 0 | 0 | 0 | 0 | 0 | 0 | 0 | 0 | 0 | 0 | 0 | 0 | 0 | 0 | 0 | 0 | 0 | 0 | 0 | 0 | 0 | 0 | 0 | 0 | 0 | 0 | 0 | 0 | 0 | 0 | 0 | 0 | 0 | 0 | 0 | 0 | 0 | 0 | 0 | 0 | 0 | 0 | 0 | 0 | 0 | 0 | 0 | 0 | 0 | 0 | 0 | 0 | 0 | 0 | 0 | 0 | 0 | 0 | 0 | 0 | 0 | 0 | 0 | 0 | 0 | 0 | 0 | 0 | 0 | 0 | 0 | 0 | 0 | 0 | 0 | 0 | 0 | 0 | 0 | 0 | 0 | 0 | 0 | 0 | 0 | 0 | 0 | 0 | 0 | 0 | 0 | 0 | 0 | 0 | 0 | 0 | 0 | U-0.29 Window | U-0.29 Window | U-0.29 Window | U-0.29 Window | U-0.29 Window | U-0.29 Window | U-0.29 Window | U-0.29 Window | U-0.29 Window | U-0.29 Window | U-0.29 Window | U-0.29 Window | U-0.29 Window | U-0.29 Window | U-0.29 Window | U-0.29 Window | U-0.29 Window | U-0.29 Window | U-0.29 Window | U-0.29 Window | U-0.29 Window | U-0.29 Window | U-0.29 Window | U-0.29 Window | U-0.29 Window | U-0.29 Window | U-0.29 Window | U-0.29 Window | 5.2306 | 5.2306 | 5.2306 | 5.2306 | 5.2306 | 5.2306 | 5.2306 | 5.2306 | 5.2306 | 5.2306 | 5.2306 | 5.2306 | 5.2306 | 5.2306 | 5.2306 | 5.2306 | 5.2306 | 5.2306 | 5.2306 | 5.2306 | 5.2306 | 5.2306 | 5.2306 | 5.2306 | 5.2306 | 5.2306 | 5.2306 | 5.2306 | 0 | 0 | 0 | 0 | 0 | 0 | 0 | 0 | 0 | 0 | 0 | 0 | 0 | 0 | 0 | 0 | 0 | 0 | 0 | 0 | 0 | 0 | 0 | 0 | 0 | 0 | 0 | 0 | 0 | 0 | 0 | 0 | 0 | 0 | 0 | 0 | 0 | 0 | 0 | 0 | 0 | 0 | 0 | 0 | 0 | 0 | 0 | 0 | 0 | 0 | 0 | 0 | 0 | 0 | 0 | 0 | 0 | 0 | 0 | 0 | 0 | 0 | 0 | 0 | 0 | 0 | 0 | 0 | 0 | 0 | 0 | 0 | 0 | 0 | 0 | 0 | 0 | 0 | 0 | 0 | 0 | 0 | 0 | 0 | 0 | 0 | 0 | 0 | 0 | 0 | 0 | 0 | 0 | 0 | 0 | 0 | 0 | 0 | 0 | 0 | 0 | 0 | 0 | 0 | 0 | 0 | 0 | 0 | 0 | 0 | 0 | 0 | 0 | 0
Windows - Secondary Glazing Systems_Lodging_New_Windows Upgraded with Secondary Commercial Window Glazing | Windows - Secondary Glazing Systems_Lodging_New | Windows - Secondary Glazing Systems_Commercial_New_Standard Commercial Windows_Windows Upgraded with Secondary Commercial Window Glazing | Commercial | Lodging | New | Space Heating | Natural Gas | Windows - Secondary Glazing Systems | NEQ | Standard Commercial Windows | 30 | 30 | 30 | 0 | 0 | 0 | 0.01 | 0.5 | Retro1Slow | 0.012666666666666666 | TBD | A | WCM656 | 0.7 | 0.42 | sqft window | 0.0321 | 0 | 0 | 0 | 0 | Regional Technical Forum - UES Workbook - Secondary Glazing Systems (SGS) - ComSecondaryGlazingSystems_v3_1 - AEG Adjusted | Regional Technical Forum - UES Workbook - Secondary Glazing Systems (SGS) - ComSecondaryGlazingSystems_v3_1 - AEG Adjusted | Regional Technical Forum - UES Workbook - Secondary Glazing Systems (SGS) - ComSecondaryGlazingSystems_v3_1 - AEG Adjusted | 0 | 0 | 48.1437 | Standard Commercial Windows | Standard Commercial Windows | Standard Commercial Windows | Standard Commercial Windows | Standard Commercial Windows | Standard Commercial Windows | Standard Commercial Windows | Standard Commercial Windows | Standard Commercial Windows | Standard Commercial Windows | Standard Commercial Windows | Standard Commercial Windows | Standard Commercial Windows | Standard Commercial Windows | Standard Commercial Windows | Standard Commercial Windows | Standard Commercial Windows | Standard Commercial Windows | Standard Commercial Windows | Standard Commercial Windows | Standard Commercial Windows | Standard Commercial Windows | Standard Commercial Windows | Standard Commercial Windows | Standard Commercial Windows | Standard Commercial Windows | Standard Commercial Windows | Standard Commercial Windows | 0 | 0 | 0 | 0 | 0 | 0 | 0 | 0 | 0 | 0 | 0 | 0 | 0 | 0 | 0 | 0 | 0 | 0 | 0 | 0 | 0 | 0 | 0 | 0 | 0 | 0 | 0 | 0 | 0 | 0 | 0 | 0 | 0 | 0 | 0 | 0 | 0 | 0 | 0 | 0 | 0 | 0 | 0 | 0 | 0 | 0 | 0 | 0 | 0 | 0 | 0 | 0 | 0 | 0 | 0 | 0 | 0 | 0 | 0 | 0 | 0 | 0 | 0 | 0 | 0 | 0 | 0 | 0 | 0 | 0 | 0 | 0 | 0 | 0 | 0 | 0 | 0 | 0 | 0 | 0 | 0 | 0 | 0 | 0 | 0 | 0 | 0 | 0 | 0 | 0 | 0 | 0 | 0 | 0 | 0 | 0 | 0 | 0 | 0 | 0 | 0 | 0 | 0 | 0 | 0 | 0 | 0 | 0 | 0 | 0 | 0 | 0 | Windows Upgraded with Secondary Commercial Window Glazing | Windows Upgraded with Secondary Commercial Window Glazing | Windows Upgraded with Secondary Commercial Window Glazing | Windows Upgraded with Secondary Commercial Window Glazing | Windows Upgraded with Secondary Commercial Window Glazing | Windows Upgraded with Secondary Commercial Window Glazing | Windows Upgraded with Secondary Commercial Window Glazing | Windows Upgraded with Secondary Commercial Window Glazing | Windows Upgraded with Secondary Commercial Window Glazing | Windows Upgraded with Secondary Commercial Window Glazing | Windows Upgraded with Secondary Commercial Window Glazing | Windows Upgraded with Secondary Commercial Window Glazing | Windows Upgraded with Secondary Commercial Window Glazing | Windows Upgraded with Secondary Commercial Window Glazing | Windows Upgraded with Secondary Commercial Window Glazing | Windows Upgraded with Secondary Commercial Window Glazing | Windows Upgraded with Secondary Commercial Window Glazing | Windows Upgraded with Secondary Commercial Window Glazing | Windows Upgraded with Secondary Commercial Window Glazing | Windows Upgraded with Secondary Commercial Window Glazing | Windows Upgraded with Secondary Commercial Window Glazing | Windows Upgraded with Secondary Commercial Window Glazing | Windows Upgraded with Secondary Commercial Window Glazing | Windows Upgraded with Secondary Commercial Window Glazing | Windows Upgraded with Secondary Commercial Window Glazing | Windows Upgraded with Secondary Commercial Window Glazing | Windows Upgraded with Secondary Commercial Window Glazing | Windows Upgraded with Secondary Commercial Window Glazing | 48.1437 | 48.1437 | 48.1437 | 48.1437 | 48.1437 | 48.1437 | 48.1437 | 48.1437 | 48.1437 | 48.1437 | 48.1437 | 48.1437 | 48.1437 | 48.1437 | 48.1437 | 48.1437 | 48.1437 | 48.1437 | 48.1437 | 48.1437 | 48.1437 | 48.1437 | 48.1437 | 48.1437 | 48.1437 | 48.1437 | 48.1437 | 48.1437 | 0 | 0 | 0 | 0 | 0 | 0 | 0 | 0 | 0 | 0 | 0 | 0 | 0 | 0 | 0 | 0 | 0 | 0 | 0 | 0 | 0 | 0 | 0 | 0 | 0 | 0 | 0 | 0 | 0 | 0 | 0 | 0 | 0 | 0 | 0 | 0 | 0 | 0 | 0 | 0 | 0 | 0 | 0 | 0 | 0 | 0 | 0 | 0 | 0 | 0 | 0 | 0 | 0 | 0 | 0 | 0 | 0 | 0 | 0 | 0 | 0 | 0 | 0 | 0 | 0 | 0 | 0 | 0 | 0 | 0 | 0 | 0 | 0 | 0 | 0 | 0 | 0 | 0 | 0 | 0 | 0 | 0 | 0 | 0 | 0 | 0 | 0 | 0 | 0 | 0 | 0 | 0 | 0 | 0 | 0 | 0 | 0 | 0 | 0 | 0 | 0 | 0 | 0 | 0 | 0 | 0 | 0 | 0 | 0 | 0 | 0 | 0 | 0 | 0 | 0 | 0 | 0 | 0 | 0 | 0 | 0 | 0 | 0 | 0 | 0 | 0 | 0 | 0 | 0 | 0 | 0 | 0 | 0 | 0 | 0 | 0 | 0 | 0 | 0 | 0 | Windows Upgraded with Secondary Commercial Window Glazing | Windows Upgraded with Secondary Commercial Window Glazing | Windows Upgraded with Secondary Commercial Window Glazing | Windows Upgraded with Secondary Commercial Window Glazing | Windows Upgraded with Secondary Commercial Window Glazing | Windows Upgraded with Secondary Commercial Window Glazing | Windows Upgraded with Secondary Commercial Window Glazing | Windows Upgraded with Secondary Commercial Window Glazing | Windows Upgraded with Secondary Commercial Window Glazing | Windows Upgraded with Secondary Commercial Window Glazing | Windows Upgraded with Secondary Commercial Window Glazing | Windows Upgraded with Secondary Commercial Window Glazing | Windows Upgraded with Secondary Commercial Window Glazing | Windows Upgraded with Secondary Commercial Window Glazing | Windows Upgraded with Secondary Commercial Window Glazing | Windows Upgraded with Secondary Commercial Window Glazing | Windows Upgraded with Secondary Commercial Window Glazing | Windows Upgraded with Secondary Commercial Window Glazing | Windows Upgraded with Secondary Commercial Window Glazing | Windows Upgraded with Secondary Commercial Window Glazing | Windows Upgraded with Secondary Commercial Window Glazing | Windows Upgraded with Secondary Commercial Window Glazing | Windows Upgraded with Secondary Commercial Window Glazing | Windows Upgraded with Secondary Commercial Window Glazing | Windows Upgraded with Secondary Commercial Window Glazing | Windows Upgraded with Secondary Commercial Window Glazing | Windows Upgraded with Secondary Commercial Window Glazing | Windows Upgraded with Secondary Commercial Window Glazing | 48.1437 | 48.1437 | 48.1437 | 48.1437 | 48.1437 | 48.1437 | 48.1437 | 48.1437 | 48.1437 | 48.1437 | 48.1437 | 48.1437 | 48.1437 | 48.1437 | 48.1437 | 48.1437 | 48.1437 | 48.1437 | 48.1437 | 48.1437 | 48.1437 | 48.1437 | 48.1437 | 48.1437 | 48.1437 | 48.1437 | 48.1437 | 48.1437 | 0 | 0 | 0 | 0 | 0 | 0 | 0 | 0 | 0 | 0 | 0 | 0 | 0 | 0 | 0 | 0 | 0 | 0 | 0 | 0 | 0 | 0 | 0 | 0 | 0 | 0 | 0 | 0 | 0 | 0 | 0 | 0 | 0 | 0 | 0 | 0 | 0 | 0 | 0 | 0 | 0 | 0 | 0 | 0 | 0 | 0 | 0 | 0 | 0 | 0 | 0 | 0 | 0 | 0 | 0 | 0 | 0 | 0 | 0 | 0 | 0 | 0 | 0 | 0 | 0 | 0 | 0 | 0 | 0 | 0 | 0 | 0 | 0 | 0 | 0 | 0 | 0 | 0 | 0 | 0 | 0 | 0 | 0 | 0 | 0 | 0 | 0 | 0 | 0 | 0 | 0 | 0 | 0 | 0 | 0 | 0 | 0 | 0 | 0 | 0 | 0 | 0 | 0 | 0 | 0 | 0 | 0 | 0 | 0 | 0 | 0 | 0 | 0 | 0
Gas Boiler - Hot Water Reset_Lodging_New_Not Applicable Segment or Vintage | Gas Boiler - Hot Water Reset_Lodging_New | Gas Boiler - Hot Water Reset_Commercial_New_Not Applicable Segment or Vintage_Not Applicable Segment or Vintage | Commercial | Lodging | New | Space Heating | Natural Gas | Gas Boiler - Hot Water Reset | NEQ | Not Applicable Segment or Vintage | 20 | 20 | 20 | 0 | 0 | 0 | 0 | 0 | Retro5Med | 8.35569166605469E-06 | TBD | A | WCM668 | 0.7 | 0.42 | kBtuh heat | 0.0321 | 0 | 0 | 0 | 0 | Not Applicable Segment or Vintage | Not Applicable Segment or Vintage | Not Applicable Segment or Vintage | 0 | 0 | 0 | Not Applicable Segment or Vintage | Not Applicable Segment or Vintage | Not Applicable Segment or Vintage | Not Applicable Segment or Vintage | Not Applicable Segment or Vintage | Not Applicable Segment or Vintage | Not Applicable Segment or Vintage | Not Applicable Segment or Vintage | Not Applicable Segment or Vintage | Not Applicable Segment or Vintage | Not Applicable Segment or Vintage | Not Applicable Segment or Vintage | Not Applicable Segment or Vintage | Not Applicable Segment or Vintage | Not Applicable Segment or Vintage | Not Applicable Segment or Vintage | Not Applicable Segment or Vintage | Not Applicable Segment or Vintage | Not Applicable Segment or Vintage | Not Applicable Segment or Vintage | Not Applicable Segment or Vintage | Not Applicable Segment or Vintage | Not Applicable Segment or Vintage | Not Applicable Segment or Vintage | Not Applicable Segment or Vintage | Not Applicable Segment or Vintage | Not Applicable Segment or Vintage | Not Applicable Segment or Vintage | 0 | 0 | 0 | 0 | 0 | 0 | 0 | 0 | 0 | 0 | 0 | 0 | 0 | 0 | 0 | 0 | 0 | 0 | 0 | 0 | 0 | 0 | 0 | 0 | 0 | 0 | 0 | 0 | 0 | 0 | 0 | 0 | 0 | 0 | 0 | 0 | 0 | 0 | 0 | 0 | 0 | 0 | 0 | 0 | 0 | 0 | 0 | 0 | 0 | 0 | 0 | 0 | 0 | 0 | 0 | 0 | 0 | 0 | 0 | 0 | 0 | 0 | 0 | 0 | 0 | 0 | 0 | 0 | 0 | 0 | 0 | 0 | 0 | 0 | 0 | 0 | 0 | 0 | 0 | 0 | 0 | 0 | 0 | 0 | 0 | 0 | 0 | 0 | 0 | 0 | 0 | 0 | 0 | 0 | 0 | 0 | 0 | 0 | 0 | 0 | 0 | 0 | 0 | 0 | 0 | 0 | 0 | 0 | 0 | 0 | 0 | 0 | Not Applicable Segment or Vintage | Not Applicable Segment or Vintage | Not Applicable Segment or Vintage | Not Applicable Segment or Vintage | Not Applicable Segment or Vintage | Not Applicable Segment or Vintage | Not Applicable Segment or Vintage | Not Applicable Segment or Vintage | Not Applicable Segment or Vintage | Not Applicable Segment or Vintage | Not Applicable Segment or Vintage | Not Applicable Segment or Vintage | Not Applicable Segment or Vintage | Not Applicable Segment or Vintage | Not Applicable Segment or Vintage | Not Applicable Segment or Vintage | Not Applicable Segment or Vintage | Not Applicable Segment or Vintage | Not Applicable Segment or Vintage | Not Applicable Segment or Vintage | Not Applicable Segment or Vintage | Not Applicable Segment or Vintage | Not Applicable Segment or Vintage | Not Applicable Segment or Vintage | Not Applicable Segment or Vintage | Not Applicable Segment or Vintage | Not Applicable Segment or Vintage | Not Applicable Segment or Vintage | 0 | 0 | 0 | 0 | 0 | 0 | 0 | 0 | 0 | 0 | 0 | 0 | 0 | 0 | 0 | 0 | 0 | 0 | 0 | 0 | 0 | 0 | 0 | 0 | 0 | 0 | 0 | 0 | 0 | 0 | 0 | 0 | 0 | 0 | 0 | 0 | 0 | 0 | 0 | 0 | 0 | 0 | 0 | 0 | 0 | 0 | 0 | 0 | 0 | 0 | 0 | 0 | 0 | 0 | 0 | 0 | 0 | 0 | 0 | 0 | 0 | 0 | 0 | 0 | 0 | 0 | 0 | 0 | 0 | 0 | 0 | 0 | 0 | 0 | 0 | 0 | 0 | 0 | 0 | 0 | 0 | 0 | 0 | 0 | 0 | 0 | 0 | 0 | 0 | 0 | 0 | 0 | 0 | 0 | 0 | 0 | 0 | 0 | 0 | 0 | 0 | 0 | 0 | 0 | 0 | 0 | 0 | 0 | 0 | 0 | 0 | 0 | 0 | 0 | 0 | 0 | 0 | 0 | 0 | 0 | 0 | 0 | 0 | 0 | 0 | 0 | 0 | 0 | 0 | 0 | 0 | 0 | 0 | 0 | 0 | 0 | 0 | 0 | 0 | 0 | 0 | 0 | 0 | 0 | 0 | 0 | 0 | 0 | 0 | 0 | 0 | 0 | 0 | 0 | 0 | 0 | 0 | 0 | 0 | 0 | 0 | 0 | 0 | 0 | 0 | 0 | 0 | 0 | Not Applicable Segment or Vintage | Not Applicable Segment or Vintage | Not Applicable Segment or Vintage | Not Applicable Segment or Vintage | Not Applicable Segment or Vintage | Not Applicable Segment or Vintage | Not Applicable Segment or Vintage | Not Applicable Segment or Vintage | Not Applicable Segment or Vintage | Not Applicable Segment or Vintage | Not Applicable Segment or Vintage | Not Applicable Segment or Vintage | Not Applicable Segment or Vintage | Not Applicable Segment or Vintage | Not Applicable Segment or Vintage | Not Applicable Segment or Vintage | Not Applicable Segment or Vintage | Not Applicable Segment or Vintage | Not Applicable Segment or Vintage | Not Applicable Segment or Vintage | Not Applicable Segment or Vintage | Not Applicable Segment or Vintage | Not Applicable Segment or Vintage | Not Applicable Segment or Vintage | Not Applicable Segment or Vintage | Not Applicable Segment or Vintage | Not Applicable Segment or Vintage | Not Applicable Segment or Vintage | 0 | 0 | 0 | 0 | 0 | 0 | 0 | 0 | 0 | 0 | 0 | 0 | 0 | 0 | 0 | 0 | 0 | 0 | 0 | 0 | 0 | 0 | 0 | 0 | 0 | 0 | 0 | 0 | 0 | 0 | 0 | 0 | 0 | 0 | 0 | 0 | 0 | 0 | 0 | 0 | 0 | 0 | 0 | 0 | 0 | 0 | 0 | 0 | 0 | 0 | 0 | 0 | 0 | 0 | 0 | 0 | 0 | 0 | 0 | 0 | 0 | 0 | 0 | 0 | 0 | 0 | 0 | 0 | 0 | 0 | 0 | 0 | 0 | 0 | 0 | 0 | 0 | 0 | 0 | 0 | 0 | 0 | 0 | 0 | 0 | 0 | 0 | 0 | 0 | 0 | 0 | 0 | 0 | 0 | 0 | 0 | 0 | 0 | 0 | 0 | 0 | 0 | 0 | 0 | 0 | 0 | 0 | 0 | 0 | 0 | 0 | 0 | 0 | 0 | 0 | 0 | 0 | 0 | 0 | 0 | 0 | 0 | 0 | 0 | 0 | 0 | 0 | 0 | 0 | 0 | 0 | 0 | 0 | 0 | 0 | 0 | 0 | 0 | 0 | 0 | 0 | 0
Thermostat - Programmable_Lodging_New_Programmable Thermostat | Thermostat - Programmable_Lodging_New | Thermostat - Programmable_Commercial_New_Manual Thermostat_Programmable Thermostat | Commercial | Lodging | New | Space Heating | Natural Gas | Thermostat - Programmable | NEQ | Manual Thermostat | 16 | 16 | 16 | 0 | 0 | 0 | 0 | 0 | Retro5Med | 8.35569166605469E-06 | TBD | A | WCM679 | 0.7 | 0.42 | perbldg | 0.0321 | 0 | 0 | 0 | 0 | IL TRM v13 - 5.3.11 - Programmable Thermostats - RS-HVC-PROG-V09-250101_x000D_ | IL TRM v13 - 5.3.11 - Programmable Thermostats - RS-HVC-PROG-V09-250101_x000D_ | IL TRM v13 - 5.3.11 - Programmable Thermostats - RS-HVC-PROG-V09-250101_x000D_ | 0 | 0 | 33.1655 | Manual Thermostat | Manual Thermostat | Manual Thermostat | Manual Thermostat | Manual Thermostat | Manual Thermostat | Manual Thermostat | Manual Thermostat | Manual Thermostat | Manual Thermostat | Manual Thermostat | Manual Thermostat | Manual Thermostat | Manual Thermostat | Manual Thermostat | Manual Thermostat | Manual Thermostat | Manual Thermostat | Manual Thermostat | Manual Thermostat | Manual Thermostat | Manual Thermostat | Manual Thermostat | Manual Thermostat | Manual Thermostat | Manual Thermostat | Manual Thermostat | Manual Thermostat | 0 | 0 | 0 | 0 | 0 | 0 | 0 | 0 | 0 | 0 | 0 | 0 | 0 | 0 | 0 | 0 | 0 | 0 | 0 | 0 | 0 | 0 | 0 | 0 | 0 | 0 | 0 | 0 | 0 | 0 | 0 | 0 | 0 | 0 | 0 | 0 | 0 | 0 | 0 | 0 | 0 | 0 | 0 | 0 | 0 | 0 | 0 | 0 | 0 | 0 | 0 | 0 | 0 | 0 | 0 | 0 | 0 | 0 | 0 | 0 | 0 | 0 | 0 | 0 | 0 | 0 | 0 | 0 | 0 | 0 | 0 | 0 | 0 | 0 | 0 | 0 | 0 | 0 | 0 | 0 | 0 | 0 | 0 | 0 | 0 | 0 | 0 | 0 | 0 | 0 | 0 | 0 | 0 | 0 | 0 | 0 | 0 | 0 | 0 | 0 | 0 | 0 | 0 | 0 | 0 | 0 | 0 | 0 | 0 | 0 | 0 | 0 | Programmable Thermostat | Programmable Thermostat | Programmable Thermostat | Programmable Thermostat | Programmable Thermostat | Programmable Thermostat | Programmable Thermostat | Programmable Thermostat | Programmable Thermostat | Programmable Thermostat | Programmable Thermostat | Programmable Thermostat | Programmable Thermostat | Programmable Thermostat | Programmable Thermostat | Programmable Thermostat | Programmable Thermostat | Programmable Thermostat | Programmable Thermostat | Programmable Thermostat | Programmable Thermostat | Programmable Thermostat | Programmable Thermostat | Programmable Thermostat | Programmable Thermostat | Programmable Thermostat | Programmable Thermostat | Programmable Thermostat | 33.1655 | 33.1655 | 33.1655 | 33.1655 | 33.1655 | 33.1655 | 33.1655 | 33.1655 | 33.1655 | 33.1655 | 33.1655 | 33.1655 | 33.1655 | 33.1655 | 33.1655 | 33.1655 | 33.1655 | 33.1655 | 33.1655 | 33.1655 | 33.1655 | 33.1655 | 33.1655 | 33.1655 | 33.1655 | 33.1655 | 33.1655 | 33.1655 | 0 | 0 | 0 | 0 | 0 | 0 | 0 | 0 | 0 | 0 | 0 | 0 | 0 | 0 | 0 | 0 | 0 | 0 | 0 | 0 | 0 | 0 | 0 | 0 | 0 | 0 | 0 | 0 | 0 | 0 | 0 | 0 | 0 | 0 | 0 | 0 | 0 | 0 | 0 | 0 | 0 | 0 | 0 | 0 | 0 | 0 | 0 | 0 | 0 | 0 | 0 | 0 | 0 | 0 | 0 | 0 | 0 | 0 | 0 | 0 | 0 | 0 | 0 | 0 | 0 | 0 | 0 | 0 | 0 | 0 | 0 | 0 | 0 | 0 | 0 | 0 | 0 | 0 | 0 | 0 | 0 | 0 | 0 | 0 | 0 | 0 | 0 | 0 | 0 | 0 | 0 | 0 | 0 | 0 | 0 | 0 | 0 | 0 | 0 | 0 | 0 | 0 | 0 | 0 | 0 | 0 | 0 | 0 | 0 | 0 | 0 | 0 | 0 | 0 | 0 | 0 | 0 | 0 | 0 | 0 | 0 | 0 | 0 | 0 | 0 | 0 | 0 | 0 | 0 | 0 | 0 | 0 | 0 | 0 | 0 | 0 | 0 | 0 | 0 | 0 | Programmable Thermostat | Programmable Thermostat | Programmable Thermostat | Programmable Thermostat | Programmable Thermostat | Programmable Thermostat | Programmable Thermostat | Programmable Thermostat | Programmable Thermostat | Programmable Thermostat | Programmable Thermostat | Programmable Thermostat | Programmable Thermostat | Programmable Thermostat | Programmable Thermostat | Programmable Thermostat | Programmable Thermostat | Programmable Thermostat | Programmable Thermostat | Programmable Thermostat | Programmable Thermostat | Programmable Thermostat | Programmable Thermostat | Programmable Thermostat | Programmable Thermostat | Programmable Thermostat | Programmable Thermostat | Programmable Thermostat | 33.1655 | 33.1655 | 33.1655 | 33.1655 | 33.1655 | 33.1655 | 33.1655 | 33.1655 | 33.1655 | 33.1655 | 33.1655 | 33.1655 | 33.1655 | 33.1655 | 33.1655 | 33.1655 | 33.1655 | 33.1655 | 33.1655 | 33.1655 | 33.1655 | 33.1655 | 33.1655 | 33.1655 | 33.1655 | 33.1655 | 33.1655 | 33.1655 | 0 | 0 | 0 | 0 | 0 | 0 | 0 | 0 | 0 | 0 | 0 | 0 | 0 | 0 | 0 | 0 | 0 | 0 | 0 | 0 | 0 | 0 | 0 | 0 | 0 | 0 | 0 | 0 | 0 | 0 | 0 | 0 | 0 | 0 | 0 | 0 | 0 | 0 | 0 | 0 | 0 | 0 | 0 | 0 | 0 | 0 | 0 | 0 | 0 | 0 | 0 | 0 | 0 | 0 | 0 | 0 | 0 | 0 | 0 | 0 | 0 | 0 | 0 | 0 | 0 | 0 | 0 | 0 | 0 | 0 | 0 | 0 | 0 | 0 | 0 | 0 | 0 | 0 | 0 | 0 | 0 | 0 | 0 | 0 | 0 | 0 | 0 | 0 | 0 | 0 | 0 | 0 | 0 | 0 | 0 | 0 | 0 | 0 | 0 | 0 | 0 | 0 | 0 | 0 | 0 | 0 | 0 | 0 | 0 | 0 | 0 | 0 | 0 | 0
Gas Boiler - Insulate Steam Lines/Condensate Tank_Lodging_New_Addition of 2" wrap insulation to hot water boiler pipe | Gas Boiler - Insulate Steam Lines/Condensate Tank_Lodging_New | Gas Boiler - Insulate Steam Lines/Condensate Tank_Commercial_New_bare pipe_Addition of 2" wrap insulation to hot water boiler pipe | Commercial | Lodging | New | Space Heating | Natural Gas | Gas Boiler - Insulate Steam Lines/Condensate Tank | NEQ | bare pipe | 15 | 15 | 15 | 0.68602 | 0 | 0 | 1 | 1 | Retro5Med | 8.35569166605469E-06 | TBD | A | WCM677 | 0.7 | 0.42 | boiler pipe | 0.0321 | 0 | 0 | 0 | 0 | IL TRM v12 - 4.4.14 - Pipe Insulation - CI-HVC-PINS-V08-230101 | IL TRM v12 - 4.4.14 - Pipe Insulation - CI-HVC-PINS-V08-230101 | IL TRM v12 - 4.4.14 - Pipe Insulation - CI-HVC-PINS-V08-230101 | 0 | 0 | 36.2322 | bare pipe | bare pipe | bare pipe | bare pipe | bare pipe | bare pipe | bare pipe | bare pipe | bare pipe | bare pipe | bare pipe | bare pipe | bare pipe | bare pipe | bare pipe | bare pipe | bare pipe | bare pipe | bare pipe | bare pipe | bare pipe | bare pipe | bare pipe | bare pipe | bare pipe | bare pipe | bare pipe | bare pipe | 0 | 0 | 0 | 0 | 0 | 0 | 0 | 0 | 0 | 0 | 0 | 0 | 0 | 0 | 0 | 0 | 0 | 0 | 0 | 0 | 0 | 0 | 0 | 0 | 0 | 0 | 0 | 0 | 0 | 0 | 0 | 0 | 0 | 0 | 0 | 0 | 0 | 0 | 0 | 0 | 0 | 0 | 0 | 0 | 0 | 0 | 0 | 0 | 0 | 0 | 0 | 0 | 0 | 0 | 0 | 0 | 0 | 0 | 0 | 0 | 0 | 0 | 0 | 0 | 0 | 0 | 0 | 0 | 0 | 0 | 0 | 0 | 0 | 0 | 0 | 0 | 0 | 0 | 0 | 0 | 0 | 0 | 0 | 0 | 0 | 0 | 0 | 0 | 0 | 0 | 0 | 0 | 0 | 0 | 0 | 0 | 0 | 0 | 0 | 0 | 0 | 0 | 0 | 0 | 0 | 0 | 0 | 0 | 0 | 0 | 0 | 0 | Addition of 2" wrap insulation to hot water boiler pipe | Addition of 2" wrap insulation to hot water boiler pipe | Addition of 2" wrap insulation to hot water boiler pipe | Addition of 2" wrap insulation to hot water boiler pipe | Addition of 2" wrap insulation to hot water boiler pipe | Addition of 2" wrap insulation to hot water boiler pipe | Addition of 2" wrap insulation to hot water boiler pipe | Addition of 2" wrap insulation to hot water boiler pipe | Addition of 2" wrap insulation to hot water boiler pipe | Addition of 2" wrap insulation to hot water boiler pipe | Addition of 2" wrap insulation to hot water boiler pipe | Addition of 2" wrap insulation to hot water boiler pipe | Addition of 2" wrap insulation to hot water boiler pipe | Addition of 2" wrap insulation to hot water boiler pipe | Addition of 2" wrap insulation to hot water boiler pipe | Addition of 2" wrap insulation to hot water boiler pipe | Addition of 2" wrap insulation to hot water boiler pipe | Addition of 2" wrap insulation to hot water boiler pipe | Addition of 2" wrap insulation to hot water boiler pipe | Addition of 2" wrap insulation to hot water boiler pipe | Addition of 2" wrap insulation to hot water boiler pipe | Addition of 2" wrap insulation to hot water boiler pipe | Addition of 2" wrap insulation to hot water boiler pipe | Addition of 2" wrap insulation to hot water boiler pipe | Addition of 2" wrap insulation to hot water boiler pipe | Addition of 2" wrap insulation to hot water boiler pipe | Addition of 2" wrap insulation to hot water boiler pipe | Addition of 2" wrap insulation to hot water boiler pipe | 36.2322 | 36.2322 | 36.2322 | 36.2322 | 36.2322 | 36.2322 | 36.2322 | 36.2322 | 36.2322 | 36.2322 | 36.2322 | 36.2322 | 36.2322 | 36.2322 | 36.2322 | 36.2322 | 36.2322 | 36.2322 | 36.2322 | 36.2322 | 36.2322 | 36.2322 | 36.2322 | 36.2322 | 36.2322 | 36.2322 | 36.2322 | 36.2322 | 0.686 | 0.686 | 0.686 | 0.686 | 0.686 | 0.686 | 0.686 | 0.686 | 0.686 | 0.686 | 0.686 | 0.686 | 0.686 | 0.686 | 0.686 | 0.686 | 0.686 | 0.686 | 0.686 | 0.686 | 0.686 | 0.686 | 0.686 | 0.686 | 0.686 | 0.686 | 0.686 | 0.686 | 0 | 0 | 0 | 0 | 0 | 0 | 0 | 0 | 0 | 0 | 0 | 0 | 0 | 0 | 0 | 0 | 0 | 0 | 0 | 0 | 0 | 0 | 0 | 0 | 0 | 0 | 0 | 0 | 0 | 0 | 0 | 0 | 0 | 0 | 0 | 0 | 0 | 0 | 0 | 0 | 0 | 0 | 0 | 0 | 0 | 0 | 0 | 0 | 0 | 0 | 0 | 0 | 0 | 0 | 0 | 0 | 0 | 0 | 0 | 0 | 0 | 0 | 0 | 0 | 0 | 0 | 0 | 0 | 0 | 0 | 0 | 0 | 0 | 0 | 0 | 0 | 0 | 0 | 0 | 0 | 0 | 0 | 0 | 0 | 0 | 0 | 0 | 0 | 0 | 0 | 0 | 0 | 0 | 0 | 0 | 0 | 0 | 0 | 0 | 0 | 0 | 0 | 0 | 0 | 0 | 0 | 0 | 0 | 0 | 0 | 0 | 0 | Addition of 2" wrap insulation to hot water boiler pipe | Addition of 2" wrap insulation to hot water boiler pipe | Addition of 2" wrap insulation to hot water boiler pipe | Addition of 2" wrap insulation to hot water boiler pipe | Addition of 2" wrap insulation to hot water boiler pipe | Addition of 2" wrap insulation to hot water boiler pipe | Addition of 2" wrap insulation to hot water boiler pipe | Addition of 2" wrap insulation to hot water boiler pipe | Addition of 2" wrap insulation to hot water boiler pipe | Addition of 2" wrap insulation to hot water boiler pipe | Addition of 2" wrap insulation to hot water boiler pipe | Addition of 2" wrap insulation to hot water boiler pipe | Addition of 2" wrap insulation to hot water boiler pipe | Addition of 2" wrap insulation to hot water boiler pipe | Addition of 2" wrap insulation to hot water boiler pipe | Addition of 2" wrap insulation to hot water boiler pipe | Addition of 2" wrap insulation to hot water boiler pipe | Addition of 2" wrap insulation to hot water boiler pipe | Addition of 2" wrap insulation to hot water boiler pipe | Addition of 2" wrap insulation to hot water boiler pipe | Addition of 2" wrap insulation to hot water boiler pipe | Addition of 2" wrap insulation to hot water boiler pipe | Addition of 2" wrap insulation to hot water boiler pipe | Addition of 2" wrap insulation to hot water boiler pipe | Addition of 2" wrap insulation to hot water boiler pipe | Addition of 2" wrap insulation to hot water boiler pipe | Addition of 2" wrap insulation to hot water boiler pipe | Addition of 2" wrap insulation to hot water boiler pipe | 36.2322 | 36.2322 | 36.2322 | 36.2322 | 36.2322 | 36.2322 | 36.2322 | 36.2322 | 36.2322 | 36.2322 | 36.2322 | 36.2322 | 36.2322 | 36.2322 | 36.2322 | 36.2322 | 36.2322 | 36.2322 | 36.2322 | 36.2322 | 36.2322 | 36.2322 | 36.2322 | 36.2322 | 36.2322 | 36.2322 | 36.2322 | 36.2322 | 0.686 | 0.686 | 0.686 | 0.686 | 0.686 | 0.686 | 0.686 | 0.686 | 0.686 | 0.686 | 0.686 | 0.686 | 0.686 | 0.686 | 0.686 | 0.686 | 0.686 | 0.686 | 0.686 | 0.686 | 0.686 | 0.686 | 0.686 | 0.686 | 0.686 | 0.686 | 0.686 | 0.686 | 0 | 0 | 0 | 0 | 0 | 0 | 0 | 0 | 0 | 0 | 0 | 0 | 0 | 0 | 0 | 0 | 0 | 0 | 0 | 0 | 0 | 0 | 0 | 0 | 0 | 0 | 0 | 0 | 0 | 0 | 0 | 0 | 0 | 0 | 0 | 0 | 0 | 0 | 0 | 0 | 0 | 0 | 0 | 0 | 0 | 0 | 0 | 0 | 0 | 0 | 0 | 0 | 0 | 0 | 0 | 0 | 0 | 0 | 0 | 0 | 0 | 0 | 0 | 0 | 0 | 0 | 0 | 0 | 0 | 0 | 0 | 0 | 0 | 0 | 0 | 0 | 0 | 0 | 0 | 0 | 0 | 0 | 0 | 0 | 0 | 0
Gas Boiler - Stack Economizer_Lodging_New_Boiler with an economizer installed on a exhaust stack | Gas Boiler - Stack Economizer_Lodging_New | Gas Boiler - Stack Economizer_Commercial_New_The baseline boiler does not have an economizer installed._Boiler with an economizer installed on a exhaust stack | Commercial | Lodging | New | Space Heating | Natural Gas | Gas Boiler - Stack Economizer | NEQ | The baseline boiler does not have an economizer installed. | 15 | 15 | 15 | 0.11289 | 0 | 0 | 0.15 | 0.55 | Retro1Slow | 0.012666666666666666 | TBD | A | WCM674 | 0.7 | 0.42 | kBtuh heat | 0.0321 | 0 | 0 | 0 | 0 | IL TRM v13 - 4.4.28 - Stack Economizer for Boilers Serving HVAC Loads - CI-HVC-BECO-V03-250101 | Efficiency Maine TRM - 2023.1 - Boiler Stack Heat Exchanger (Boiler Economizer) - AF2. ¦ GDS Associates, Inc. (2009). Natural Gas Energy Efficiency Potential in Massachusetts. Prepared for GasNetworks. | IL TRM v13 - 4.4.28 - Stack Economizer for Boilers Serving HVAC Loads - CI-HVC-BECO-V03-250101 | 0 | 0 | 1.9889 | The baseline boiler does not have an economizer installed. | The baseline boiler does not have an economizer installed. | The baseline boiler does not have an economizer installed. | The baseline boiler does not have an economizer installed. | The baseline boiler does not have an economizer installed. | The baseline boiler does not have an economizer installed. | The baseline boiler does not have an economizer installed. | The baseline boiler does not have an economizer installed. | The baseline boiler does not have an economizer installed. | The baseline boiler does not have an economizer installed. | The baseline boiler does not have an economizer installed. | The baseline boiler does not have an economizer installed. | The baseline boiler does not have an economizer installed. | The baseline boiler does not have an economizer installed. | The baseline boiler does not have an economizer installed. | The baseline boiler does not have an economizer installed. | The baseline boiler does not have an economizer installed. | The baseline boiler does not have an economizer installed. | The baseline boiler does not have an economizer installed. | The baseline boiler does not have an economizer installed. | The baseline boiler does not have an economizer installed. | The baseline boiler does not have an economizer installed. | The baseline boiler does not have an economizer installed. | The baseline boiler does not have an economizer installed. | The baseline boiler does not have an economizer installed. | The baseline boiler does not have an economizer installed. | The baseline boiler does not have an economizer installed. | The baseline boiler does not have an economizer installed. | 0 | 0 | 0 | 0 | 0 | 0 | 0 | 0 | 0 | 0 | 0 | 0 | 0 | 0 | 0 | 0 | 0 | 0 | 0 | 0 | 0 | 0 | 0 | 0 | 0 | 0 | 0 | 0 | 0 | 0 | 0 | 0 | 0 | 0 | 0 | 0 | 0 | 0 | 0 | 0 | 0 | 0 | 0 | 0 | 0 | 0 | 0 | 0 | 0 | 0 | 0 | 0 | 0 | 0 | 0 | 0 | 0 | 0 | 0 | 0 | 0 | 0 | 0 | 0 | 0 | 0 | 0 | 0 | 0 | 0 | 0 | 0 | 0 | 0 | 0 | 0 | 0 | 0 | 0 | 0 | 0 | 0 | 0 | 0 | 0 | 0 | 0 | 0 | 0 | 0 | 0 | 0 | 0 | 0 | 0 | 0 | 0 | 0 | 0 | 0 | 0 | 0 | 0 | 0 | 0 | 0 | 0 | 0 | 0 | 0 | 0 | 0 | Boiler with an economizer installed on a exhaust stack | Boiler with an economizer installed on a exhaust stack | Boiler with an economizer installed on a exhaust stack | Boiler with an economizer installed on a exhaust stack | Boiler with an economizer installed on a exhaust stack | Boiler with an economizer installed on a exhaust stack | Boiler with an economizer installed on a exhaust stack | Boiler with an economizer installed on a exhaust stack | Boiler with an economizer installed on a exhaust stack | Boiler with an economizer installed on a exhaust stack | Boiler with an economizer installed on a exhaust stack | Boiler with an economizer installed on a exhaust stack | Boiler with an economizer installed on a exhaust stack | Boiler with an economizer installed on a exhaust stack | Boiler with an economizer installed on a exhaust stack | Boiler with an economizer installed on a exhaust stack | Boiler with an economizer installed on a exhaust stack | Boiler with an economizer installed on a exhaust stack | Boiler with an economizer installed on a exhaust stack | Boiler with an economizer installed on a exhaust stack | Boiler with an economizer installed on a exhaust stack | Boiler with an economizer installed on a exhaust stack | Boiler with an economizer installed on a exhaust stack | Boiler with an economizer installed on a exhaust stack | Boiler with an economizer installed on a exhaust stack | Boiler with an economizer installed on a exhaust stack | Boiler with an economizer installed on a exhaust stack | Boiler with an economizer installed on a exhaust stack | 1.9889 | 1.9889 | 1.9889 | 1.9889 | 1.9889 | 1.9889 | 1.9889 | 1.9889 | 1.9889 | 1.9889 | 1.9889 | 1.9889 | 1.9889 | 1.9889 | 1.9889 | 1.9889 | 1.9889 | 1.9889 | 1.9889 | 1.9889 | 1.9889 | 1.9889 | 1.9889 | 1.9889 | 1.9889 | 1.9889 | 1.9889 | 1.9889 | 0.1129 | 0.1129 | 0.1129 | 0.1129 | 0.1129 | 0.1129 | 0.1129 | 0.1129 | 0.1129 | 0.1129 | 0.1129 | 0.1129 | 0.1129 | 0.1129 | 0.1129 | 0.1129 | 0.1129 | 0.1129 | 0.1129 | 0.1129 | 0.1129 | 0.1129 | 0.1129 | 0.1129 | 0.1129 | 0.1129 | 0.1129 | 0.1129 | 0 | 0 | 0 | 0 | 0 | 0 | 0 | 0 | 0 | 0 | 0 | 0 | 0 | 0 | 0 | 0 | 0 | 0 | 0 | 0 | 0 | 0 | 0 | 0 | 0 | 0 | 0 | 0 | 0 | 0 | 0 | 0 | 0 | 0 | 0 | 0 | 0 | 0 | 0 | 0 | 0 | 0 | 0 | 0 | 0 | 0 | 0 | 0 | 0 | 0 | 0 | 0 | 0 | 0 | 0 | 0 | 0 | 0 | 0 | 0 | 0 | 0 | 0 | 0 | 0 | 0 | 0 | 0 | 0 | 0 | 0 | 0 | 0 | 0 | 0 | 0 | 0 | 0 | 0 | 0 | 0 | 0 | 0 | 0 | 0 | 0 | 0 | 0 | 0 | 0 | 0 | 0 | 0 | 0 | 0 | 0 | 0 | 0 | 0 | 0 | 0 | 0 | 0 | 0 | 0 | 0 | 0 | 0 | 0 | 0 | 0 | 0 | Boiler with an economizer installed on a exhaust stack | Boiler with an economizer installed on a exhaust stack | Boiler with an economizer installed on a exhaust stack | Boiler with an economizer installed on a exhaust stack | Boiler with an economizer installed on a exhaust stack | Boiler with an economizer installed on a exhaust stack | Boiler with an economizer installed on a exhaust stack | Boiler with an economizer installed on a exhaust stack | Boiler with an economizer installed on a exhaust stack | Boiler with an economizer installed on a exhaust stack | Boiler with an economizer installed on a exhaust stack | Boiler with an economizer installed on a exhaust stack | Boiler with an economizer installed on a exhaust stack | Boiler with an economizer installed on a exhaust stack | Boiler with an economizer installed on a exhaust stack | Boiler with an economizer installed on a exhaust stack | Boiler with an economizer installed on a exhaust stack | Boiler with an economizer installed on a exhaust stack | Boiler with an economizer installed on a exhaust stack | Boiler with an economizer installed on a exhaust stack | Boiler with an economizer installed on a exhaust stack | Boiler with an economizer installed on a exhaust stack | Boiler with an economizer installed on a exhaust stack | Boiler with an economizer installed on a exhaust stack | Boiler with an economizer installed on a exhaust stack | Boiler with an economizer installed on a exhaust stack | Boiler with an economizer installed on a exhaust stack | Boiler with an economizer installed on a exhaust stack | 1.9889 | 1.9889 | 1.9889 | 1.9889 | 1.9889 | 1.9889 | 1.9889 | 1.9889 | 1.9889 | 1.9889 | 1.9889 | 1.9889 | 1.9889 | 1.9889 | 1.9889 | 1.9889 | 1.9889 | 1.9889 | 1.9889 | 1.9889 | 1.9889 | 1.9889 | 1.9889 | 1.9889 | 1.9889 | 1.9889 | 1.9889 | 1.9889 | 0.1129 | 0.1129 | 0.1129 | 0.1129 | 0.1129 | 0.1129 | 0.1129 | 0.1129 | 0.1129 | 0.1129 | 0.1129 | 0.1129 | 0.1129 | 0.1129 | 0.1129 | 0.1129 | 0.1129 | 0.1129 | 0.1129 | 0.1129 | 0.1129 | 0.1129 | 0.1129 | 0.1129 | 0.1129 | 0.1129 | 0.1129 | 0.1129 | 0 | 0 | 0 | 0 | 0 | 0 | 0 | 0 | 0 | 0 | 0 | 0 | 0 | 0 | 0 | 0 | 0 | 0 | 0 | 0 | 0 | 0 | 0 | 0 | 0 | 0 | 0 | 0 | 0 | 0 | 0 | 0 | 0 | 0 | 0 | 0 | 0 | 0 | 0 | 0 | 0 | 0 | 0 | 0 | 0 | 0 | 0 | 0 | 0 | 0 | 0 | 0 | 0 | 0 | 0 | 0 | 0 | 0 | 0 | 0 | 0 | 0 | 0 | 0 | 0 | 0 | 0 | 0 | 0 | 0 | 0 | 0 | 0 | 0 | 0 | 0 | 0 | 0 | 0 | 0 | 0 | 0 | 0 | 0 | 0 | 0
HVAC - Shut Off Damper_Lodging_New_boiler or furnace with electrically or thermally activated shut off damper installed on either the exhaust flue or combustion air intake | HVAC - Shut Off Damper_Lodging_New | HVAC - Shut Off Damper_Commercial_New_boiler or furnace that incorporates no shut off damper on the combustion air intake or flue exhaust_boiler or furnace with electrically or thermally activated shut off damper installed on either the exhaust flue or combustion air intake | Commercial | Lodging | New | Space Heating | Natural Gas | HVAC - Shut Off Damper | NEQ | boiler or furnace that incorporates no shut off damper on the combustion air intake or flue exhaust | 15 | 15 | 15 | 0 | 0 | 0 | 0 | 0.25 | Retro12Med | 3.879925052500492E-06 | TBD | A | WCM673 | 0.7 | 0.42 | BoilerCtrl | 0.0321 | 0 | 0 | 0 | 0 | IL TRM v12 - 4.4.23 - Shut Off Damper for Space Heating Boilers or Furnaces - CI-HVC-SODP-V03-240101 | IL TRM v12 - 4.4.23 - Shut Off Damper for Space Heating Boilers or Furnaces - CI-HVC-SODP-V03-240101 | IL TRM v12 - 4.4.23 - Shut Off Damper for Space Heating Boilers or Furnaces - CI-HVC-SODP-V03-240101 | 0 | 0 | 2242.39 | boiler or furnace that incorporates no shut off damper on the combustion air intake or flue exhaust | boiler or furnace that incorporates no shut off damper on the combustion air intake or flue exhaust | boiler or furnace that incorporates no shut off damper on the combustion air intake or flue exhaust | boiler or furnace that incorporates no shut off damper on the combustion air intake or flue exhaust | boiler or furnace that incorporates no shut off damper on the combustion air intake or flue exhaust | boiler or furnace that incorporates no shut off damper on the combustion air intake or flue exhaust | boiler or furnace that incorporates no shut off damper on the combustion air intake or flue exhaust | boiler or furnace that incorporates no shut off damper on the combustion air intake or flue exhaust | boiler or furnace that incorporates no shut off damper on the combustion air intake or flue exhaust | boiler or furnace that incorporates no shut off damper on the combustion air intake or flue exhaust | boiler or furnace that incorporates no shut off damper on the combustion air intake or flue exhaust | boiler or furnace that incorporates no shut off damper on the combustion air intake or flue exhaust | boiler or furnace that incorporates no shut off damper on the combustion air intake or flue exhaust | boiler or furnace that incorporates no shut off damper on the combustion air intake or flue exhaust | boiler or furnace that incorporates no shut off damper on the combustion air intake or flue exhaust | boiler or furnace that incorporates no shut off damper on the combustion air intake or flue exhaust | boiler or furnace that incorporates no shut off damper on the combustion air intake or flue exhaust | boiler or furnace that incorporates no shut off damper on the combustion air intake or flue exhaust | boiler or furnace that incorporates no shut off damper on the combustion air intake or flue exhaust | boiler or furnace that incorporates no shut off damper on the combustion air intake or flue exhaust | boiler or furnace that incorporates no shut off damper on the combustion air intake or flue exhaust | boiler or furnace that incorporates no shut off damper on the combustion air intake or flue exhaust | boiler or furnace that incorporates no shut off damper on the combustion air intake or flue exhaust | boiler or furnace that incorporates no shut off damper on the combustion air intake or flue exhaust | boiler or furnace that incorporates no shut off damper on the combustion air intake or flue exhaust | boiler or furnace that incorporates no shut off damper on the combustion air intake or flue exhaust | boiler or furnace that incorporates no shut off damper on the combustion air intake or flue exhaust | boiler or furnace that incorporates no shut off damper on the combustion air intake or flue exhaust | 0 | 0 | 0 | 0 | 0 | 0 | 0 | 0 | 0 | 0 | 0 | 0 | 0 | 0 | 0 | 0 | 0 | 0 | 0 | 0 | 0 | 0 | 0 | 0 | 0 | 0 | 0 | 0 | 0 | 0 | 0 | 0 | 0 | 0 | 0 | 0 | 0 | 0 | 0 | 0 | 0 | 0 | 0 | 0 | 0 | 0 | 0 | 0 | 0 | 0 | 0 | 0 | 0 | 0 | 0 | 0 | 0 | 0 | 0 | 0 | 0 | 0 | 0 | 0 | 0 | 0 | 0 | 0 | 0 | 0 | 0 | 0 | 0 | 0 | 0 | 0 | 0 | 0 | 0 | 0 | 0 | 0 | 0 | 0 | 0 | 0 | 0 | 0 | 0 | 0 | 0 | 0 | 0 | 0 | 0 | 0 | 0 | 0 | 0 | 0 | 0 | 0 | 0 | 0 | 0 | 0 | 0 | 0 | 0 | 0 | 0 | 0 | boiler or furnace with electrically or thermally activated shut off damper installed on either the exhaust flue or combustion air intake | boiler or furnace with electrically or thermally activated shut off damper installed on either the exhaust flue or combustion air intake | boiler or furnace with electrically or thermally activated shut off damper installed on either the exhaust flue or combustion air intake | boiler or furnace with electrically or thermally activated shut off damper installed on either the exhaust flue or combustion air intake | boiler or furnace with electrically or thermally activated shut off damper installed on either the exhaust flue or combustion air intake | boiler or furnace with electrically or thermally activated shut off damper installed on either the exhaust flue or combustion air intake | boiler or furnace with electrically or thermally activated shut off damper installed on either the exhaust flue or combustion air intake | boiler or furnace with electrically or thermally activated shut off damper installed on either the exhaust flue or combustion air intake | boiler or furnace with electrically or thermally activated shut off damper installed on either the exhaust flue or combustion air intake | boiler or furnace with electrically or thermally activated shut off damper installed on either the exhaust flue or combustion air intake | boiler or furnace with electrically or thermally activated shut off damper installed on either the exhaust flue or combustion air intake | boiler or furnace with electrically or thermally activated shut off damper installed on either the exhaust flue or combustion air intake | boiler or furnace with electrically or thermally activated shut off damper installed on either the exhaust flue or combustion air intake | boiler or furnace with electrically or thermally activated shut off damper installed on either the exhaust flue or combustion air intake | boiler or furnace with electrically or thermally activated shut off damper installed on either the exhaust flue or combustion air intake | boiler or furnace with electrically or thermally activated shut off damper installed on either the exhaust flue or combustion air intake | boiler or furnace with electrically or thermally activated shut off damper installed on either the exhaust flue or combustion air intake | boiler or furnace with electrically or thermally activated shut off damper installed on either the exhaust flue or combustion air intake | boiler or furnace with electrically or thermally activated shut off damper installed on either the exhaust flue or combustion air intake | boiler or furnace with electrically or thermally activated shut off damper installed on either the exhaust flue or combustion air intake | boiler or furnace with electrically or thermally activated shut off damper installed on either the exhaust flue or combustion air intake | boiler or furnace with electrically or thermally activated shut off damper installed on either the exhaust flue or combustion air intake | boiler or furnace with electrically or thermally activated shut off damper installed on either the exhaust flue or combustion air intake | boiler or furnace with electrically or thermally activated shut off damper installed on either the exhaust flue or combustion air intake | boiler or furnace with electrically or thermally activated shut off damper installed on either the exhaust flue or combustion air intake | boiler or furnace with electrically or thermally activated shut off damper installed on either the exhaust flue or combustion air intake | boiler or furnace with electrically or thermally activated shut off damper installed on either the exhaust flue or combustion air intake | boiler or furnace with electrically or thermally activated shut off damper installed on either the exhaust flue or combustion air intake | 2242.39 | 2242.39 | 2242.39 | 2242.39 | 2242.39 | 2242.39 | 2242.39 | 2242.39 | 2242.39 | 2242.39 | 2242.39 | 2242.39 | 2242.39 | 2242.39 | 2242.39 | 2242.39 | 2242.39 | 2242.39 | 2242.39 | 2242.39 | 2242.39 | 2242.39 | 2242.39 | 2242.39 | 2242.39 | 2242.39 | 2242.39 | 2242.39 | 0 | 0 | 0 | 0 | 0 | 0 | 0 | 0 | 0 | 0 | 0 | 0 | 0 | 0 | 0 | 0 | 0 | 0 | 0 | 0 | 0 | 0 | 0 | 0 | 0 | 0 | 0 | 0 | 0 | 0 | 0 | 0 | 0 | 0 | 0 | 0 | 0 | 0 | 0 | 0 | 0 | 0 | 0 | 0 | 0 | 0 | 0 | 0 | 0 | 0 | 0 | 0 | 0 | 0 | 0 | 0 | 0 | 0 | 0 | 0 | 0 | 0 | 0 | 0 | 0 | 0 | 0 | 0 | 0 | 0 | 0 | 0 | 0 | 0 | 0 | 0 | 0 | 0 | 0 | 0 | 0 | 0 | 0 | 0 | 0 | 0 | 0 | 0 | 0 | 0 | 0 | 0 | 0 | 0 | 0 | 0 | 0 | 0 | 0 | 0 | 0 | 0 | 0 | 0 | 0 | 0 | 0 | 0 | 0 | 0 | 0 | 0 | 0 | 0 | 0 | 0 | 0 | 0 | 0 | 0 | 0 | 0 | 0 | 0 | 0 | 0 | 0 | 0 | 0 | 0 | 0 | 0 | 0 | 0 | 0 | 0 | 0 | 0 | 0 | 0 | boiler or furnace with electrically or thermally activated shut off damper installed on either the exhaust flue or combustion air intake | boiler or furnace with electrically or thermally activated shut off damper installed on either the exhaust flue or combustion air intake | boiler or furnace with electrically or thermally activated shut off damper installed on either the exhaust flue or combustion air intake | boiler or furnace with electrically or thermally activated shut off damper installed on either the exhaust flue or combustion air intake | boiler or furnace with electrically or thermally activated shut off damper installed on either the exhaust flue or combustion air intake | boiler or furnace with electrically or thermally activated shut off damper installed on either the exhaust flue or combustion air intake | boiler or furnace with electrically or thermally activated shut off damper installed on either the exhaust flue or combustion air intake | boiler or furnace with electrically or thermally activated shut off damper installed on either the exhaust flue or combustion air intake | boiler or furnace with electrically or thermally activated shut off damper installed on either the exhaust flue or combustion air intake | boiler or furnace with electrically or thermally activated shut off damper installed on either the exhaust flue or combustion air intake | boiler or furnace with electrically or thermally activated shut off damper installed on either the exhaust flue or combustion air intake | boiler or furnace with electrically or thermally activated shut off damper installed on either the exhaust flue or combustion air intake | boiler or furnace with electrically or thermally activated shut off damper installed on either the exhaust flue or combustion air intake | boiler or furnace with electrically or thermally activated shut off damper installed on either the exhaust flue or combustion air intake | boiler or furnace with electrically or thermally activated shut off damper installed on either the exhaust flue or combustion air intake | boiler or furnace with electrically or thermally activated shut off damper installed on either the exhaust flue or combustion air intake | boiler or furnace with electrically or thermally activated shut off damper installed on either the exhaust flue or combustion air intake | boiler or furnace with electrically or thermally activated shut off damper installed on either the exhaust flue or combustion air intake | boiler or furnace with electrically or thermally activated shut off damper installed on either the exhaust flue or combustion air intake | boiler or furnace with electrically or thermally activated shut off damper installed on either the exhaust flue or combustion air intake | boiler or furnace with electrically or thermally activated shut off damper installed on either the exhaust flue or combustion air intake | boiler or furnace with electrically or thermally activated shut off damper installed on either the exhaust flue or combustion air intake | boiler or furnace with electrically or thermally activated shut off damper installed on either the exhaust flue or combustion air intake | boiler or furnace with electrically or thermally activated shut off damper installed on either the exhaust flue or combustion air intake | boiler or furnace with electrically or thermally activated shut off damper installed on either the exhaust flue or combustion air intake | boiler or furnace with electrically or thermally activated shut off damper installed on either the exhaust flue or combustion air intake | boiler or furnace with electrically or thermally activated shut off damper installed on either the exhaust flue or combustion air intake | boiler or furnace with electrically or thermally activated shut off damper installed on either the exhaust flue or combustion air intake | 2242.39 | 2242.39 | 2242.39 | 2242.39 | 2242.39 | 2242.39 | 2242.39 | 2242.39 | 2242.39 | 2242.39 | 2242.39 | 2242.39 | 2242.39 | 2242.39 | 2242.39 | 2242.39 | 2242.39 | 2242.39 | 2242.39 | 2242.39 | 2242.39 | 2242.39 | 2242.39 | 2242.39 | 2242.39 | 2242.39 | 2242.39 | 2242.39 | 0 | 0 | 0 | 0 | 0 | 0 | 0 | 0 | 0 | 0 | 0 | 0 | 0 | 0 | 0 | 0 | 0 | 0 | 0 | 0 | 0 | 0 | 0 | 0 | 0 | 0 | 0 | 0 | 0 | 0 | 0 | 0 | 0 | 0 | 0 | 0 | 0 | 0 | 0 | 0 | 0 | 0 | 0 | 0 | 0 | 0 | 0 | 0 | 0 | 0 | 0 | 0 | 0 | 0 | 0 | 0 | 0 | 0 | 0 | 0 | 0 | 0 | 0 | 0 | 0 | 0 | 0 | 0 | 0 | 0 | 0 | 0 | 0 | 0 | 0 | 0 | 0 | 0 | 0 | 0 | 0 | 0 | 0 | 0 | 0 | 0 | 0 | 0 | 0 | 0 | 0 | 0 | 0 | 0 | 0 | 0 | 0 | 0 | 0 | 0 | 0 | 0 | 0 | 0 | 0 | 0 | 0 | 0 | 0 | 0 | 0 | 0 | 0 | 0
Gas Boiler - Burner Control Optimization_Lodging_New_Linkageless/parallel positioning controls with oxygen trim for burner combustion control. | Gas Boiler - Burner Control Optimization_Lodging_New | Gas Boiler - Burner Control Optimization_Commercial_New_Single point positioning for burner combustion control_Linkageless/parallel positioning controls with oxygen trim for burner combustion control. | Commercial | Lodging | New | Space Heating | Natural Gas | Gas Boiler - Burner Control Optimization | NEQ | Single point positioning for burner combustion control | 20 | 20 | 20 | 763.9145 | 0 | 0 | 0.05 | 0.85 | Retro5Med | 8.35569166605469E-06 | TBD | A | WCM671 | 0.7 | 0.42 | perbldg | 0.0321 | 0 | 0 | 0 | 0 | IL TRM v12 - 4.4.21 Linkageless Boiler Controls for Space Heating - CI-HVC-LBC-V06-220101 ¦ IL TRM v12 - 4.4.22 Oxygen Trim Controls for Space Heating Boilers - CI-HVC-O2TC-V02-220101 | IL TRM v12 - 4.4.22 Oxygen Trim Controls for Space Heating Boilers - CI-HVC-O2TC-V02-220101 | IL TRM v12 - 4.4.21 Linkageless Boiler Controls for Space Heating - CI-HVC-LBC-V06-220101 ¦ IL TRM v12 - 4.4.22 Oxygen Trim Controls for Space Heating Boilers - CI-HVC-O2TC-V02-220101 | 0 | 0 | 29888.108 | Single point positioning for burner combustion control | Single point positioning for burner combustion control | Single point positioning for burner combustion control | Single point positioning for burner combustion control | Single point positioning for burner combustion control | Single point positioning for burner combustion control | Single point positioning for burner combustion control | Single point positioning for burner combustion control | Single point positioning for burner combustion control | Single point positioning for burner combustion control | Single point positioning for burner combustion control | Single point positioning for burner combustion control | Single point positioning for burner combustion control | Single point positioning for burner combustion control | Single point positioning for burner combustion control | Single point positioning for burner combustion control | Single point positioning for burner combustion control | Single point positioning for burner combustion control | Single point positioning for burner combustion control | Single point positioning for burner combustion control | Single point positioning for burner combustion control | Single point positioning for burner combustion control | Single point positioning for burner combustion control | Single point positioning for burner combustion control | Single point positioning for burner combustion control | Single point positioning for burner combustion control | Single point positioning for burner combustion control | Single point positioning for burner combustion control | 0 | 0 | 0 | 0 | 0 | 0 | 0 | 0 | 0 | 0 | 0 | 0 | 0 | 0 | 0 | 0 | 0 | 0 | 0 | 0 | 0 | 0 | 0 | 0 | 0 | 0 | 0 | 0 | 0 | 0 | 0 | 0 | 0 | 0 | 0 | 0 | 0 | 0 | 0 | 0 | 0 | 0 | 0 | 0 | 0 | 0 | 0 | 0 | 0 | 0 | 0 | 0 | 0 | 0 | 0 | 0 | 0 | 0 | 0 | 0 | 0 | 0 | 0 | 0 | 0 | 0 | 0 | 0 | 0 | 0 | 0 | 0 | 0 | 0 | 0 | 0 | 0 | 0 | 0 | 0 | 0 | 0 | 0 | 0 | 0 | 0 | 0 | 0 | 0 | 0 | 0 | 0 | 0 | 0 | 0 | 0 | 0 | 0 | 0 | 0 | 0 | 0 | 0 | 0 | 0 | 0 | 0 | 0 | 0 | 0 | 0 | 0 | Linkageless/parallel positioning controls with oxygen trim for burner combustion control. | Linkageless/parallel positioning controls with oxygen trim for burner combustion control. | Linkageless/parallel positioning controls with oxygen trim for burner combustion control. | Linkageless/parallel positioning controls with oxygen trim for burner combustion control. | Linkageless/parallel positioning controls with oxygen trim for burner combustion control. | Linkageless/parallel positioning controls with oxygen trim for burner combustion control. | Linkageless/parallel positioning controls with oxygen trim for burner combustion control. | Linkageless/parallel positioning controls with oxygen trim for burner combustion control. | Linkageless/parallel positioning controls with oxygen trim for burner combustion control. | Linkageless/parallel positioning controls with oxygen trim for burner combustion control. | Linkageless/parallel positioning controls with oxygen trim for burner combustion control. | Linkageless/parallel positioning controls with oxygen trim for burner combustion control. | Linkageless/parallel positioning controls with oxygen trim for burner combustion control. | Linkageless/parallel positioning controls with oxygen trim for burner combustion control. | Linkageless/parallel positioning controls with oxygen trim for burner combustion control. | Linkageless/parallel positioning controls with oxygen trim for burner combustion control. | Linkageless/parallel positioning controls with oxygen trim for burner combustion control. | Linkageless/parallel positioning controls with oxygen trim for burner combustion control. | Linkageless/parallel positioning controls with oxygen trim for burner combustion control. | Linkageless/parallel positioning controls with oxygen trim for burner combustion control. | Linkageless/parallel positioning controls with oxygen trim for burner combustion control. | Linkageless/parallel positioning controls with oxygen trim for burner combustion control. | Linkageless/parallel positioning controls with oxygen trim for burner combustion control. | Linkageless/parallel positioning controls with oxygen trim for burner combustion control. | Linkageless/parallel positioning controls with oxygen trim for burner combustion control. | Linkageless/parallel positioning controls with oxygen trim for burner combustion control. | Linkageless/parallel positioning controls with oxygen trim for burner combustion control. | Linkageless/parallel positioning controls with oxygen trim for burner combustion control. | 29888.108 | 29888.108 | 29888.108 | 29888.108 | 29888.108 | 29888.108 | 29888.108 | 29888.108 | 29888.108 | 29888.108 | 29888.108 | 29888.108 | 29888.108 | 29888.108 | 29888.108 | 29888.108 | 29888.108 | 29888.108 | 29888.108 | 29888.108 | 29888.108 | 29888.108 | 29888.108 | 29888.108 | 29888.108 | 29888.108 | 29888.108 | 29888.108 | 763.9145 | 763.9145 | 763.9145 | 763.9145 | 763.9145 | 763.9145 | 763.9145 | 763.9145 | 763.9145 | 763.9145 | 763.9145 | 763.9145 | 763.9145 | 763.9145 | 763.9145 | 763.9145 | 763.9145 | 763.9145 | 763.9145 | 763.9145 | 763.9145 | 763.9145 | 763.9145 | 763.9145 | 763.9145 | 763.9145 | 763.9145 | 763.9145 | 0 | 0 | 0 | 0 | 0 | 0 | 0 | 0 | 0 | 0 | 0 | 0 | 0 | 0 | 0 | 0 | 0 | 0 | 0 | 0 | 0 | 0 | 0 | 0 | 0 | 0 | 0 | 0 | 0 | 0 | 0 | 0 | 0 | 0 | 0 | 0 | 0 | 0 | 0 | 0 | 0 | 0 | 0 | 0 | 0 | 0 | 0 | 0 | 0 | 0 | 0 | 0 | 0 | 0 | 0 | 0 | 0 | 0 | 0 | 0 | 0 | 0 | 0 | 0 | 0 | 0 | 0 | 0 | 0 | 0 | 0 | 0 | 0 | 0 | 0 | 0 | 0 | 0 | 0 | 0 | 0 | 0 | 0 | 0 | 0 | 0 | 0 | 0 | 0 | 0 | 0 | 0 | 0 | 0 | 0 | 0 | 0 | 0 | 0 | 0 | 0 | 0 | 0 | 0 | 0 | 0 | 0 | 0 | 0 | 0 | 0 | 0 | Linkageless/parallel positioning controls with oxygen trim for burner combustion control. | Linkageless/parallel positioning controls with oxygen trim for burner combustion control. | Linkageless/parallel positioning controls with oxygen trim for burner combustion control. | Linkageless/parallel positioning controls with oxygen trim for burner combustion control. | Linkageless/parallel positioning controls with oxygen trim for burner combustion control. | Linkageless/parallel positioning controls with oxygen trim for burner combustion control. | Linkageless/parallel positioning controls with oxygen trim for burner combustion control. | Linkageless/parallel positioning controls with oxygen trim for burner combustion control. | Linkageless/parallel positioning controls with oxygen trim for burner combustion control. | Linkageless/parallel positioning controls with oxygen trim for burner combustion control. | Linkageless/parallel positioning controls with oxygen trim for burner combustion control. | Linkageless/parallel positioning controls with oxygen trim for burner combustion control. | Linkageless/parallel positioning controls with oxygen trim for burner combustion control. | Linkageless/parallel positioning controls with oxygen trim for burner combustion control. | Linkageless/parallel positioning controls with oxygen trim for burner combustion control. | Linkageless/parallel positioning controls with oxygen trim for burner combustion control. | Linkageless/parallel positioning controls with oxygen trim for burner combustion control. | Linkageless/parallel positioning controls with oxygen trim for burner combustion control. | Linkageless/parallel positioning controls with oxygen trim for burner combustion control. | Linkageless/parallel positioning controls with oxygen trim for burner combustion control. | Linkageless/parallel positioning controls with oxygen trim for burner combustion control. | Linkageless/parallel positioning controls with oxygen trim for burner combustion control. | Linkageless/parallel positioning controls with oxygen trim for burner combustion control. | Linkageless/parallel positioning controls with oxygen trim for burner combustion control. | Linkageless/parallel positioning controls with oxygen trim for burner combustion control. | Linkageless/parallel positioning controls with oxygen trim for burner combustion control. | Linkageless/parallel positioning controls with oxygen trim for burner combustion control. | Linkageless/parallel positioning controls with oxygen trim for burner combustion control. | 29888.108 | 29888.108 | 29888.108 | 29888.108 | 29888.108 | 29888.108 | 29888.108 | 29888.108 | 29888.108 | 29888.108 | 29888.108 | 29888.108 | 29888.108 | 29888.108 | 29888.108 | 29888.108 | 29888.108 | 29888.108 | 29888.108 | 29888.108 | 29888.108 | 29888.108 | 29888.108 | 29888.108 | 29888.108 | 29888.108 | 29888.108 | 29888.108 | 763.9145 | 763.9145 | 763.9145 | 763.9145 | 763.9145 | 763.9145 | 763.9145 | 763.9145 | 763.9145 | 763.9145 | 763.9145 | 763.9145 | 763.9145 | 763.9145 | 763.9145 | 763.9145 | 763.9145 | 763.9145 | 763.9145 | 763.9145 | 763.9145 | 763.9145 | 763.9145 | 763.9145 | 763.9145 | 763.9145 | 763.9145 | 763.9145 | 0 | 0 | 0 | 0 | 0 | 0 | 0 | 0 | 0 | 0 | 0 | 0 | 0 | 0 | 0 | 0 | 0 | 0 | 0 | 0 | 0 | 0 | 0 | 0 | 0 | 0 | 0 | 0 | 0 | 0 | 0 | 0 | 0 | 0 | 0 | 0 | 0 | 0 | 0 | 0 | 0 | 0 | 0 | 0 | 0 | 0 | 0 | 0 | 0 | 0 | 0 | 0 | 0 | 0 | 0 | 0 | 0 | 0 | 0 | 0 | 0 | 0 | 0 | 0 | 0 | 0 | 0 | 0 | 0 | 0 | 0 | 0 | 0 | 0 | 0 | 0 | 0 | 0 | 0 | 0 | 0 | 0 | 0 | 0 | 0 | 0
Gas Boiler - Insulate Hot Water Lines_Lodging_New_Not Applicable Segment or Vintage | Gas Boiler - Insulate Hot Water Lines_Lodging_New | Gas Boiler - Insulate Hot Water Lines_Commercial_New_Not Applicable Segment or Vintage_Not Applicable Segment or Vintage | Commercial | Lodging | New | Space Heating | Natural Gas | Gas Boiler - Insulate Hot Water Lines | NEQ | Not Applicable Segment or Vintage | 11 | 11 | 11 | 0 | 0 | 0 | 0 | 0 | Retro5Med | 8.35569166605469E-06 | TBD | A | WCM678 | 0.7 | 0.42 | sqft | 0.0321 | 0 | 0 | 0 | 0 | Not Applicable Segment or Vintage | Not Applicable Segment or Vintage | Not Applicable Segment or Vintage | 0 | 0 | 0 | Not Applicable Segment or Vintage | Not Applicable Segment or Vintage | Not Applicable Segment or Vintage | Not Applicable Segment or Vintage | Not Applicable Segment or Vintage | Not Applicable Segment or Vintage | Not Applicable Segment or Vintage | Not Applicable Segment or Vintage | Not Applicable Segment or Vintage | Not Applicable Segment or Vintage | Not Applicable Segment or Vintage | Not Applicable Segment or Vintage | Not Applicable Segment or Vintage | Not Applicable Segment or Vintage | Not Applicable Segment or Vintage | Not Applicable Segment or Vintage | Not Applicable Segment or Vintage | Not Applicable Segment or Vintage | Not Applicable Segment or Vintage | Not Applicable Segment or Vintage | Not Applicable Segment or Vintage | Not Applicable Segment or Vintage | Not Applicable Segment or Vintage | Not Applicable Segment or Vintage | Not Applicable Segment or Vintage | Not Applicable Segment or Vintage | Not Applicable Segment or Vintage | Not Applicable Segment or Vintage | 0 | 0 | 0 | 0 | 0 | 0 | 0 | 0 | 0 | 0 | 0 | 0 | 0 | 0 | 0 | 0 | 0 | 0 | 0 | 0 | 0 | 0 | 0 | 0 | 0 | 0 | 0 | 0 | 0 | 0 | 0 | 0 | 0 | 0 | 0 | 0 | 0 | 0 | 0 | 0 | 0 | 0 | 0 | 0 | 0 | 0 | 0 | 0 | 0 | 0 | 0 | 0 | 0 | 0 | 0 | 0 | 0 | 0 | 0 | 0 | 0 | 0 | 0 | 0 | 0 | 0 | 0 | 0 | 0 | 0 | 0 | 0 | 0 | 0 | 0 | 0 | 0 | 0 | 0 | 0 | 0 | 0 | 0 | 0 | 0 | 0 | 0 | 0 | 0 | 0 | 0 | 0 | 0 | 0 | 0 | 0 | 0 | 0 | 0 | 0 | 0 | 0 | 0 | 0 | 0 | 0 | 0 | 0 | 0 | 0 | 0 | 0 | Not Applicable Segment or Vintage | Not Applicable Segment or Vintage | Not Applicable Segment or Vintage | Not Applicable Segment or Vintage | Not Applicable Segment or Vintage | Not Applicable Segment or Vintage | Not Applicable Segment or Vintage | Not Applicable Segment or Vintage | Not Applicable Segment or Vintage | Not Applicable Segment or Vintage | Not Applicable Segment or Vintage | Not Applicable Segment or Vintage | Not Applicable Segment or Vintage | Not Applicable Segment or Vintage | Not Applicable Segment or Vintage | Not Applicable Segment or Vintage | Not Applicable Segment or Vintage | Not Applicable Segment or Vintage | Not Applicable Segment or Vintage | Not Applicable Segment or Vintage | Not Applicable Segment or Vintage | Not Applicable Segment or Vintage | Not Applicable Segment or Vintage | Not Applicable Segment or Vintage | Not Applicable Segment or Vintage | Not Applicable Segment or Vintage | Not Applicable Segment or Vintage | Not Applicable Segment or Vintage | 0 | 0 | 0 | 0 | 0 | 0 | 0 | 0 | 0 | 0 | 0 | 0 | 0 | 0 | 0 | 0 | 0 | 0 | 0 | 0 | 0 | 0 | 0 | 0 | 0 | 0 | 0 | 0 | 0 | 0 | 0 | 0 | 0 | 0 | 0 | 0 | 0 | 0 | 0 | 0 | 0 | 0 | 0 | 0 | 0 | 0 | 0 | 0 | 0 | 0 | 0 | 0 | 0 | 0 | 0 | 0 | 0 | 0 | 0 | 0 | 0 | 0 | 0 | 0 | 0 | 0 | 0 | 0 | 0 | 0 | 0 | 0 | 0 | 0 | 0 | 0 | 0 | 0 | 0 | 0 | 0 | 0 | 0 | 0 | 0 | 0 | 0 | 0 | 0 | 0 | 0 | 0 | 0 | 0 | 0 | 0 | 0 | 0 | 0 | 0 | 0 | 0 | 0 | 0 | 0 | 0 | 0 | 0 | 0 | 0 | 0 | 0 | 0 | 0 | 0 | 0 | 0 | 0 | 0 | 0 | 0 | 0 | 0 | 0 | 0 | 0 | 0 | 0 | 0 | 0 | 0 | 0 | 0 | 0 | 0 | 0 | 0 | 0 | 0 | 0 | 0 | 0 | 0 | 0 | 0 | 0 | 0 | 0 | 0 | 0 | 0 | 0 | 0 | 0 | 0 | 0 | 0 | 0 | 0 | 0 | 0 | 0 | 0 | 0 | 0 | 0 | 0 | 0 | Not Applicable Segment or Vintage | Not Applicable Segment or Vintage | Not Applicable Segment or Vintage | Not Applicable Segment or Vintage | Not Applicable Segment or Vintage | Not Applicable Segment or Vintage | Not Applicable Segment or Vintage | Not Applicable Segment or Vintage | Not Applicable Segment or Vintage | Not Applicable Segment or Vintage | Not Applicable Segment or Vintage | Not Applicable Segment or Vintage | Not Applicable Segment or Vintage | Not Applicable Segment or Vintage | Not Applicable Segment or Vintage | Not Applicable Segment or Vintage | Not Applicable Segment or Vintage | Not Applicable Segment or Vintage | Not Applicable Segment or Vintage | Not Applicable Segment or Vintage | Not Applicable Segment or Vintage | Not Applicable Segment or Vintage | Not Applicable Segment or Vintage | Not Applicable Segment or Vintage | Not Applicable Segment or Vintage | Not Applicable Segment or Vintage | Not Applicable Segment or Vintage | Not Applicable Segment or Vintage | 0 | 0 | 0 | 0 | 0 | 0 | 0 | 0 | 0 | 0 | 0 | 0 | 0 | 0 | 0 | 0 | 0 | 0 | 0 | 0 | 0 | 0 | 0 | 0 | 0 | 0 | 0 | 0 | 0 | 0 | 0 | 0 | 0 | 0 | 0 | 0 | 0 | 0 | 0 | 0 | 0 | 0 | 0 | 0 | 0 | 0 | 0 | 0 | 0 | 0 | 0 | 0 | 0 | 0 | 0 | 0 | 0 | 0 | 0 | 0 | 0 | 0 | 0 | 0 | 0 | 0 | 0 | 0 | 0 | 0 | 0 | 0 | 0 | 0 | 0 | 0 | 0 | 0 | 0 | 0 | 0 | 0 | 0 | 0 | 0 | 0 | 0 | 0 | 0 | 0 | 0 | 0 | 0 | 0 | 0 | 0 | 0 | 0 | 0 | 0 | 0 | 0 | 0 | 0 | 0 | 0 | 0 | 0 | 0 | 0 | 0 | 0 | 0 | 0 | 0 | 0 | 0 | 0 | 0 | 0 | 0 | 0 | 0 | 0 | 0 | 0 | 0 | 0 | 0 | 0 | 0 | 0 | 0 | 0 | 0 | 0 | 0 | 0 | 0 | 0 | 0 | 0
Connected Thermostat - ENERGY STAR (1.0)_Lodging_New_Thermostat with capability to establish a schedule | Connected Thermostat - ENERGY STAR (1.0)_Lodging_New | Connected Thermostat - ENERGY STAR (1.0)_Commercial_New_Manual or programmable thermostat_Thermostat with capability to establish a schedule | Commercial | Lodging | New | Space Heating | Natural Gas | Connected Thermostat - ENERGY STAR (1.0) | NEQ | Manual or programmable thermostat | 5 | 5 | 5 | 0 | 0 | 0 | 0.21648 | 0.69586 | Retro5Med | 8.35569166605469E-06 | TBD | A | WCM680 | 0.7 | 0.42 | tonCool | 0.0321 | 0 | 0 | 0 | 0 | RTF Wkbk - ComConnectedThermostats_v2_1 | RTF Wkbk - ComConnectedThermostats_v2_1 | AEG BEST | 0 | 0 | 102.1619 | Manual or programmable thermostat | Manual or programmable thermostat | Manual or programmable thermostat | Manual or programmable thermostat | Manual or programmable thermostat | Manual or programmable thermostat | Manual or programmable thermostat | Manual or programmable thermostat | Manual or programmable thermostat | Manual or programmable thermostat | Manual or programmable thermostat | Manual or programmable thermostat | Manual or programmable thermostat | Manual or programmable thermostat | Manual or programmable thermostat | Manual or programmable thermostat | Manual or programmable thermostat | Manual or programmable thermostat | Manual or programmable thermostat | Manual or programmable thermostat | Manual or programmable thermostat | Manual or programmable thermostat | Manual or programmable thermostat | Manual or programmable thermostat | Manual or programmable thermostat | Manual or programmable thermostat | Manual or programmable thermostat | Manual or programmable thermostat | 0 | 0 | 0 | 0 | 0 | 0 | 0 | 0 | 0 | 0 | 0 | 0 | 0 | 0 | 0 | 0 | 0 | 0 | 0 | 0 | 0 | 0 | 0 | 0 | 0 | 0 | 0 | 0 | 0 | 0 | 0 | 0 | 0 | 0 | 0 | 0 | 0 | 0 | 0 | 0 | 0 | 0 | 0 | 0 | 0 | 0 | 0 | 0 | 0 | 0 | 0 | 0 | 0 | 0 | 0 | 0 | 0 | 0 | 0 | 0 | 0 | 0 | 0 | 0 | 0 | 0 | 0 | 0 | 0 | 0 | 0 | 0 | 0 | 0 | 0 | 0 | 0 | 0 | 0 | 0 | 0 | 0 | 0 | 0 | 0 | 0 | 0 | 0 | 0 | 0 | 0 | 0 | 0 | 0 | 0 | 0 | 0 | 0 | 0 | 0 | 0 | 0 | 0 | 0 | 0 | 0 | 0 | 0 | 0 | 0 | 0 | 0 | Thermostat with capability to establish a schedule | Thermostat with capability to establish a schedule | Thermostat with capability to establish a schedule | Thermostat with capability to establish a schedule | Thermostat with capability to establish a schedule | Thermostat with capability to establish a schedule | Thermostat with capability to establish a schedule | Thermostat with capability to establish a schedule | Thermostat with capability to establish a schedule | Thermostat with capability to establish a schedule | Thermostat with capability to establish a schedule | Thermostat with capability to establish a schedule | Thermostat with capability to establish a schedule | Thermostat with capability to establish a schedule | Thermostat with capability to establish a schedule | Thermostat with capability to establish a schedule | Thermostat with capability to establish a schedule | Thermostat with capability to establish a schedule | Thermostat with capability to establish a schedule | Thermostat with capability to establish a schedule | Thermostat with capability to establish a schedule | Thermostat with capability to establish a schedule | Thermostat with capability to establish a schedule | Thermostat with capability to establish a schedule | Thermostat with capability to establish a schedule | Thermostat with capability to establish a schedule | Thermostat with capability to establish a schedule | Thermostat with capability to establish a schedule | 102.1619 | 102.1619 | 102.1619 | 102.1619 | 102.1619 | 102.1619 | 102.1619 | 102.1619 | 102.1619 | 102.1619 | 102.1619 | 102.1619 | 102.1619 | 102.1619 | 102.1619 | 102.1619 | 102.1619 | 102.1619 | 102.1619 | 102.1619 | 102.1619 | 102.1619 | 102.1619 | 102.1619 | 102.1619 | 102.1619 | 102.1619 | 102.1619 | 0 | 0 | 0 | 0 | 0 | 0 | 0 | 0 | 0 | 0 | 0 | 0 | 0 | 0 | 0 | 0 | 0 | 0 | 0 | 0 | 0 | 0 | 0 | 0 | 0 | 0 | 0 | 0 | 0 | 0 | 0 | 0 | 0 | 0 | 0 | 0 | 0 | 0 | 0 | 0 | 0 | 0 | 0 | 0 | 0 | 0 | 0 | 0 | 0 | 0 | 0 | 0 | 0 | 0 | 0 | 0 | 0 | 0 | 0 | 0 | 0 | 0 | 0 | 0 | 0 | 0 | 0 | 0 | 0 | 0 | 0 | 0 | 0 | 0 | 0 | 0 | 0 | 0 | 0 | 0 | 0 | 0 | 0 | 0 | 0 | 0 | 0 | 0 | 0 | 0 | 0 | 0 | 0 | 0 | 0 | 0 | 0 | 0 | 0 | 0 | 0 | 0 | 0 | 0 | 0 | 0 | 0 | 0 | 0 | 0 | 0 | 0 | 0 | 0 | 0 | 0 | 0 | 0 | 0 | 0 | 0 | 0 | 0 | 0 | 0 | 0 | 0 | 0 | 0 | 0 | 0 | 0 | 0 | 0 | 0 | 0 | 0 | 0 | 0 | 0 | Thermostat with capability to establish a schedule | Thermostat with capability to establish a schedule | Thermostat with capability to establish a schedule | Thermostat with capability to establish a schedule | Thermostat with capability to establish a schedule | Thermostat with capability to establish a schedule | Thermostat with capability to establish a schedule | Thermostat with capability to establish a schedule | Thermostat with capability to establish a schedule | Thermostat with capability to establish a schedule | Thermostat with capability to establish a schedule | Thermostat with capability to establish a schedule | Thermostat with capability to establish a schedule | Thermostat with capability to establish a schedule | Thermostat with capability to establish a schedule | Thermostat with capability to establish a schedule | Thermostat with capability to establish a schedule | Thermostat with capability to establish a schedule | Thermostat with capability to establish a schedule | Thermostat with capability to establish a schedule | Thermostat with capability to establish a schedule | Thermostat with capability to establish a schedule | Thermostat with capability to establish a schedule | Thermostat with capability to establish a schedule | Thermostat with capability to establish a schedule | Thermostat with capability to establish a schedule | Thermostat with capability to establish a schedule | Thermostat with capability to establish a schedule | 102.1619 | 102.1619 | 102.1619 | 102.1619 | 102.1619 | 102.1619 | 102.1619 | 102.1619 | 102.1619 | 102.1619 | 102.1619 | 102.1619 | 102.1619 | 102.1619 | 102.1619 | 102.1619 | 102.1619 | 102.1619 | 102.1619 | 102.1619 | 102.1619 | 102.1619 | 102.1619 | 102.1619 | 102.1619 | 102.1619 | 102.1619 | 102.1619 | 0 | 0 | 0 | 0 | 0 | 0 | 0 | 0 | 0 | 0 | 0 | 0 | 0 | 0 | 0 | 0 | 0 | 0 | 0 | 0 | 0 | 0 | 0 | 0 | 0 | 0 | 0 | 0 | 0 | 0 | 0 | 0 | 0 | 0 | 0 | 0 | 0 | 0 | 0 | 0 | 0 | 0 | 0 | 0 | 0 | 0 | 0 | 0 | 0 | 0 | 0 | 0 | 0 | 0 | 0 | 0 | 0 | 0 | 0 | 0 | 0 | 0 | 0 | 0 | 0 | 0 | 0 | 0 | 0 | 0 | 0 | 0 | 0 | 0 | 0 | 0 | 0 | 0 | 0 | 0 | 0 | 0 | 0 | 0 | 0 | 0 | 0 | 0 | 0 | 0 | 0 | 0 | 0 | 0 | 0 | 0 | 0 | 0 | 0 | 0 | 0 | 0 | 0 | 0 | 0 | 0 | 0 | 0 | 0 | 0 | 0 | 0 | 0 | 0
Gas Boiler - Maintenance_Lodging_New_Not Applicable Segment or Vintage | Gas Boiler - Maintenance_Lodging_New | Gas Boiler - Maintenance_Commercial_New_Not Applicable Segment or Vintage_Not Applicable Segment or Vintage | Commercial | Lodging | New | Space Heating | Natural Gas | Gas Boiler - Maintenance | NEQ | Not Applicable Segment or Vintage | 3 | 3 | 3 | 0 | 0 | 0 | 0 | 0 | Retro5Med | 8.35569166605469E-06 | TBD | A | WCM666 | 0.7 | 0.42 | sqft | 0.0321 | 0 | 0 | 0 | 0 | Not Applicable Segment or Vintage | Not Applicable Segment or Vintage | Not Applicable Segment or Vintage | 0 | 0 | 0 | Not Applicable Segment or Vintage | Not Applicable Segment or Vintage | Not Applicable Segment or Vintage | Not Applicable Segment or Vintage | Not Applicable Segment or Vintage | Not Applicable Segment or Vintage | Not Applicable Segment or Vintage | Not Applicable Segment or Vintage | Not Applicable Segment or Vintage | Not Applicable Segment or Vintage | Not Applicable Segment or Vintage | Not Applicable Segment or Vintage | Not Applicable Segment or Vintage | Not Applicable Segment or Vintage | Not Applicable Segment or Vintage | Not Applicable Segment or Vintage | Not Applicable Segment or Vintage | Not Applicable Segment or Vintage | Not Applicable Segment or Vintage | Not Applicable Segment or Vintage | Not Applicable Segment or Vintage | Not Applicable Segment or Vintage | Not Applicable Segment or Vintage | Not Applicable Segment or Vintage | Not Applicable Segment or Vintage | Not Applicable Segment or Vintage | Not Applicable Segment or Vintage | Not Applicable Segment or Vintage | 0 | 0 | 0 | 0 | 0 | 0 | 0 | 0 | 0 | 0 | 0 | 0 | 0 | 0 | 0 | 0 | 0 | 0 | 0 | 0 | 0 | 0 | 0 | 0 | 0 | 0 | 0 | 0 | 0 | 0 | 0 | 0 | 0 | 0 | 0 | 0 | 0 | 0 | 0 | 0 | 0 | 0 | 0 | 0 | 0 | 0 | 0 | 0 | 0 | 0 | 0 | 0 | 0 | 0 | 0 | 0 | 0 | 0 | 0 | 0 | 0 | 0 | 0 | 0 | 0 | 0 | 0 | 0 | 0 | 0 | 0 | 0 | 0 | 0 | 0 | 0 | 0 | 0 | 0 | 0 | 0 | 0 | 0 | 0 | 0 | 0 | 0 | 0 | 0 | 0 | 0 | 0 | 0 | 0 | 0 | 0 | 0 | 0 | 0 | 0 | 0 | 0 | 0 | 0 | 0 | 0 | 0 | 0 | 0 | 0 | 0 | 0 | Not Applicable Segment or Vintage | Not Applicable Segment or Vintage | Not Applicable Segment or Vintage | Not Applicable Segment or Vintage | Not Applicable Segment or Vintage | Not Applicable Segment or Vintage | Not Applicable Segment or Vintage | Not Applicable Segment or Vintage | Not Applicable Segment or Vintage | Not Applicable Segment or Vintage | Not Applicable Segment or Vintage | Not Applicable Segment or Vintage | Not Applicable Segment or Vintage | Not Applicable Segment or Vintage | Not Applicable Segment or Vintage | Not Applicable Segment or Vintage | Not Applicable Segment or Vintage | Not Applicable Segment or Vintage | Not Applicable Segment or Vintage | Not Applicable Segment or Vintage | Not Applicable Segment or Vintage | Not Applicable Segment or Vintage | Not Applicable Segment or Vintage | Not Applicable Segment or Vintage | Not Applicable Segment or Vintage | Not Applicable Segment or Vintage | Not Applicable Segment or Vintage | Not Applicable Segment or Vintage | 0 | 0 | 0 | 0 | 0 | 0 | 0 | 0 | 0 | 0 | 0 | 0 | 0 | 0 | 0 | 0 | 0 | 0 | 0 | 0 | 0 | 0 | 0 | 0 | 0 | 0 | 0 | 0 | 0 | 0 | 0 | 0 | 0 | 0 | 0 | 0 | 0 | 0 | 0 | 0 | 0 | 0 | 0 | 0 | 0 | 0 | 0 | 0 | 0 | 0 | 0 | 0 | 0 | 0 | 0 | 0 | 0 | 0 | 0 | 0 | 0 | 0 | 0 | 0 | 0 | 0 | 0 | 0 | 0 | 0 | 0 | 0 | 0 | 0 | 0 | 0 | 0 | 0 | 0 | 0 | 0 | 0 | 0 | 0 | 0 | 0 | 0 | 0 | 0 | 0 | 0 | 0 | 0 | 0 | 0 | 0 | 0 | 0 | 0 | 0 | 0 | 0 | 0 | 0 | 0 | 0 | 0 | 0 | 0 | 0 | 0 | 0 | 0 | 0 | 0 | 0 | 0 | 0 | 0 | 0 | 0 | 0 | 0 | 0 | 0 | 0 | 0 | 0 | 0 | 0 | 0 | 0 | 0 | 0 | 0 | 0 | 0 | 0 | 0 | 0 | 0 | 0 | 0 | 0 | 0 | 0 | 0 | 0 | 0 | 0 | 0 | 0 | 0 | 0 | 0 | 0 | 0 | 0 | 0 | 0 | 0 | 0 | 0 | 0 | 0 | 0 | 0 | 0 | Not Applicable Segment or Vintage | Not Applicable Segment or Vintage | Not Applicable Segment or Vintage | Not Applicable Segment or Vintage | Not Applicable Segment or Vintage | Not Applicable Segment or Vintage | Not Applicable Segment or Vintage | Not Applicable Segment or Vintage | Not Applicable Segment or Vintage | Not Applicable Segment or Vintage | Not Applicable Segment or Vintage | Not Applicable Segment or Vintage | Not Applicable Segment or Vintage | Not Applicable Segment or Vintage | Not Applicable Segment or Vintage | Not Applicable Segment or Vintage | Not Applicable Segment or Vintage | Not Applicable Segment or Vintage | Not Applicable Segment or Vintage | Not Applicable Segment or Vintage | Not Applicable Segment or Vintage | Not Applicable Segment or Vintage | Not Applicable Segment or Vintage | Not Applicable Segment or Vintage | Not Applicable Segment or Vintage | Not Applicable Segment or Vintage | Not Applicable Segment or Vintage | Not Applicable Segment or Vintage | 0 | 0 | 0 | 0 | 0 | 0 | 0 | 0 | 0 | 0 | 0 | 0 | 0 | 0 | 0 | 0 | 0 | 0 | 0 | 0 | 0 | 0 | 0 | 0 | 0 | 0 | 0 | 0 | 0 | 0 | 0 | 0 | 0 | 0 | 0 | 0 | 0 | 0 | 0 | 0 | 0 | 0 | 0 | 0 | 0 | 0 | 0 | 0 | 0 | 0 | 0 | 0 | 0 | 0 | 0 | 0 | 0 | 0 | 0 | 0 | 0 | 0 | 0 | 0 | 0 | 0 | 0 | 0 | 0 | 0 | 0 | 0 | 0 | 0 | 0 | 0 | 0 | 0 | 0 | 0 | 0 | 0 | 0 | 0 | 0 | 0 | 0 | 0 | 0 | 0 | 0 | 0 | 0 | 0 | 0 | 0 | 0 | 0 | 0 | 0 | 0 | 0 | 0 | 0 | 0 | 0 | 0 | 0 | 0 | 0 | 0 | 0 | 0 | 0 | 0 | 0 | 0 | 0 | 0 | 0 | 0 | 0 | 0 | 0 | 0 | 0 | 0 | 0 | 0 | 0 | 0 | 0 | 0 | 0 | 0 | 0 | 0 | 0 | 0 | 0 | 0 | 0
Gas Furnace - Maintenance_Lodging_New_Not Applicable Segment or Vintage | Gas Furnace - Maintenance_Lodging_New | Gas Furnace - Maintenance_Commercial_New_Not Applicable Segment or Vintage_Not Applicable Segment or Vintage | Commercial | Lodging | New | Space Heating | Natural Gas | Gas Furnace - Maintenance | NEQ | Not Applicable Segment or Vintage | 3 | 3 | 3 | 0 | 0 | 0 | 0 | 0 | Retro5Med | 8.35569166605469E-06 | TBD | A | WCM667 | 0.7 | 0.42 | sqft | 0.0321 | 0 | 0 | 0 | 0 | Not Applicable Segment or Vintage | Not Applicable Segment or Vintage | Not Applicable Segment or Vintage | 0 | 0 | 0 | Not Applicable Segment or Vintage | Not Applicable Segment or Vintage | Not Applicable Segment or Vintage | Not Applicable Segment or Vintage | Not Applicable Segment or Vintage | Not Applicable Segment or Vintage | Not Applicable Segment or Vintage | Not Applicable Segment or Vintage | Not Applicable Segment or Vintage | Not Applicable Segment or Vintage | Not Applicable Segment or Vintage | Not Applicable Segment or Vintage | Not Applicable Segment or Vintage | Not Applicable Segment or Vintage | Not Applicable Segment or Vintage | Not Applicable Segment or Vintage | Not Applicable Segment or Vintage | Not Applicable Segment or Vintage | Not Applicable Segment or Vintage | Not Applicable Segment or Vintage | Not Applicable Segment or Vintage | Not Applicable Segment or Vintage | Not Applicable Segment or Vintage | Not Applicable Segment or Vintage | Not Applicable Segment or Vintage | Not Applicable Segment or Vintage | Not Applicable Segment or Vintage | Not Applicable Segment or Vintage | 0 | 0 | 0 | 0 | 0 | 0 | 0 | 0 | 0 | 0 | 0 | 0 | 0 | 0 | 0 | 0 | 0 | 0 | 0 | 0 | 0 | 0 | 0 | 0 | 0 | 0 | 0 | 0 | 0 | 0 | 0 | 0 | 0 | 0 | 0 | 0 | 0 | 0 | 0 | 0 | 0 | 0 | 0 | 0 | 0 | 0 | 0 | 0 | 0 | 0 | 0 | 0 | 0 | 0 | 0 | 0 | 0 | 0 | 0 | 0 | 0 | 0 | 0 | 0 | 0 | 0 | 0 | 0 | 0 | 0 | 0 | 0 | 0 | 0 | 0 | 0 | 0 | 0 | 0 | 0 | 0 | 0 | 0 | 0 | 0 | 0 | 0 | 0 | 0 | 0 | 0 | 0 | 0 | 0 | 0 | 0 | 0 | 0 | 0 | 0 | 0 | 0 | 0 | 0 | 0 | 0 | 0 | 0 | 0 | 0 | 0 | 0 | Not Applicable Segment or Vintage | Not Applicable Segment or Vintage | Not Applicable Segment or Vintage | Not Applicable Segment or Vintage | Not Applicable Segment or Vintage | Not Applicable Segment or Vintage | Not Applicable Segment or Vintage | Not Applicable Segment or Vintage | Not Applicable Segment or Vintage | Not Applicable Segment or Vintage | Not Applicable Segment or Vintage | Not Applicable Segment or Vintage | Not Applicable Segment or Vintage | Not Applicable Segment or Vintage | Not Applicable Segment or Vintage | Not Applicable Segment or Vintage | Not Applicable Segment or Vintage | Not Applicable Segment or Vintage | Not Applicable Segment or Vintage | Not Applicable Segment or Vintage | Not Applicable Segment or Vintage | Not Applicable Segment or Vintage | Not Applicable Segment or Vintage | Not Applicable Segment or Vintage | Not Applicable Segment or Vintage | Not Applicable Segment or Vintage | Not Applicable Segment or Vintage | Not Applicable Segment or Vintage | 0 | 0 | 0 | 0 | 0 | 0 | 0 | 0 | 0 | 0 | 0 | 0 | 0 | 0 | 0 | 0 | 0 | 0 | 0 | 0 | 0 | 0 | 0 | 0 | 0 | 0 | 0 | 0 | 0 | 0 | 0 | 0 | 0 | 0 | 0 | 0 | 0 | 0 | 0 | 0 | 0 | 0 | 0 | 0 | 0 | 0 | 0 | 0 | 0 | 0 | 0 | 0 | 0 | 0 | 0 | 0 | 0 | 0 | 0 | 0 | 0 | 0 | 0 | 0 | 0 | 0 | 0 | 0 | 0 | 0 | 0 | 0 | 0 | 0 | 0 | 0 | 0 | 0 | 0 | 0 | 0 | 0 | 0 | 0 | 0 | 0 | 0 | 0 | 0 | 0 | 0 | 0 | 0 | 0 | 0 | 0 | 0 | 0 | 0 | 0 | 0 | 0 | 0 | 0 | 0 | 0 | 0 | 0 | 0 | 0 | 0 | 0 | 0 | 0 | 0 | 0 | 0 | 0 | 0 | 0 | 0 | 0 | 0 | 0 | 0 | 0 | 0 | 0 | 0 | 0 | 0 | 0 | 0 | 0 | 0 | 0 | 0 | 0 | 0 | 0 | 0 | 0 | 0 | 0 | 0 | 0 | 0 | 0 | 0 | 0 | 0 | 0 | 0 | 0 | 0 | 0 | 0 | 0 | 0 | 0 | 0 | 0 | 0 | 0 | 0 | 0 | 0 | 0 | Not Applicable Segment or Vintage | Not Applicable Segment or Vintage | Not Applicable Segment or Vintage | Not Applicable Segment or Vintage | Not Applicable Segment or Vintage | Not Applicable Segment or Vintage | Not Applicable Segment or Vintage | Not Applicable Segment or Vintage | Not Applicable Segment or Vintage | Not Applicable Segment or Vintage | Not Applicable Segment or Vintage | Not Applicable Segment or Vintage | Not Applicable Segment or Vintage | Not Applicable Segment or Vintage | Not Applicable Segment or Vintage | Not Applicable Segment or Vintage | Not Applicable Segment or Vintage | Not Applicable Segment or Vintage | Not Applicable Segment or Vintage | Not Applicable Segment or Vintage | Not Applicable Segment or Vintage | Not Applicable Segment or Vintage | Not Applicable Segment or Vintage | Not Applicable Segment or Vintage | Not Applicable Segment or Vintage | Not Applicable Segment or Vintage | Not Applicable Segment or Vintage | Not Applicable Segment or Vintage | 0 | 0 | 0 | 0 | 0 | 0 | 0 | 0 | 0 | 0 | 0 | 0 | 0 | 0 | 0 | 0 | 0 | 0 | 0 | 0 | 0 | 0 | 0 | 0 | 0 | 0 | 0 | 0 | 0 | 0 | 0 | 0 | 0 | 0 | 0 | 0 | 0 | 0 | 0 | 0 | 0 | 0 | 0 | 0 | 0 | 0 | 0 | 0 | 0 | 0 | 0 | 0 | 0 | 0 | 0 | 0 | 0 | 0 | 0 | 0 | 0 | 0 | 0 | 0 | 0 | 0 | 0 | 0 | 0 | 0 | 0 | 0 | 0 | 0 | 0 | 0 | 0 | 0 | 0 | 0 | 0 | 0 | 0 | 0 | 0 | 0 | 0 | 0 | 0 | 0 | 0 | 0 | 0 | 0 | 0 | 0 | 0 | 0 | 0 | 0 | 0 | 0 | 0 | 0 | 0 | 0 | 0 | 0 | 0 | 0 | 0 | 0 | 0 | 0 | 0 | 0 | 0 | 0 | 0 | 0 | 0 | 0 | 0 | 0 | 0 | 0 | 0 | 0 | 0 | 0 | 0 | 0 | 0 | 0 | 0 | 0 | 0 | 0 | 0 | 0 | 0 | 0
Gas Boiler - Thermostatic Radiator Valves_Lodging_New_TRV installed on an existing hydronic or steam heated radiator | Gas Boiler - Thermostatic Radiator Valves_Lodging_New | Gas Boiler - Thermostatic Radiator Valves_Commercial_New_existing hydronic or steam heated radiator without a TRV installed_TRV installed on an existing hydronic or steam heated radiator | Commercial | Lodging | New | Space Heating | Natural Gas | Gas Boiler - Thermostatic Radiator Valves | NEQ | existing hydronic or steam heated radiator without a TRV installed | 15 | 15 | 15 | 50 | 0 | 0 | 0 | 0.25 | Retro1Slow | 0.012666666666666666 | TBD | A | WCM675 | 0.7 | 0.42 | radiator | 0.0321 | 0 | 0 | 0 | 0 | IL TRM v12 - 5.3.19 - Thermostatic Radiator Valves - Provisional Measure - RS-HVC-TRVS-V01-210101 | AEG Market Research 2024 | IL TRM v12 - 5.3.19 - Thermostatic Radiator Valves - Provisional Measure - RS-HVC-TRVS-V01-210101 | 0 | 0 | 69.6607 | existing hydronic or steam heated radiator without a TRV installed | existing hydronic or steam heated radiator without a TRV installed | existing hydronic or steam heated radiator without a TRV installed | existing hydronic or steam heated radiator without a TRV installed | existing hydronic or steam heated radiator without a TRV installed | existing hydronic or steam heated radiator without a TRV installed | existing hydronic or steam heated radiator without a TRV installed | existing hydronic or steam heated radiator without a TRV installed | existing hydronic or steam heated radiator without a TRV installed | existing hydronic or steam heated radiator without a TRV installed | existing hydronic or steam heated radiator without a TRV installed | existing hydronic or steam heated radiator without a TRV installed | existing hydronic or steam heated radiator without a TRV installed | existing hydronic or steam heated radiator without a TRV installed | existing hydronic or steam heated radiator without a TRV installed | existing hydronic or steam heated radiator without a TRV installed | existing hydronic or steam heated radiator without a TRV installed | existing hydronic or steam heated radiator without a TRV installed | existing hydronic or steam heated radiator without a TRV installed | existing hydronic or steam heated radiator without a TRV installed | existing hydronic or steam heated radiator without a TRV installed | existing hydronic or steam heated radiator without a TRV installed | existing hydronic or steam heated radiator without a TRV installed | existing hydronic or steam heated radiator without a TRV installed | existing hydronic or steam heated radiator without a TRV installed | existing hydronic or steam heated radiator without a TRV installed | existing hydronic or steam heated radiator without a TRV installed | existing hydronic or steam heated radiator without a TRV installed | 0 | 0 | 0 | 0 | 0 | 0 | 0 | 0 | 0 | 0 | 0 | 0 | 0 | 0 | 0 | 0 | 0 | 0 | 0 | 0 | 0 | 0 | 0 | 0 | 0 | 0 | 0 | 0 | 0 | 0 | 0 | 0 | 0 | 0 | 0 | 0 | 0 | 0 | 0 | 0 | 0 | 0 | 0 | 0 | 0 | 0 | 0 | 0 | 0 | 0 | 0 | 0 | 0 | 0 | 0 | 0 | 0 | 0 | 0 | 0 | 0 | 0 | 0 | 0 | 0 | 0 | 0 | 0 | 0 | 0 | 0 | 0 | 0 | 0 | 0 | 0 | 0 | 0 | 0 | 0 | 0 | 0 | 0 | 0 | 0 | 0 | 0 | 0 | 0 | 0 | 0 | 0 | 0 | 0 | 0 | 0 | 0 | 0 | 0 | 0 | 0 | 0 | 0 | 0 | 0 | 0 | 0 | 0 | 0 | 0 | 0 | 0 | TRV installed on an existing hydronic or steam heated radiator | TRV installed on an existing hydronic or steam heated radiator | TRV installed on an existing hydronic or steam heated radiator | TRV installed on an existing hydronic or steam heated radiator | TRV installed on an existing hydronic or steam heated radiator | TRV installed on an existing hydronic or steam heated radiator | TRV installed on an existing hydronic or steam heated radiator | TRV installed on an existing hydronic or steam heated radiator | TRV installed on an existing hydronic or steam heated radiator | TRV installed on an existing hydronic or steam heated radiator | TRV installed on an existing hydronic or steam heated radiator | TRV installed on an existing hydronic or steam heated radiator | TRV installed on an existing hydronic or steam heated radiator | TRV installed on an existing hydronic or steam heated radiator | TRV installed on an existing hydronic or steam heated radiator | TRV installed on an existing hydronic or steam heated radiator | TRV installed on an existing hydronic or steam heated radiator | TRV installed on an existing hydronic or steam heated radiator | TRV installed on an existing hydronic or steam heated radiator | TRV installed on an existing hydronic or steam heated radiator | TRV installed on an existing hydronic or steam heated radiator | TRV installed on an existing hydronic or steam heated radiator | TRV installed on an existing hydronic or steam heated radiator | TRV installed on an existing hydronic or steam heated radiator | TRV installed on an existing hydronic or steam heated radiator | TRV installed on an existing hydronic or steam heated radiator | TRV installed on an existing hydronic or steam heated radiator | TRV installed on an existing hydronic or steam heated radiator | 69.6607 | 69.6607 | 69.6607 | 69.6607 | 69.6607 | 69.6607 | 69.6607 | 69.6607 | 69.6607 | 69.6607 | 69.6607 | 69.6607 | 69.6607 | 69.6607 | 69.6607 | 69.6607 | 69.6607 | 69.6607 | 69.6607 | 69.6607 | 69.6607 | 69.6607 | 69.6607 | 69.6607 | 69.6607 | 69.6607 | 69.6607 | 69.6607 | 50 | 50 | 50 | 50 | 50 | 50 | 50 | 50 | 50 | 50 | 50 | 50 | 50 | 50 | 50 | 50 | 50 | 50 | 50 | 50 | 50 | 50 | 50 | 50 | 50 | 50 | 50 | 50 | 0 | 0 | 0 | 0 | 0 | 0 | 0 | 0 | 0 | 0 | 0 | 0 | 0 | 0 | 0 | 0 | 0 | 0 | 0 | 0 | 0 | 0 | 0 | 0 | 0 | 0 | 0 | 0 | 0 | 0 | 0 | 0 | 0 | 0 | 0 | 0 | 0 | 0 | 0 | 0 | 0 | 0 | 0 | 0 | 0 | 0 | 0 | 0 | 0 | 0 | 0 | 0 | 0 | 0 | 0 | 0 | 0 | 0 | 0 | 0 | 0 | 0 | 0 | 0 | 0 | 0 | 0 | 0 | 0 | 0 | 0 | 0 | 0 | 0 | 0 | 0 | 0 | 0 | 0 | 0 | 0 | 0 | 0 | 0 | 0 | 0 | 0 | 0 | 0 | 0 | 0 | 0 | 0 | 0 | 0 | 0 | 0 | 0 | 0 | 0 | 0 | 0 | 0 | 0 | 0 | 0 | 0 | 0 | 0 | 0 | 0 | 0 | TRV installed on an existing hydronic or steam heated radiator | TRV installed on an existing hydronic or steam heated radiator | TRV installed on an existing hydronic or steam heated radiator | TRV installed on an existing hydronic or steam heated radiator | TRV installed on an existing hydronic or steam heated radiator | TRV installed on an existing hydronic or steam heated radiator | TRV installed on an existing hydronic or steam heated radiator | TRV installed on an existing hydronic or steam heated radiator | TRV installed on an existing hydronic or steam heated radiator | TRV installed on an existing hydronic or steam heated radiator | TRV installed on an existing hydronic or steam heated radiator | TRV installed on an existing hydronic or steam heated radiator | TRV installed on an existing hydronic or steam heated radiator | TRV installed on an existing hydronic or steam heated radiator | TRV installed on an existing hydronic or steam heated radiator | TRV installed on an existing hydronic or steam heated radiator | TRV installed on an existing hydronic or steam heated radiator | TRV installed on an existing hydronic or steam heated radiator | TRV installed on an existing hydronic or steam heated radiator | TRV installed on an existing hydronic or steam heated radiator | TRV installed on an existing hydronic or steam heated radiator | TRV installed on an existing hydronic or steam heated radiator | TRV installed on an existing hydronic or steam heated radiator | TRV installed on an existing hydronic or steam heated radiator | TRV installed on an existing hydronic or steam heated radiator | TRV installed on an existing hydronic or steam heated radiator | TRV installed on an existing hydronic or steam heated radiator | TRV installed on an existing hydronic or steam heated radiator | 69.6607 | 69.6607 | 69.6607 | 69.6607 | 69.6607 | 69.6607 | 69.6607 | 69.6607 | 69.6607 | 69.6607 | 69.6607 | 69.6607 | 69.6607 | 69.6607 | 69.6607 | 69.6607 | 69.6607 | 69.6607 | 69.6607 | 69.6607 | 69.6607 | 69.6607 | 69.6607 | 69.6607 | 69.6607 | 69.6607 | 69.6607 | 69.6607 | 50 | 50 | 50 | 50 | 50 | 50 | 50 | 50 | 50 | 50 | 50 | 50 | 50 | 50 | 50 | 50 | 50 | 50 | 50 | 50 | 50 | 50 | 50 | 50 | 50 | 50 | 50 | 50 | 0 | 0 | 0 | 0 | 0 | 0 | 0 | 0 | 0 | 0 | 0 | 0 | 0 | 0 | 0 | 0 | 0 | 0 | 0 | 0 | 0 | 0 | 0 | 0 | 0 | 0 | 0 | 0 | 0 | 0 | 0 | 0 | 0 | 0 | 0 | 0 | 0 | 0 | 0 | 0 | 0 | 0 | 0 | 0 | 0 | 0 | 0 | 0 | 0 | 0 | 0 | 0 | 0 | 0 | 0 | 0 | 0 | 0 | 0 | 0 | 0 | 0 | 0 | 0 | 0 | 0 | 0 | 0 | 0 | 0 | 0 | 0 | 0 | 0 | 0 | 0 | 0 | 0 | 0 | 0 | 0 | 0 | 0 | 0 | 0 | 0
HVAC - Energy Recovery Ventilator_Lodging_New_unitary equipment that incorporates energy recovery not required by the IECC 2012/2015/2018/2021 | HVAC - Energy Recovery Ventilator_Lodging_New | HVAC - Energy Recovery Ventilator_Commercial_New_unitary equipment not required by IECC 2012/2015/2018/2021 to incorporate energy recovery_unitary equipment that incorporates energy recovery not required by the IECC 2012/2015/2018/2021 | Commercial | Lodging | New | Space Heating | Natural Gas | HVAC - Energy Recovery Ventilator | NEQ | unitary equipment not required by IECC 2012/2015/2018/2021 to incorporate energy recovery | 15 | 15 | 15 | 0 | 0 | 0 | 0 | 0.1 | Retro1Slow | 0.012666666666666666 | TBD | A | WCM657 | 0.7 | 0.42 | CFM | 0.0321 | 0 | 0 | 0 | 0 | IL TRM v13 - 4.4.27 - Energy Recovery Ventilator - CI-HVC-ERVE-V07-250101 | IL TRM v13 - 4.4.27 - Energy Recovery Ventilator - CI-HVC-ERVE-V07-250101 | IL TRM v13 - 4.4.27 - Energy Recovery Ventilator - CI-HVC-ERVE-V07-250101 | 0 | 0 | 0.61453 | unitary equipment not required by IECC 2012/2015/2018/2021 to incorporate energy recovery | unitary equipment not required by IECC 2012/2015/2018/2021 to incorporate energy recovery | unitary equipment not required by IECC 2012/2015/2018/2021 to incorporate energy recovery | unitary equipment not required by IECC 2012/2015/2018/2021 to incorporate energy recovery | unitary equipment not required by IECC 2012/2015/2018/2021 to incorporate energy recovery | unitary equipment not required by IECC 2012/2015/2018/2021 to incorporate energy recovery | unitary equipment not required by IECC 2012/2015/2018/2021 to incorporate energy recovery | unitary equipment not required by IECC 2012/2015/2018/2021 to incorporate energy recovery | unitary equipment not required by IECC 2012/2015/2018/2021 to incorporate energy recovery | unitary equipment not required by IECC 2012/2015/2018/2021 to incorporate energy recovery | unitary equipment not required by IECC 2012/2015/2018/2021 to incorporate energy recovery | unitary equipment not required by IECC 2012/2015/2018/2021 to incorporate energy recovery | unitary equipment not required by IECC 2012/2015/2018/2021 to incorporate energy recovery | unitary equipment not required by IECC 2012/2015/2018/2021 to incorporate energy recovery | unitary equipment not required by IECC 2012/2015/2018/2021 to incorporate energy recovery | unitary equipment not required by IECC 2012/2015/2018/2021 to incorporate energy recovery | unitary equipment not required by IECC 2012/2015/2018/2021 to incorporate energy recovery | unitary equipment not required by IECC 2012/2015/2018/2021 to incorporate energy recovery | unitary equipment not required by IECC 2012/2015/2018/2021 to incorporate energy recovery | unitary equipment not required by IECC 2012/2015/2018/2021 to incorporate energy recovery | unitary equipment not required by IECC 2012/2015/2018/2021 to incorporate energy recovery | unitary equipment not required by IECC 2012/2015/2018/2021 to incorporate energy recovery | unitary equipment not required by IECC 2012/2015/2018/2021 to incorporate energy recovery | unitary equipment not required by IECC 2012/2015/2018/2021 to incorporate energy recovery | unitary equipment not required by IECC 2012/2015/2018/2021 to incorporate energy recovery | unitary equipment not required by IECC 2012/2015/2018/2021 to incorporate energy recovery | unitary equipment not required by IECC 2012/2015/2018/2021 to incorporate energy recovery | unitary equipment not required by IECC 2012/2015/2018/2021 to incorporate energy recovery | 0 | 0 | 0 | 0 | 0 | 0 | 0 | 0 | 0 | 0 | 0 | 0 | 0 | 0 | 0 | 0 | 0 | 0 | 0 | 0 | 0 | 0 | 0 | 0 | 0 | 0 | 0 | 0 | 0 | 0 | 0 | 0 | 0 | 0 | 0 | 0 | 0 | 0 | 0 | 0 | 0 | 0 | 0 | 0 | 0 | 0 | 0 | 0 | 0 | 0 | 0 | 0 | 0 | 0 | 0 | 0 | 0 | 0 | 0 | 0 | 0 | 0 | 0 | 0 | 0 | 0 | 0 | 0 | 0 | 0 | 0 | 0 | 0 | 0 | 0 | 0 | 0 | 0 | 0 | 0 | 0 | 0 | 0 | 0 | 0 | 0 | 0 | 0 | 0 | 0 | 0 | 0 | 0 | 0 | 0 | 0 | 0 | 0 | 0 | 0 | 0 | 0 | 0 | 0 | 0 | 0 | 0 | 0 | 0 | 0 | 0 | 0 | unitary equipment that incorporates energy recovery not required by the IECC 2012/2015/2018/2021 | unitary equipment that incorporates energy recovery not required by the IECC 2012/2015/2018/2021 | unitary equipment that incorporates energy recovery not required by the IECC 2012/2015/2018/2021 | unitary equipment that incorporates energy recovery not required by the IECC 2012/2015/2018/2021 | unitary equipment that incorporates energy recovery not required by the IECC 2012/2015/2018/2021 | unitary equipment that incorporates energy recovery not required by the IECC 2012/2015/2018/2021 | unitary equipment that incorporates energy recovery not required by the IECC 2012/2015/2018/2021 | unitary equipment that incorporates energy recovery not required by the IECC 2012/2015/2018/2021 | unitary equipment that incorporates energy recovery not required by the IECC 2012/2015/2018/2021 | unitary equipment that incorporates energy recovery not required by the IECC 2012/2015/2018/2021 | unitary equipment that incorporates energy recovery not required by the IECC 2012/2015/2018/2021 | unitary equipment that incorporates energy recovery not required by the IECC 2012/2015/2018/2021 | unitary equipment that incorporates energy recovery not required by the IECC 2012/2015/2018/2021 | unitary equipment that incorporates energy recovery not required by the IECC 2012/2015/2018/2021 | unitary equipment that incorporates energy recovery not required by the IECC 2012/2015/2018/2021 | unitary equipment that incorporates energy recovery not required by the IECC 2012/2015/2018/2021 | unitary equipment that incorporates energy recovery not required by the IECC 2012/2015/2018/2021 | unitary equipment that incorporates energy recovery not required by the IECC 2012/2015/2018/2021 | unitary equipment that incorporates energy recovery not required by the IECC 2012/2015/2018/2021 | unitary equipment that incorporates energy recovery not required by the IECC 2012/2015/2018/2021 | unitary equipment that incorporates energy recovery not required by the IECC 2012/2015/2018/2021 | unitary equipment that incorporates energy recovery not required by the IECC 2012/2015/2018/2021 | unitary equipment that incorporates energy recovery not required by the IECC 2012/2015/2018/2021 | unitary equipment that incorporates energy recovery not required by the IECC 2012/2015/2018/2021 | unitary equipment that incorporates energy recovery not required by the IECC 2012/2015/2018/2021 | unitary equipment that incorporates energy recovery not required by the IECC 2012/2015/2018/2021 | unitary equipment that incorporates energy recovery not required by the IECC 2012/2015/2018/2021 | unitary equipment that incorporates energy recovery not required by the IECC 2012/2015/2018/2021 | 0.6145 | 0.6145 | 0.6145 | 0.6145 | 0.6145 | 0.6145 | 0.6145 | 0.6145 | 0.6145 | 0.6145 | 0.6145 | 0.6145 | 0.6145 | 0.6145 | 0.6145 | 0.6145 | 0.6145 | 0.6145 | 0.6145 | 0.6145 | 0.6145 | 0.6145 | 0.6145 | 0.6145 | 0.6145 | 0.6145 | 0.6145 | 0.6145 | 0 | 0 | 0 | 0 | 0 | 0 | 0 | 0 | 0 | 0 | 0 | 0 | 0 | 0 | 0 | 0 | 0 | 0 | 0 | 0 | 0 | 0 | 0 | 0 | 0 | 0 | 0 | 0 | 0 | 0 | 0 | 0 | 0 | 0 | 0 | 0 | 0 | 0 | 0 | 0 | 0 | 0 | 0 | 0 | 0 | 0 | 0 | 0 | 0 | 0 | 0 | 0 | 0 | 0 | 0 | 0 | 0 | 0 | 0 | 0 | 0 | 0 | 0 | 0 | 0 | 0 | 0 | 0 | 0 | 0 | 0 | 0 | 0 | 0 | 0 | 0 | 0 | 0 | 0 | 0 | 0 | 0 | 0 | 0 | 0 | 0 | 0 | 0 | 0 | 0 | 0 | 0 | 0 | 0 | 0 | 0 | 0 | 0 | 0 | 0 | 0 | 0 | 0 | 0 | 0 | 0 | 0 | 0 | 0 | 0 | 0 | 0 | 0 | 0 | 0 | 0 | 0 | 0 | 0 | 0 | 0 | 0 | 0 | 0 | 0 | 0 | 0 | 0 | 0 | 0 | 0 | 0 | 0 | 0 | 0 | 0 | 0 | 0 | 0 | 0 | unitary equipment that incorporates energy recovery not required by the IECC 2012/2015/2018/2021 | unitary equipment that incorporates energy recovery not required by the IECC 2012/2015/2018/2021 | unitary equipment that incorporates energy recovery not required by the IECC 2012/2015/2018/2021 | unitary equipment that incorporates energy recovery not required by the IECC 2012/2015/2018/2021 | unitary equipment that incorporates energy recovery not required by the IECC 2012/2015/2018/2021 | unitary equipment that incorporates energy recovery not required by the IECC 2012/2015/2018/2021 | unitary equipment that incorporates energy recovery not required by the IECC 2012/2015/2018/2021 | unitary equipment that incorporates energy recovery not required by the IECC 2012/2015/2018/2021 | unitary equipment that incorporates energy recovery not required by the IECC 2012/2015/2018/2021 | unitary equipment that incorporates energy recovery not required by the IECC 2012/2015/2018/2021 | unitary equipment that incorporates energy recovery not required by the IECC 2012/2015/2018/2021 | unitary equipment that incorporates energy recovery not required by the IECC 2012/2015/2018/2021 | unitary equipment that incorporates energy recovery not required by the IECC 2012/2015/2018/2021 | unitary equipment that incorporates energy recovery not required by the IECC 2012/2015/2018/2021 | unitary equipment that incorporates energy recovery not required by the IECC 2012/2015/2018/2021 | unitary equipment that incorporates energy recovery not required by the IECC 2012/2015/2018/2021 | unitary equipment that incorporates energy recovery not required by the IECC 2012/2015/2018/2021 | unitary equipment that incorporates energy recovery not required by the IECC 2012/2015/2018/2021 | unitary equipment that incorporates energy recovery not required by the IECC 2012/2015/2018/2021 | unitary equipment that incorporates energy recovery not required by the IECC 2012/2015/2018/2021 | unitary equipment that incorporates energy recovery not required by the IECC 2012/2015/2018/2021 | unitary equipment that incorporates energy recovery not required by the IECC 2012/2015/2018/2021 | unitary equipment that incorporates energy recovery not required by the IECC 2012/2015/2018/2021 | unitary equipment that incorporates energy recovery not required by the IECC 2012/2015/2018/2021 | unitary equipment that incorporates energy recovery not required by the IECC 2012/2015/2018/2021 | unitary equipment that incorporates energy recovery not required by the IECC 2012/2015/2018/2021 | unitary equipment that incorporates energy recovery not required by the IECC 2012/2015/2018/2021 | unitary equipment that incorporates energy recovery not required by the IECC 2012/2015/2018/2021 | 0.6145 | 0.6145 | 0.6145 | 0.6145 | 0.6145 | 0.6145 | 0.6145 | 0.6145 | 0.6145 | 0.6145 | 0.6145 | 0.6145 | 0.6145 | 0.6145 | 0.6145 | 0.6145 | 0.6145 | 0.6145 | 0.6145 | 0.6145 | 0.6145 | 0.6145 | 0.6145 | 0.6145 | 0.6145 | 0.6145 | 0.6145 | 0.6145 | 0 | 0 | 0 | 0 | 0 | 0 | 0 | 0 | 0 | 0 | 0 | 0 | 0 | 0 | 0 | 0 | 0 | 0 | 0 | 0 | 0 | 0 | 0 | 0 | 0 | 0 | 0 | 0 | 0 | 0 | 0 | 0 | 0 | 0 | 0 | 0 | 0 | 0 | 0 | 0 | 0 | 0 | 0 | 0 | 0 | 0 | 0 | 0 | 0 | 0 | 0 | 0 | 0 | 0 | 0 | 0 | 0 | 0 | 0 | 0 | 0 | 0 | 0 | 0 | 0 | 0 | 0 | 0 | 0 | 0 | 0 | 0 | 0 | 0 | 0 | 0 | 0 | 0 | 0 | 0 | 0 | 0 | 0 | 0 | 0 | 0 | 0 | 0 | 0 | 0 | 0 | 0 | 0 | 0 | 0 | 0 | 0 | 0 | 0 | 0 | 0 | 0 | 0 | 0 | 0 | 0 | 0 | 0 | 0 | 0 | 0 | 0 | 0 | 0
Infiltration Control - Loading Dock Sealing_Lodging_New_Dock doors with compression seals or shelters to form tight seal | Infiltration Control - Loading Dock Sealing_Lodging_New | Infiltration Control - Loading Dock Sealing_Commercial_New_Dock doors with no seals or shelters installed_Dock doors with compression seals or shelters to form tight seal | Commercial | Lodging | New | Space Heating | Natural Gas | Infiltration Control - Loading Dock Sealing | NEQ | Dock doors with no seals or shelters installed | 15 | 15 | 15 | 0 | 0 | 0 | 0 | 0 | RetroEven20 | 0.03333333333333333 | TBD | A | WCM660 | 0.7 | 0.42 | perbldg | 0.0321 | 0 | 0 | 0 | 0 | IL TRM v13 - 4.8.6 - Dock Door Seals and Shelter - CI-MSC-DDSS-V01-230101 | IL TRM v13 - 4.8.6 - Dock Door Seals and Shelter - CI-MSC-DDSS-V01-230101 | IL TRM v13 - 4.8.6 - Dock Door Seals and Shelter - CI-MSC-DDSS-V01-230101 | 0 | 0 | 4809.9603 | Dock doors with no seals or shelters installed | Dock doors with no seals or shelters installed | Dock doors with no seals or shelters installed | Dock doors with no seals or shelters installed | Dock doors with no seals or shelters installed | Dock doors with no seals or shelters installed | Dock doors with no seals or shelters installed | Dock doors with no seals or shelters installed | Dock doors with no seals or shelters installed | Dock doors with no seals or shelters installed | Dock doors with no seals or shelters installed | Dock doors with no seals or shelters installed | Dock doors with no seals or shelters installed | Dock doors with no seals or shelters installed | Dock doors with no seals or shelters installed | Dock doors with no seals or shelters installed | Dock doors with no seals or shelters installed | Dock doors with no seals or shelters installed | Dock doors with no seals or shelters installed | Dock doors with no seals or shelters installed | Dock doors with no seals or shelters installed | Dock doors with no seals or shelters installed | Dock doors with no seals or shelters installed | Dock doors with no seals or shelters installed | Dock doors with no seals or shelters installed | Dock doors with no seals or shelters installed | Dock doors with no seals or shelters installed | Dock doors with no seals or shelters installed | 0 | 0 | 0 | 0 | 0 | 0 | 0 | 0 | 0 | 0 | 0 | 0 | 0 | 0 | 0 | 0 | 0 | 0 | 0 | 0 | 0 | 0 | 0 | 0 | 0 | 0 | 0 | 0 | 0 | 0 | 0 | 0 | 0 | 0 | 0 | 0 | 0 | 0 | 0 | 0 | 0 | 0 | 0 | 0 | 0 | 0 | 0 | 0 | 0 | 0 | 0 | 0 | 0 | 0 | 0 | 0 | 0 | 0 | 0 | 0 | 0 | 0 | 0 | 0 | 0 | 0 | 0 | 0 | 0 | 0 | 0 | 0 | 0 | 0 | 0 | 0 | 0 | 0 | 0 | 0 | 0 | 0 | 0 | 0 | 0 | 0 | 0 | 0 | 0 | 0 | 0 | 0 | 0 | 0 | 0 | 0 | 0 | 0 | 0 | 0 | 0 | 0 | 0 | 0 | 0 | 0 | 0 | 0 | 0 | 0 | 0 | 0 | Dock doors with compression seals or shelters to form tight seal | Dock doors with compression seals or shelters to form tight seal | Dock doors with compression seals or shelters to form tight seal | Dock doors with compression seals or shelters to form tight seal | Dock doors with compression seals or shelters to form tight seal | Dock doors with compression seals or shelters to form tight seal | Dock doors with compression seals or shelters to form tight seal | Dock doors with compression seals or shelters to form tight seal | Dock doors with compression seals or shelters to form tight seal | Dock doors with compression seals or shelters to form tight seal | Dock doors with compression seals or shelters to form tight seal | Dock doors with compression seals or shelters to form tight seal | Dock doors with compression seals or shelters to form tight seal | Dock doors with compression seals or shelters to form tight seal | Dock doors with compression seals or shelters to form tight seal | Dock doors with compression seals or shelters to form tight seal | Dock doors with compression seals or shelters to form tight seal | Dock doors with compression seals or shelters to form tight seal | Dock doors with compression seals or shelters to form tight seal | Dock doors with compression seals or shelters to form tight seal | Dock doors with compression seals or shelters to form tight seal | Dock doors with compression seals or shelters to form tight seal | Dock doors with compression seals or shelters to form tight seal | Dock doors with compression seals or shelters to form tight seal | Dock doors with compression seals or shelters to form tight seal | Dock doors with compression seals or shelters to form tight seal | Dock doors with compression seals or shelters to form tight seal | Dock doors with compression seals or shelters to form tight seal | 4809.9603 | 4809.9603 | 4809.9603 | 4809.9603 | 4809.9603 | 4809.9603 | 4809.9603 | 4809.9603 | 4809.9603 | 4809.9603 | 4809.9603 | 4809.9603 | 4809.9603 | 4809.9603 | 4809.9603 | 4809.9603 | 4809.9603 | 4809.9603 | 4809.9603 | 4809.9603 | 4809.9603 | 4809.9603 | 4809.9603 | 4809.9603 | 4809.9603 | 4809.9603 | 4809.9603 | 4809.9603 | 0 | 0 | 0 | 0 | 0 | 0 | 0 | 0 | 0 | 0 | 0 | 0 | 0 | 0 | 0 | 0 | 0 | 0 | 0 | 0 | 0 | 0 | 0 | 0 | 0 | 0 | 0 | 0 | 0 | 0 | 0 | 0 | 0 | 0 | 0 | 0 | 0 | 0 | 0 | 0 | 0 | 0 | 0 | 0 | 0 | 0 | 0 | 0 | 0 | 0 | 0 | 0 | 0 | 0 | 0 | 0 | 0 | 0 | 0 | 0 | 0 | 0 | 0 | 0 | 0 | 0 | 0 | 0 | 0 | 0 | 0 | 0 | 0 | 0 | 0 | 0 | 0 | 0 | 0 | 0 | 0 | 0 | 0 | 0 | 0 | 0 | 0 | 0 | 0 | 0 | 0 | 0 | 0 | 0 | 0 | 0 | 0 | 0 | 0 | 0 | 0 | 0 | 0 | 0 | 0 | 0 | 0 | 0 | 0 | 0 | 0 | 0 | 0 | 0 | 0 | 0 | 0 | 0 | 0 | 0 | 0 | 0 | 0 | 0 | 0 | 0 | 0 | 0 | 0 | 0 | 0 | 0 | 0 | 0 | 0 | 0 | 0 | 0 | 0 | 0 | Dock doors with compression seals or shelters to form tight seal | Dock doors with compression seals or shelters to form tight seal | Dock doors with compression seals or shelters to form tight seal | Dock doors with compression seals or shelters to form tight seal | Dock doors with compression seals or shelters to form tight seal | Dock doors with compression seals or shelters to form tight seal | Dock doors with compression seals or shelters to form tight seal | Dock doors with compression seals or shelters to form tight seal | Dock doors with compression seals or shelters to form tight seal | Dock doors with compression seals or shelters to form tight seal | Dock doors with compression seals or shelters to form tight seal | Dock doors with compression seals or shelters to form tight seal | Dock doors with compression seals or shelters to form tight seal | Dock doors with compression seals or shelters to form tight seal | Dock doors with compression seals or shelters to form tight seal | Dock doors with compression seals or shelters to form tight seal | Dock doors with compression seals or shelters to form tight seal | Dock doors with compression seals or shelters to form tight seal | Dock doors with compression seals or shelters to form tight seal | Dock doors with compression seals or shelters to form tight seal | Dock doors with compression seals or shelters to form tight seal | Dock doors with compression seals or shelters to form tight seal | Dock doors with compression seals or shelters to form tight seal | Dock doors with compression seals or shelters to form tight seal | Dock doors with compression seals or shelters to form tight seal | Dock doors with compression seals or shelters to form tight seal | Dock doors with compression seals or shelters to form tight seal | Dock doors with compression seals or shelters to form tight seal | 4809.9603 | 4809.9603 | 4809.9603 | 4809.9603 | 4809.9603 | 4809.9603 | 4809.9603 | 4809.9603 | 4809.9603 | 4809.9603 | 4809.9603 | 4809.9603 | 4809.9603 | 4809.9603 | 4809.9603 | 4809.9603 | 4809.9603 | 4809.9603 | 4809.9603 | 4809.9603 | 4809.9603 | 4809.9603 | 4809.9603 | 4809.9603 | 4809.9603 | 4809.9603 | 4809.9603 | 4809.9603 | 0 | 0 | 0 | 0 | 0 | 0 | 0 | 0 | 0 | 0 | 0 | 0 | 0 | 0 | 0 | 0 | 0 | 0 | 0 | 0 | 0 | 0 | 0 | 0 | 0 | 0 | 0 | 0 | 0 | 0 | 0 | 0 | 0 | 0 | 0 | 0 | 0 | 0 | 0 | 0 | 0 | 0 | 0 | 0 | 0 | 0 | 0 | 0 | 0 | 0 | 0 | 0 | 0 | 0 | 0 | 0 | 0 | 0 | 0 | 0 | 0 | 0 | 0 | 0 | 0 | 0 | 0 | 0 | 0 | 0 | 0 | 0 | 0 | 0 | 0 | 0 | 0 | 0 | 0 | 0 | 0 | 0 | 0 | 0 | 0 | 0 | 0 | 0 | 0 | 0 | 0 | 0 | 0 | 0 | 0 | 0 | 0 | 0 | 0 | 0 | 0 | 0 | 0 | 0 | 0 | 0 | 0 | 0 | 0 | 0 | 0 | 0 | 0 | 0
Kitchen Ventilation - Advanced Controls_Lodging_New_Kitchen equipment that uses a control system that varies the exhaust rate of kitchen ventilation | Kitchen Ventilation - Advanced Controls_Lodging_New | Kitchen Ventilation - Advanced Controls_Commercial_New_kitchen ventilation equipment that has constant speed ventilation motor._Kitchen equipment that uses a control system that varies the exhaust rate of kitchen ventilation | Commercial | Lodging | New | Space Heating | Natural Gas | Kitchen Ventilation - Advanced Controls | NEQ | kitchen ventilation equipment that has constant speed ventilation motor. | 20 | 20 | 20 | 0 | 0 | 0 | 0.05 | 0.2 | Retro3Slow | 0.004128203794943829 | TBD | A | WCM692 | 0.7 | 0.42 | Kitch Hood | 0.0321 | 0 | 0 | 0 | 0 | IL TRM v13 - 4.2.16 - Kitchen Demand Ventilation Controls - CI-FSE-VENT-V07-250101 | IL TRM v13 - 4.2.16 - Kitchen Demand Ventilation Controls - CI-FSE-VENT-V07-250101 | IL TRM v13 - 4.2.16 - Kitchen Demand Ventilation Controls - CI-FSE-VENT-V07-250101 | 0 | 0 | 3074.6225 | kitchen ventilation equipment that has constant speed ventilation motor. | kitchen ventilation equipment that has constant speed ventilation motor. | kitchen ventilation equipment that has constant speed ventilation motor. | kitchen ventilation equipment that has constant speed ventilation motor. | kitchen ventilation equipment that has constant speed ventilation motor. | kitchen ventilation equipment that has constant speed ventilation motor. | kitchen ventilation equipment that has constant speed ventilation motor. | kitchen ventilation equipment that has constant speed ventilation motor. | kitchen ventilation equipment that has constant speed ventilation motor. | kitchen ventilation equipment that has constant speed ventilation motor. | kitchen ventilation equipment that has constant speed ventilation motor. | kitchen ventilation equipment that has constant speed ventilation motor. | kitchen ventilation equipment that has constant speed ventilation motor. | kitchen ventilation equipment that has constant speed ventilation motor. | kitchen ventilation equipment that has constant speed ventilation motor. | kitchen ventilation equipment that has constant speed ventilation motor. | kitchen ventilation equipment that has constant speed ventilation motor. | kitchen ventilation equipment that has constant speed ventilation motor. | kitchen ventilation equipment that has constant speed ventilation motor. | kitchen ventilation equipment that has constant speed ventilation motor. | kitchen ventilation equipment that has constant speed ventilation motor. | kitchen ventilation equipment that has constant speed ventilation motor. | kitchen ventilation equipment that has constant speed ventilation motor. | kitchen ventilation equipment that has constant speed ventilation motor. | kitchen ventilation equipment that has constant speed ventilation motor. | kitchen ventilation equipment that has constant speed ventilation motor. | kitchen ventilation equipment that has constant speed ventilation motor. | kitchen ventilation equipment that has constant speed ventilation motor. | 0 | 0 | 0 | 0 | 0 | 0 | 0 | 0 | 0 | 0 | 0 | 0 | 0 | 0 | 0 | 0 | 0 | 0 | 0 | 0 | 0 | 0 | 0 | 0 | 0 | 0 | 0 | 0 | 0 | 0 | 0 | 0 | 0 | 0 | 0 | 0 | 0 | 0 | 0 | 0 | 0 | 0 | 0 | 0 | 0 | 0 | 0 | 0 | 0 | 0 | 0 | 0 | 0 | 0 | 0 | 0 | 0 | 0 | 0 | 0 | 0 | 0 | 0 | 0 | 0 | 0 | 0 | 0 | 0 | 0 | 0 | 0 | 0 | 0 | 0 | 0 | 0 | 0 | 0 | 0 | 0 | 0 | 0 | 0 | 0 | 0 | 0 | 0 | 0 | 0 | 0 | 0 | 0 | 0 | 0 | 0 | 0 | 0 | 0 | 0 | 0 | 0 | 0 | 0 | 0 | 0 | 0 | 0 | 0 | 0 | 0 | 0 | Kitchen equipment that uses a control system that varies the exhaust rate of kitchen ventilation | Kitchen equipment that uses a control system that varies the exhaust rate of kitchen ventilation | Kitchen equipment that uses a control system that varies the exhaust rate of kitchen ventilation | Kitchen equipment that uses a control system that varies the exhaust rate of kitchen ventilation | Kitchen equipment that uses a control system that varies the exhaust rate of kitchen ventilation | Kitchen equipment that uses a control system that varies the exhaust rate of kitchen ventilation | Kitchen equipment that uses a control system that varies the exhaust rate of kitchen ventilation | Kitchen equipment that uses a control system that varies the exhaust rate of kitchen ventilation | Kitchen equipment that uses a control system that varies the exhaust rate of kitchen ventilation | Kitchen equipment that uses a control system that varies the exhaust rate of kitchen ventilation | Kitchen equipment that uses a control system that varies the exhaust rate of kitchen ventilation | Kitchen equipment that uses a control system that varies the exhaust rate of kitchen ventilation | Kitchen equipment that uses a control system that varies the exhaust rate of kitchen ventilation | Kitchen equipment that uses a control system that varies the exhaust rate of kitchen ventilation | Kitchen equipment that uses a control system that varies the exhaust rate of kitchen ventilation | Kitchen equipment that uses a control system that varies the exhaust rate of kitchen ventilation | Kitchen equipment that uses a control system that varies the exhaust rate of kitchen ventilation | Kitchen equipment that uses a control system that varies the exhaust rate of kitchen ventilation | Kitchen equipment that uses a control system that varies the exhaust rate of kitchen ventilation | Kitchen equipment that uses a control system that varies the exhaust rate of kitchen ventilation | Kitchen equipment that uses a control system that varies the exhaust rate of kitchen ventilation | Kitchen equipment that uses a control system that varies the exhaust rate of kitchen ventilation | Kitchen equipment that uses a control system that varies the exhaust rate of kitchen ventilation | Kitchen equipment that uses a control system that varies the exhaust rate of kitchen ventilation | Kitchen equipment that uses a control system that varies the exhaust rate of kitchen ventilation | Kitchen equipment that uses a control system that varies the exhaust rate of kitchen ventilation | Kitchen equipment that uses a control system that varies the exhaust rate of kitchen ventilation | Kitchen equipment that uses a control system that varies the exhaust rate of kitchen ventilation | 3074.6225 | 3074.6225 | 3074.6225 | 3074.6225 | 3074.6225 | 3074.6225 | 3074.6225 | 3074.6225 | 3074.6225 | 3074.6225 | 3074.6225 | 3074.6225 | 3074.6225 | 3074.6225 | 3074.6225 | 3074.6225 | 3074.6225 | 3074.6225 | 3074.6225 | 3074.6225 | 3074.6225 | 3074.6225 | 3074.6225 | 3074.6225 | 3074.6225 | 3074.6225 | 3074.6225 | 3074.6225 | 0 | 0 | 0 | 0 | 0 | 0 | 0 | 0 | 0 | 0 | 0 | 0 | 0 | 0 | 0 | 0 | 0 | 0 | 0 | 0 | 0 | 0 | 0 | 0 | 0 | 0 | 0 | 0 | 0 | 0 | 0 | 0 | 0 | 0 | 0 | 0 | 0 | 0 | 0 | 0 | 0 | 0 | 0 | 0 | 0 | 0 | 0 | 0 | 0 | 0 | 0 | 0 | 0 | 0 | 0 | 0 | 0 | 0 | 0 | 0 | 0 | 0 | 0 | 0 | 0 | 0 | 0 | 0 | 0 | 0 | 0 | 0 | 0 | 0 | 0 | 0 | 0 | 0 | 0 | 0 | 0 | 0 | 0 | 0 | 0 | 0 | 0 | 0 | 0 | 0 | 0 | 0 | 0 | 0 | 0 | 0 | 0 | 0 | 0 | 0 | 0 | 0 | 0 | 0 | 0 | 0 | 0 | 0 | 0 | 0 | 0 | 0 | 0 | 0 | 0 | 0 | 0 | 0 | 0 | 0 | 0 | 0 | 0 | 0 | 0 | 0 | 0 | 0 | 0 | 0 | 0 | 0 | 0 | 0 | 0 | 0 | 0 | 0 | 0 | 0 | Kitchen equipment that uses a control system that varies the exhaust rate of kitchen ventilation | Kitchen equipment that uses a control system that varies the exhaust rate of kitchen ventilation | Kitchen equipment that uses a control system that varies the exhaust rate of kitchen ventilation | Kitchen equipment that uses a control system that varies the exhaust rate of kitchen ventilation | Kitchen equipment that uses a control system that varies the exhaust rate of kitchen ventilation | Kitchen equipment that uses a control system that varies the exhaust rate of kitchen ventilation | Kitchen equipment that uses a control system that varies the exhaust rate of kitchen ventilation | Kitchen equipment that uses a control system that varies the exhaust rate of kitchen ventilation | Kitchen equipment that uses a control system that varies the exhaust rate of kitchen ventilation | Kitchen equipment that uses a control system that varies the exhaust rate of kitchen ventilation | Kitchen equipment that uses a control system that varies the exhaust rate of kitchen ventilation | Kitchen equipment that uses a control system that varies the exhaust rate of kitchen ventilation | Kitchen equipment that uses a control system that varies the exhaust rate of kitchen ventilation | Kitchen equipment that uses a control system that varies the exhaust rate of kitchen ventilation | Kitchen equipment that uses a control system that varies the exhaust rate of kitchen ventilation | Kitchen equipment that uses a control system that varies the exhaust rate of kitchen ventilation | Kitchen equipment that uses a control system that varies the exhaust rate of kitchen ventilation | Kitchen equipment that uses a control system that varies the exhaust rate of kitchen ventilation | Kitchen equipment that uses a control system that varies the exhaust rate of kitchen ventilation | Kitchen equipment that uses a control system that varies the exhaust rate of kitchen ventilation | Kitchen equipment that uses a control system that varies the exhaust rate of kitchen ventilation | Kitchen equipment that uses a control system that varies the exhaust rate of kitchen ventilation | Kitchen equipment that uses a control system that varies the exhaust rate of kitchen ventilation | Kitchen equipment that uses a control system that varies the exhaust rate of kitchen ventilation | Kitchen equipment that uses a control system that varies the exhaust rate of kitchen ventilation | Kitchen equipment that uses a control system that varies the exhaust rate of kitchen ventilation | Kitchen equipment that uses a control system that varies the exhaust rate of kitchen ventilation | Kitchen equipment that uses a control system that varies the exhaust rate of kitchen ventilation | 3074.6225 | 3074.6225 | 3074.6225 | 3074.6225 | 3074.6225 | 3074.6225 | 3074.6225 | 3074.6225 | 3074.6225 | 3074.6225 | 3074.6225 | 3074.6225 | 3074.6225 | 3074.6225 | 3074.6225 | 3074.6225 | 3074.6225 | 3074.6225 | 3074.6225 | 3074.6225 | 3074.6225 | 3074.6225 | 3074.6225 | 3074.6225 | 3074.6225 | 3074.6225 | 3074.6225 | 3074.6225 | 0 | 0 | 0 | 0 | 0 | 0 | 0 | 0 | 0 | 0 | 0 | 0 | 0 | 0 | 0 | 0 | 0 | 0 | 0 | 0 | 0 | 0 | 0 | 0 | 0 | 0 | 0 | 0 | 0 | 0 | 0 | 0 | 0 | 0 | 0 | 0 | 0 | 0 | 0 | 0 | 0 | 0 | 0 | 0 | 0 | 0 | 0 | 0 | 0 | 0 | 0 | 0 | 0 | 0 | 0 | 0 | 0 | 0 | 0 | 0 | 0 | 0 | 0 | 0 | 0 | 0 | 0 | 0 | 0 | 0 | 0 | 0 | 0 | 0 | 0 | 0 | 0 | 0 | 0 | 0 | 0 | 0 | 0 | 0 | 0 | 0 | 0 | 0 | 0 | 0 | 0 | 0 | 0 | 0 | 0 | 0 | 0 | 0 | 0 | 0 | 0 | 0 | 0 | 0 | 0 | 0 | 0 | 0 | 0 | 0 | 0 | 0 | 0 | 0
Gas Boiler - High Turndown Burner_Lodging_New_Not Applicable Segment or Vintage | Gas Boiler - High Turndown Burner_Lodging_New | Gas Boiler - High Turndown Burner_Commercial_New_Not Applicable Segment or Vintage_Not Applicable Segment or Vintage | Commercial | Lodging | New | Space Heating | Natural Gas | Gas Boiler - High Turndown Burner | NEQ | Not Applicable Segment or Vintage | 15 | 15 | 15 | 0 | 0 | 0 | 0 | 0 | Retro5Med | 8.35569166605469E-06 | TBD | A | WCM670 | 0.7 | 0.42 | sqft | 0.0321 | 0 | 0 | 0 | 0 | Not Applicable Segment or Vintage | Not Applicable Segment or Vintage | Not Applicable Segment or Vintage | 0 | 0 | 0 | Not Applicable Segment or Vintage | Not Applicable Segment or Vintage | Not Applicable Segment or Vintage | Not Applicable Segment or Vintage | Not Applicable Segment or Vintage | Not Applicable Segment or Vintage | Not Applicable Segment or Vintage | Not Applicable Segment or Vintage | Not Applicable Segment or Vintage | Not Applicable Segment or Vintage | Not Applicable Segment or Vintage | Not Applicable Segment or Vintage | Not Applicable Segment or Vintage | Not Applicable Segment or Vintage | Not Applicable Segment or Vintage | Not Applicable Segment or Vintage | Not Applicable Segment or Vintage | Not Applicable Segment or Vintage | Not Applicable Segment or Vintage | Not Applicable Segment or Vintage | Not Applicable Segment or Vintage | Not Applicable Segment or Vintage | Not Applicable Segment or Vintage | Not Applicable Segment or Vintage | Not Applicable Segment or Vintage | Not Applicable Segment or Vintage | Not Applicable Segment or Vintage | Not Applicable Segment or Vintage | 0 | 0 | 0 | 0 | 0 | 0 | 0 | 0 | 0 | 0 | 0 | 0 | 0 | 0 | 0 | 0 | 0 | 0 | 0 | 0 | 0 | 0 | 0 | 0 | 0 | 0 | 0 | 0 | 0 | 0 | 0 | 0 | 0 | 0 | 0 | 0 | 0 | 0 | 0 | 0 | 0 | 0 | 0 | 0 | 0 | 0 | 0 | 0 | 0 | 0 | 0 | 0 | 0 | 0 | 0 | 0 | 0 | 0 | 0 | 0 | 0 | 0 | 0 | 0 | 0 | 0 | 0 | 0 | 0 | 0 | 0 | 0 | 0 | 0 | 0 | 0 | 0 | 0 | 0 | 0 | 0 | 0 | 0 | 0 | 0 | 0 | 0 | 0 | 0 | 0 | 0 | 0 | 0 | 0 | 0 | 0 | 0 | 0 | 0 | 0 | 0 | 0 | 0 | 0 | 0 | 0 | 0 | 0 | 0 | 0 | 0 | 0 | Not Applicable Segment or Vintage | Not Applicable Segment or Vintage | Not Applicable Segment or Vintage | Not Applicable Segment or Vintage | Not Applicable Segment or Vintage | Not Applicable Segment or Vintage | Not Applicable Segment or Vintage | Not Applicable Segment or Vintage | Not Applicable Segment or Vintage | Not Applicable Segment or Vintage | Not Applicable Segment or Vintage | Not Applicable Segment or Vintage | Not Applicable Segment or Vintage | Not Applicable Segment or Vintage | Not Applicable Segment or Vintage | Not Applicable Segment or Vintage | Not Applicable Segment or Vintage | Not Applicable Segment or Vintage | Not Applicable Segment or Vintage | Not Applicable Segment or Vintage | Not Applicable Segment or Vintage | Not Applicable Segment or Vintage | Not Applicable Segment or Vintage | Not Applicable Segment or Vintage | Not Applicable Segment or Vintage | Not Applicable Segment or Vintage | Not Applicable Segment or Vintage | Not Applicable Segment or Vintage | 0 | 0 | 0 | 0 | 0 | 0 | 0 | 0 | 0 | 0 | 0 | 0 | 0 | 0 | 0 | 0 | 0 | 0 | 0 | 0 | 0 | 0 | 0 | 0 | 0 | 0 | 0 | 0 | 0 | 0 | 0 | 0 | 0 | 0 | 0 | 0 | 0 | 0 | 0 | 0 | 0 | 0 | 0 | 0 | 0 | 0 | 0 | 0 | 0 | 0 | 0 | 0 | 0 | 0 | 0 | 0 | 0 | 0 | 0 | 0 | 0 | 0 | 0 | 0 | 0 | 0 | 0 | 0 | 0 | 0 | 0 | 0 | 0 | 0 | 0 | 0 | 0 | 0 | 0 | 0 | 0 | 0 | 0 | 0 | 0 | 0 | 0 | 0 | 0 | 0 | 0 | 0 | 0 | 0 | 0 | 0 | 0 | 0 | 0 | 0 | 0 | 0 | 0 | 0 | 0 | 0 | 0 | 0 | 0 | 0 | 0 | 0 | 0 | 0 | 0 | 0 | 0 | 0 | 0 | 0 | 0 | 0 | 0 | 0 | 0 | 0 | 0 | 0 | 0 | 0 | 0 | 0 | 0 | 0 | 0 | 0 | 0 | 0 | 0 | 0 | 0 | 0 | 0 | 0 | 0 | 0 | 0 | 0 | 0 | 0 | 0 | 0 | 0 | 0 | 0 | 0 | 0 | 0 | 0 | 0 | 0 | 0 | 0 | 0 | 0 | 0 | 0 | 0 | Not Applicable Segment or Vintage | Not Applicable Segment or Vintage | Not Applicable Segment or Vintage | Not Applicable Segment or Vintage | Not Applicable Segment or Vintage | Not Applicable Segment or Vintage | Not Applicable Segment or Vintage | Not Applicable Segment or Vintage | Not Applicable Segment or Vintage | Not Applicable Segment or Vintage | Not Applicable Segment or Vintage | Not Applicable Segment or Vintage | Not Applicable Segment or Vintage | Not Applicable Segment or Vintage | Not Applicable Segment or Vintage | Not Applicable Segment or Vintage | Not Applicable Segment or Vintage | Not Applicable Segment or Vintage | Not Applicable Segment or Vintage | Not Applicable Segment or Vintage | Not Applicable Segment or Vintage | Not Applicable Segment or Vintage | Not Applicable Segment or Vintage | Not Applicable Segment or Vintage | Not Applicable Segment or Vintage | Not Applicable Segment or Vintage | Not Applicable Segment or Vintage | Not Applicable Segment or Vintage | 0 | 0 | 0 | 0 | 0 | 0 | 0 | 0 | 0 | 0 | 0 | 0 | 0 | 0 | 0 | 0 | 0 | 0 | 0 | 0 | 0 | 0 | 0 | 0 | 0 | 0 | 0 | 0 | 0 | 0 | 0 | 0 | 0 | 0 | 0 | 0 | 0 | 0 | 0 | 0 | 0 | 0 | 0 | 0 | 0 | 0 | 0 | 0 | 0 | 0 | 0 | 0 | 0 | 0 | 0 | 0 | 0 | 0 | 0 | 0 | 0 | 0 | 0 | 0 | 0 | 0 | 0 | 0 | 0 | 0 | 0 | 0 | 0 | 0 | 0 | 0 | 0 | 0 | 0 | 0 | 0 | 0 | 0 | 0 | 0 | 0 | 0 | 0 | 0 | 0 | 0 | 0 | 0 | 0 | 0 | 0 | 0 | 0 | 0 | 0 | 0 | 0 | 0 | 0 | 0 | 0 | 0 | 0 | 0 | 0 | 0 | 0 | 0 | 0 | 0 | 0 | 0 | 0 | 0 | 0 | 0 | 0 | 0 | 0 | 0 | 0 | 0 | 0 | 0 | 0 | 0 | 0 | 0 | 0 | 0 | 0 | 0 | 0 | 0 | 0 | 0 | 0
Gas Boiler - Radiator Replacement_Lodging_New_Not Applicable Segment or Vintage | Gas Boiler - Radiator Replacement_Lodging_New | Gas Boiler - Radiator Replacement_Commercial_New_Not Applicable Segment or Vintage_Not Applicable Segment or Vintage | Commercial | Lodging | New | Space Heating | Natural Gas | Gas Boiler - Radiator Replacement | NEQ | Not Applicable Segment or Vintage | 25 | 25 | 25 | 0 | 0 | 0 | 0 | 0 | Retro1Slow | 0.012666666666666666 | TBD | A | WCM676 | 0.7 | 0.42 | sqft | 0.0321 | 0 | 0 | 0 | 0 | Not Applicable Segment or Vintage | Not Applicable Segment or Vintage | Not Applicable Segment or Vintage | 0 | 0 | 0 | Not Applicable Segment or Vintage | Not Applicable Segment or Vintage | Not Applicable Segment or Vintage | Not Applicable Segment or Vintage | Not Applicable Segment or Vintage | Not Applicable Segment or Vintage | Not Applicable Segment or Vintage | Not Applicable Segment or Vintage | Not Applicable Segment or Vintage | Not Applicable Segment or Vintage | Not Applicable Segment or Vintage | Not Applicable Segment or Vintage | Not Applicable Segment or Vintage | Not Applicable Segment or Vintage | Not Applicable Segment or Vintage | Not Applicable Segment or Vintage | Not Applicable Segment or Vintage | Not Applicable Segment or Vintage | Not Applicable Segment or Vintage | Not Applicable Segment or Vintage | Not Applicable Segment or Vintage | Not Applicable Segment or Vintage | Not Applicable Segment or Vintage | Not Applicable Segment or Vintage | Not Applicable Segment or Vintage | Not Applicable Segment or Vintage | Not Applicable Segment or Vintage | Not Applicable Segment or Vintage | 0 | 0 | 0 | 0 | 0 | 0 | 0 | 0 | 0 | 0 | 0 | 0 | 0 | 0 | 0 | 0 | 0 | 0 | 0 | 0 | 0 | 0 | 0 | 0 | 0 | 0 | 0 | 0 | 0 | 0 | 0 | 0 | 0 | 0 | 0 | 0 | 0 | 0 | 0 | 0 | 0 | 0 | 0 | 0 | 0 | 0 | 0 | 0 | 0 | 0 | 0 | 0 | 0 | 0 | 0 | 0 | 0 | 0 | 0 | 0 | 0 | 0 | 0 | 0 | 0 | 0 | 0 | 0 | 0 | 0 | 0 | 0 | 0 | 0 | 0 | 0 | 0 | 0 | 0 | 0 | 0 | 0 | 0 | 0 | 0 | 0 | 0 | 0 | 0 | 0 | 0 | 0 | 0 | 0 | 0 | 0 | 0 | 0 | 0 | 0 | 0 | 0 | 0 | 0 | 0 | 0 | 0 | 0 | 0 | 0 | 0 | 0 | Not Applicable Segment or Vintage | Not Applicable Segment or Vintage | Not Applicable Segment or Vintage | Not Applicable Segment or Vintage | Not Applicable Segment or Vintage | Not Applicable Segment or Vintage | Not Applicable Segment or Vintage | Not Applicable Segment or Vintage | Not Applicable Segment or Vintage | Not Applicable Segment or Vintage | Not Applicable Segment or Vintage | Not Applicable Segment or Vintage | Not Applicable Segment or Vintage | Not Applicable Segment or Vintage | Not Applicable Segment or Vintage | Not Applicable Segment or Vintage | Not Applicable Segment or Vintage | Not Applicable Segment or Vintage | Not Applicable Segment or Vintage | Not Applicable Segment or Vintage | Not Applicable Segment or Vintage | Not Applicable Segment or Vintage | Not Applicable Segment or Vintage | Not Applicable Segment or Vintage | Not Applicable Segment or Vintage | Not Applicable Segment or Vintage | Not Applicable Segment or Vintage | Not Applicable Segment or Vintage | 0 | 0 | 0 | 0 | 0 | 0 | 0 | 0 | 0 | 0 | 0 | 0 | 0 | 0 | 0 | 0 | 0 | 0 | 0 | 0 | 0 | 0 | 0 | 0 | 0 | 0 | 0 | 0 | 0 | 0 | 0 | 0 | 0 | 0 | 0 | 0 | 0 | 0 | 0 | 0 | 0 | 0 | 0 | 0 | 0 | 0 | 0 | 0 | 0 | 0 | 0 | 0 | 0 | 0 | 0 | 0 | 0 | 0 | 0 | 0 | 0 | 0 | 0 | 0 | 0 | 0 | 0 | 0 | 0 | 0 | 0 | 0 | 0 | 0 | 0 | 0 | 0 | 0 | 0 | 0 | 0 | 0 | 0 | 0 | 0 | 0 | 0 | 0 | 0 | 0 | 0 | 0 | 0 | 0 | 0 | 0 | 0 | 0 | 0 | 0 | 0 | 0 | 0 | 0 | 0 | 0 | 0 | 0 | 0 | 0 | 0 | 0 | 0 | 0 | 0 | 0 | 0 | 0 | 0 | 0 | 0 | 0 | 0 | 0 | 0 | 0 | 0 | 0 | 0 | 0 | 0 | 0 | 0 | 0 | 0 | 0 | 0 | 0 | 0 | 0 | 0 | 0 | 0 | 0 | 0 | 0 | 0 | 0 | 0 | 0 | 0 | 0 | 0 | 0 | 0 | 0 | 0 | 0 | 0 | 0 | 0 | 0 | 0 | 0 | 0 | 0 | 0 | 0 | Not Applicable Segment or Vintage | Not Applicable Segment or Vintage | Not Applicable Segment or Vintage | Not Applicable Segment or Vintage | Not Applicable Segment or Vintage | Not Applicable Segment or Vintage | Not Applicable Segment or Vintage | Not Applicable Segment or Vintage | Not Applicable Segment or Vintage | Not Applicable Segment or Vintage | Not Applicable Segment or Vintage | Not Applicable Segment or Vintage | Not Applicable Segment or Vintage | Not Applicable Segment or Vintage | Not Applicable Segment or Vintage | Not Applicable Segment or Vintage | Not Applicable Segment or Vintage | Not Applicable Segment or Vintage | Not Applicable Segment or Vintage | Not Applicable Segment or Vintage | Not Applicable Segment or Vintage | Not Applicable Segment or Vintage | Not Applicable Segment or Vintage | Not Applicable Segment or Vintage | Not Applicable Segment or Vintage | Not Applicable Segment or Vintage | Not Applicable Segment or Vintage | Not Applicable Segment or Vintage | 0 | 0 | 0 | 0 | 0 | 0 | 0 | 0 | 0 | 0 | 0 | 0 | 0 | 0 | 0 | 0 | 0 | 0 | 0 | 0 | 0 | 0 | 0 | 0 | 0 | 0 | 0 | 0 | 0 | 0 | 0 | 0 | 0 | 0 | 0 | 0 | 0 | 0 | 0 | 0 | 0 | 0 | 0 | 0 | 0 | 0 | 0 | 0 | 0 | 0 | 0 | 0 | 0 | 0 | 0 | 0 | 0 | 0 | 0 | 0 | 0 | 0 | 0 | 0 | 0 | 0 | 0 | 0 | 0 | 0 | 0 | 0 | 0 | 0 | 0 | 0 | 0 | 0 | 0 | 0 | 0 | 0 | 0 | 0 | 0 | 0 | 0 | 0 | 0 | 0 | 0 | 0 | 0 | 0 | 0 | 0 | 0 | 0 | 0 | 0 | 0 | 0 | 0 | 0 | 0 | 0 | 0 | 0 | 0 | 0 | 0 | 0 | 0 | 0 | 0 | 0 | 0 | 0 | 0 | 0 | 0 | 0 | 0 | 0 | 0 | 0 | 0 | 0 | 0 | 0 | 0 | 0 | 0 | 0 | 0 | 0 | 0 | 0 | 0 | 0 | 0 | 0
Gas Boiler - Steam Trap Replacement_Lodging_New_Not Applicable Segment or Vintage | Gas Boiler - Steam Trap Replacement_Lodging_New | Gas Boiler - Steam Trap Replacement_Commercial_New_Not Applicable Segment or Vintage_Not Applicable Segment or Vintage | Commercial | Lodging | New | Space Heating | Natural Gas | Gas Boiler - Steam Trap Replacement | NEQ | Not Applicable Segment or Vintage | 6 | 6 | 6 | 0 | 0 | 0 | 0 | 0 | Retro1Slow | 0.012666666666666666 | TBD | A | WCM669 | 0.7 | 0.42 | sqft | 0.0321 | 0 | 0 | 0 | 0 | Not Applicable Segment or Vintage | Not Applicable Segment or Vintage | Not Applicable Segment or Vintage | 0 | 0 | 0 | Not Applicable Segment or Vintage | Not Applicable Segment or Vintage | Not Applicable Segment or Vintage | Not Applicable Segment or Vintage | Not Applicable Segment or Vintage | Not Applicable Segment or Vintage | Not Applicable Segment or Vintage | Not Applicable Segment or Vintage | Not Applicable Segment or Vintage | Not Applicable Segment or Vintage | Not Applicable Segment or Vintage | Not Applicable Segment or Vintage | Not Applicable Segment or Vintage | Not Applicable Segment or Vintage | Not Applicable Segment or Vintage | Not Applicable Segment or Vintage | Not Applicable Segment or Vintage | Not Applicable Segment or Vintage | Not Applicable Segment or Vintage | Not Applicable Segment or Vintage | Not Applicable Segment or Vintage | Not Applicable Segment or Vintage | Not Applicable Segment or Vintage | Not Applicable Segment or Vintage | Not Applicable Segment or Vintage | Not Applicable Segment or Vintage | Not Applicable Segment or Vintage | Not Applicable Segment or Vintage | 0 | 0 | 0 | 0 | 0 | 0 | 0 | 0 | 0 | 0 | 0 | 0 | 0 | 0 | 0 | 0 | 0 | 0 | 0 | 0 | 0 | 0 | 0 | 0 | 0 | 0 | 0 | 0 | 0 | 0 | 0 | 0 | 0 | 0 | 0 | 0 | 0 | 0 | 0 | 0 | 0 | 0 | 0 | 0 | 0 | 0 | 0 | 0 | 0 | 0 | 0 | 0 | 0 | 0 | 0 | 0 | 0 | 0 | 0 | 0 | 0 | 0 | 0 | 0 | 0 | 0 | 0 | 0 | 0 | 0 | 0 | 0 | 0 | 0 | 0 | 0 | 0 | 0 | 0 | 0 | 0 | 0 | 0 | 0 | 0 | 0 | 0 | 0 | 0 | 0 | 0 | 0 | 0 | 0 | 0 | 0 | 0 | 0 | 0 | 0 | 0 | 0 | 0 | 0 | 0 | 0 | 0 | 0 | 0 | 0 | 0 | 0 | Not Applicable Segment or Vintage | Not Applicable Segment or Vintage | Not Applicable Segment or Vintage | Not Applicable Segment or Vintage | Not Applicable Segment or Vintage | Not Applicable Segment or Vintage | Not Applicable Segment or Vintage | Not Applicable Segment or Vintage | Not Applicable Segment or Vintage | Not Applicable Segment or Vintage | Not Applicable Segment or Vintage | Not Applicable Segment or Vintage | Not Applicable Segment or Vintage | Not Applicable Segment or Vintage | Not Applicable Segment or Vintage | Not Applicable Segment or Vintage | Not Applicable Segment or Vintage | Not Applicable Segment or Vintage | Not Applicable Segment or Vintage | Not Applicable Segment or Vintage | Not Applicable Segment or Vintage | Not Applicable Segment or Vintage | Not Applicable Segment or Vintage | Not Applicable Segment or Vintage | Not Applicable Segment or Vintage | Not Applicable Segment or Vintage | Not Applicable Segment or Vintage | Not Applicable Segment or Vintage | 0 | 0 | 0 | 0 | 0 | 0 | 0 | 0 | 0 | 0 | 0 | 0 | 0 | 0 | 0 | 0 | 0 | 0 | 0 | 0 | 0 | 0 | 0 | 0 | 0 | 0 | 0 | 0 | 0 | 0 | 0 | 0 | 0 | 0 | 0 | 0 | 0 | 0 | 0 | 0 | 0 | 0 | 0 | 0 | 0 | 0 | 0 | 0 | 0 | 0 | 0 | 0 | 0 | 0 | 0 | 0 | 0 | 0 | 0 | 0 | 0 | 0 | 0 | 0 | 0 | 0 | 0 | 0 | 0 | 0 | 0 | 0 | 0 | 0 | 0 | 0 | 0 | 0 | 0 | 0 | 0 | 0 | 0 | 0 | 0 | 0 | 0 | 0 | 0 | 0 | 0 | 0 | 0 | 0 | 0 | 0 | 0 | 0 | 0 | 0 | 0 | 0 | 0 | 0 | 0 | 0 | 0 | 0 | 0 | 0 | 0 | 0 | 0 | 0 | 0 | 0 | 0 | 0 | 0 | 0 | 0 | 0 | 0 | 0 | 0 | 0 | 0 | 0 | 0 | 0 | 0 | 0 | 0 | 0 | 0 | 0 | 0 | 0 | 0 | 0 | 0 | 0 | 0 | 0 | 0 | 0 | 0 | 0 | 0 | 0 | 0 | 0 | 0 | 0 | 0 | 0 | 0 | 0 | 0 | 0 | 0 | 0 | 0 | 0 | 0 | 0 | 0 | 0 | Not Applicable Segment or Vintage | Not Applicable Segment or Vintage | Not Applicable Segment or Vintage | Not Applicable Segment or Vintage | Not Applicable Segment or Vintage | Not Applicable Segment or Vintage | Not Applicable Segment or Vintage | Not Applicable Segment or Vintage | Not Applicable Segment or Vintage | Not Applicable Segment or Vintage | Not Applicable Segment or Vintage | Not Applicable Segment or Vintage | Not Applicable Segment or Vintage | Not Applicable Segment or Vintage | Not Applicable Segment or Vintage | Not Applicable Segment or Vintage | Not Applicable Segment or Vintage | Not Applicable Segment or Vintage | Not Applicable Segment or Vintage | Not Applicable Segment or Vintage | Not Applicable Segment or Vintage | Not Applicable Segment or Vintage | Not Applicable Segment or Vintage | Not Applicable Segment or Vintage | Not Applicable Segment or Vintage | Not Applicable Segment or Vintage | Not Applicable Segment or Vintage | Not Applicable Segment or Vintage | 0 | 0 | 0 | 0 | 0 | 0 | 0 | 0 | 0 | 0 | 0 | 0 | 0 | 0 | 0 | 0 | 0 | 0 | 0 | 0 | 0 | 0 | 0 | 0 | 0 | 0 | 0 | 0 | 0 | 0 | 0 | 0 | 0 | 0 | 0 | 0 | 0 | 0 | 0 | 0 | 0 | 0 | 0 | 0 | 0 | 0 | 0 | 0 | 0 | 0 | 0 | 0 | 0 | 0 | 0 | 0 | 0 | 0 | 0 | 0 | 0 | 0 | 0 | 0 | 0 | 0 | 0 | 0 | 0 | 0 | 0 | 0 | 0 | 0 | 0 | 0 | 0 | 0 | 0 | 0 | 0 | 0 | 0 | 0 | 0 | 0 | 0 | 0 | 0 | 0 | 0 | 0 | 0 | 0 | 0 | 0 | 0 | 0 | 0 | 0 | 0 | 0 | 0 | 0 | 0 | 0 | 0 | 0 | 0 | 0 | 0 | 0 | 0 | 0 | 0 | 0 | 0 | 0 | 0 | 0 | 0 | 0 | 0 | 0 | 0 | 0 | 0 | 0 | 0 | 0 | 0 | 0 | 0 | 0 | 0 | 0 | 0 | 0 | 0 | 0 | 0 | 0
Gas Boiler - Blowdown Heat Recovery_Lodging_New_Not Applicable Segment or Vintage | Gas Boiler - Blowdown Heat Recovery_Lodging_New | Gas Boiler - Blowdown Heat Recovery_Commercial_New_Not Applicable Segment or Vintage_Not Applicable Segment or Vintage | Commercial | Lodging | New | Space Heating | Natural Gas | Gas Boiler - Blowdown Heat Recovery | NEQ | Not Applicable Segment or Vintage | 0 | 0 | 0 | 0 | 0 | 0 | 0 | 0 | Retro3Slow | 0.004128203794943829 | TBD | A | WCM672 | 0.7 | 0.42 | kBtuh heat | 0.0321 | 0 | 0 | 0 | 0 | Not Applicable Segment or Vintage | Not Applicable Segment or Vintage | Not Applicable Segment or Vintage | 0 | 0 | 0 | Not Applicable Segment or Vintage | Not Applicable Segment or Vintage | Not Applicable Segment or Vintage | Not Applicable Segment or Vintage | Not Applicable Segment or Vintage | Not Applicable Segment or Vintage | Not Applicable Segment or Vintage | Not Applicable Segment or Vintage | Not Applicable Segment or Vintage | Not Applicable Segment or Vintage | Not Applicable Segment or Vintage | Not Applicable Segment or Vintage | Not Applicable Segment or Vintage | Not Applicable Segment or Vintage | Not Applicable Segment or Vintage | Not Applicable Segment or Vintage | Not Applicable Segment or Vintage | Not Applicable Segment or Vintage | Not Applicable Segment or Vintage | Not Applicable Segment or Vintage | Not Applicable Segment or Vintage | Not Applicable Segment or Vintage | Not Applicable Segment or Vintage | Not Applicable Segment or Vintage | Not Applicable Segment or Vintage | Not Applicable Segment or Vintage | Not Applicable Segment or Vintage | Not Applicable Segment or Vintage | 0 | 0 | 0 | 0 | 0 | 0 | 0 | 0 | 0 | 0 | 0 | 0 | 0 | 0 | 0 | 0 | 0 | 0 | 0 | 0 | 0 | 0 | 0 | 0 | 0 | 0 | 0 | 0 | 0 | 0 | 0 | 0 | 0 | 0 | 0 | 0 | 0 | 0 | 0 | 0 | 0 | 0 | 0 | 0 | 0 | 0 | 0 | 0 | 0 | 0 | 0 | 0 | 0 | 0 | 0 | 0 | 0 | 0 | 0 | 0 | 0 | 0 | 0 | 0 | 0 | 0 | 0 | 0 | 0 | 0 | 0 | 0 | 0 | 0 | 0 | 0 | 0 | 0 | 0 | 0 | 0 | 0 | 0 | 0 | 0 | 0 | 0 | 0 | 0 | 0 | 0 | 0 | 0 | 0 | 0 | 0 | 0 | 0 | 0 | 0 | 0 | 0 | 0 | 0 | 0 | 0 | 0 | 0 | 0 | 0 | 0 | 0 | Not Applicable Segment or Vintage | Not Applicable Segment or Vintage | Not Applicable Segment or Vintage | Not Applicable Segment or Vintage | Not Applicable Segment or Vintage | Not Applicable Segment or Vintage | Not Applicable Segment or Vintage | Not Applicable Segment or Vintage | Not Applicable Segment or Vintage | Not Applicable Segment or Vintage | Not Applicable Segment or Vintage | Not Applicable Segment or Vintage | Not Applicable Segment or Vintage | Not Applicable Segment or Vintage | Not Applicable Segment or Vintage | Not Applicable Segment or Vintage | Not Applicable Segment or Vintage | Not Applicable Segment or Vintage | Not Applicable Segment or Vintage | Not Applicable Segment or Vintage | Not Applicable Segment or Vintage | Not Applicable Segment or Vintage | Not Applicable Segment or Vintage | Not Applicable Segment or Vintage | Not Applicable Segment or Vintage | Not Applicable Segment or Vintage | Not Applicable Segment or Vintage | Not Applicable Segment or Vintage | 0 | 0 | 0 | 0 | 0 | 0 | 0 | 0 | 0 | 0 | 0 | 0 | 0 | 0 | 0 | 0 | 0 | 0 | 0 | 0 | 0 | 0 | 0 | 0 | 0 | 0 | 0 | 0 | 0 | 0 | 0 | 0 | 0 | 0 | 0 | 0 | 0 | 0 | 0 | 0 | 0 | 0 | 0 | 0 | 0 | 0 | 0 | 0 | 0 | 0 | 0 | 0 | 0 | 0 | 0 | 0 | 0 | 0 | 0 | 0 | 0 | 0 | 0 | 0 | 0 | 0 | 0 | 0 | 0 | 0 | 0 | 0 | 0 | 0 | 0 | 0 | 0 | 0 | 0 | 0 | 0 | 0 | 0 | 0 | 0 | 0 | 0 | 0 | 0 | 0 | 0 | 0 | 0 | 0 | 0 | 0 | 0 | 0 | 0 | 0 | 0 | 0 | 0 | 0 | 0 | 0 | 0 | 0 | 0 | 0 | 0 | 0 | 0 | 0 | 0 | 0 | 0 | 0 | 0 | 0 | 0 | 0 | 0 | 0 | 0 | 0 | 0 | 0 | 0 | 0 | 0 | 0 | 0 | 0 | 0 | 0 | 0 | 0 | 0 | 0 | 0 | 0 | 0 | 0 | 0 | 0 | 0 | 0 | 0 | 0 | 0 | 0 | 0 | 0 | 0 | 0 | 0 | 0 | 0 | 0 | 0 | 0 | 0 | 0 | 0 | 0 | 0 | 0 | Not Applicable Segment or Vintage | Not Applicable Segment or Vintage | Not Applicable Segment or Vintage | Not Applicable Segment or Vintage | Not Applicable Segment or Vintage | Not Applicable Segment or Vintage | Not Applicable Segment or Vintage | Not Applicable Segment or Vintage | Not Applicable Segment or Vintage | Not Applicable Segment or Vintage | Not Applicable Segment or Vintage | Not Applicable Segment or Vintage | Not Applicable Segment or Vintage | Not Applicable Segment or Vintage | Not Applicable Segment or Vintage | Not Applicable Segment or Vintage | Not Applicable Segment or Vintage | Not Applicable Segment or Vintage | Not Applicable Segment or Vintage | Not Applicable Segment or Vintage | Not Applicable Segment or Vintage | Not Applicable Segment or Vintage | Not Applicable Segment or Vintage | Not Applicable Segment or Vintage | Not Applicable Segment or Vintage | Not Applicable Segment or Vintage | Not Applicable Segment or Vintage | Not Applicable Segment or Vintage | 0 | 0 | 0 | 0 | 0 | 0 | 0 | 0 | 0 | 0 | 0 | 0 | 0 | 0 | 0 | 0 | 0 | 0 | 0 | 0 | 0 | 0 | 0 | 0 | 0 | 0 | 0 | 0 | 0 | 0 | 0 | 0 | 0 | 0 | 0 | 0 | 0 | 0 | 0 | 0 | 0 | 0 | 0 | 0 | 0 | 0 | 0 | 0 | 0 | 0 | 0 | 0 | 0 | 0 | 0 | 0 | 0 | 0 | 0 | 0 | 0 | 0 | 0 | 0 | 0 | 0 | 0 | 0 | 0 | 0 | 0 | 0 | 0 | 0 | 0 | 0 | 0 | 0 | 0 | 0 | 0 | 0 | 0 | 0 | 0 | 0 | 0 | 0 | 0 | 0 | 0 | 0 | 0 | 0 | 0 | 0 | 0 | 0 | 0 | 0 | 0 | 0 | 0 | 0 | 0 | 0 | 0 | 0 | 0 | 0 | 0 | 0 | 0 | 0 | 0 | 0 | 0 | 0 | 0 | 0 | 0 | 0 | 0 | 0 | 0 | 0 | 0 | 0 | 0 | 0 | 0 | 0 | 0 | 0 | 0 | 0 | 0 | 0 | 0 | 0 | 0 | 0
Gas-Fired Combination Heat Pump Conversion_Lodging_New_Gas-fired heat pump, COP 1.3 | Gas-Fired Combination Heat Pump Conversion_Lodging_New | Gas-Fired Combination Heat Pump Conversion_Commercial_New_Federal standard gas-fired central heating and DHW system_Gas-fired heat pump, COP 1.3 | Commercial | Lodging | New | Space Heating | Natural Gas | Gas-Fired Combination Heat Pump Conversion | NEQ | Federal standard gas-fired central heating and DHW system | 20 | 20 | 20 | 0 | 0 | 0 | 0 | 0.1 | Retro1Slow | 0.012666666666666666 | TBD | A | WCM664 | 0.7 | 0.42 | kBtuh heat | 0.0321 | 0 | 0 | 0 | 0 | AEO 2021 - gas_eng-driven_RTHP-heat 2017 typical | EIA - Technology Forecast Updates. Appendix A. U.S. Energy Information Administration. March 3, 2023.¦ Technical Support Documents for Baseline Costs | AEG Analysis, Comparison of Baseline TE vs COP | 0 | 0 | 195.1704 | Federal standard gas-fired central heating and DHW system | Federal standard gas-fired central heating and DHW system | Federal standard gas-fired central heating and DHW system | Federal standard gas-fired central heating and DHW system | Federal standard gas-fired central heating and DHW system | Federal standard gas-fired central heating and DHW system | Federal standard gas-fired central heating and DHW system | Federal standard gas-fired central heating and DHW system | Federal standard gas-fired central heating and DHW system | Federal standard gas-fired central heating and DHW system | Federal standard gas-fired central heating and DHW system | Federal standard gas-fired central heating and DHW system | Federal standard gas-fired central heating and DHW system | Federal standard gas-fired central heating and DHW system | Federal standard gas-fired central heating and DHW system | Federal standard gas-fired central heating and DHW system | Federal standard gas-fired central heating and DHW system | Federal standard gas-fired central heating and DHW system | Federal standard gas-fired central heating and DHW system | Federal standard gas-fired central heating and DHW system | Federal standard gas-fired central heating and DHW system | Federal standard gas-fired central heating and DHW system | Federal standard gas-fired central heating and DHW system | Federal standard gas-fired central heating and DHW system | Federal standard gas-fired central heating and DHW system | Federal standard gas-fired central heating and DHW system | Federal standard gas-fired central heating and DHW system | Federal standard gas-fired central heating and DHW system | 0 | 0 | 0 | 0 | 0 | 0 | 0 | 0 | 0 | 0 | 0 | 0 | 0 | 0 | 0 | 0 | 0 | 0 | 0 | 0 | 0 | 0 | 0 | 0 | 0 | 0 | 0 | 0 | 0 | 0 | 0 | 0 | 0 | 0 | 0 | 0 | 0 | 0 | 0 | 0 | 0 | 0 | 0 | 0 | 0 | 0 | 0 | 0 | 0 | 0 | 0 | 0 | 0 | 0 | 0 | 0 | 0 | 0 | 0 | 0 | 0 | 0 | 0 | 0 | 0 | 0 | 0 | 0 | 0 | 0 | 0 | 0 | 0 | 0 | 0 | 0 | 0 | 0 | 0 | 0 | 0 | 0 | 0 | 0 | 0 | 0 | 0 | 0 | 0 | 0 | 0 | 0 | 0 | 0 | 0 | 0 | 0 | 0 | 0 | 0 | 0 | 0 | 0 | 0 | 0 | 0 | 0 | 0 | 0 | 0 | 0 | 0 | Gas-fired heat pump, COP 1.3 | Gas-fired heat pump, COP 1.3 | Gas-fired heat pump, COP 1.3 | Gas-fired heat pump, COP 1.3 | Gas-fired heat pump, COP 1.3 | Gas-fired heat pump, COP 1.3 | Gas-fired heat pump, COP 1.3 | Gas-fired heat pump, COP 1.3 | Gas-fired heat pump, COP 1.3 | Gas-fired heat pump, COP 1.3 | Gas-fired heat pump, COP 1.3 | Gas-fired heat pump, COP 1.3 | Gas-fired heat pump, COP 1.3 | Gas-fired heat pump, COP 1.3 | Gas-fired heat pump, COP 1.3 | Gas-fired heat pump, COP 1.3 | Gas-fired heat pump, COP 1.3 | Gas-fired heat pump, COP 1.3 | Gas-fired heat pump, COP 1.3 | Gas-fired heat pump, COP 1.3 | Gas-fired heat pump, COP 1.3 | Gas-fired heat pump, COP 1.3 | Gas-fired heat pump, COP 1.3 | Gas-fired heat pump, COP 1.3 | Gas-fired heat pump, COP 1.3 | Gas-fired heat pump, COP 1.3 | Gas-fired heat pump, COP 1.3 | Gas-fired heat pump, COP 1.3 | 195.1704 | 195.1704 | 195.1704 | 195.1704 | 195.1704 | 195.1704 | 195.1704 | 195.1704 | 195.1704 | 195.1704 | 195.1704 | 195.1704 | 195.1704 | 195.1704 | 195.1704 | 195.1704 | 195.1704 | 195.1704 | 195.1704 | 195.1704 | 195.1704 | 195.1704 | 195.1704 | 195.1704 | 195.1704 | 195.1704 | 195.1704 | 195.1704 | 0 | 0 | 0 | 0 | 0 | 0 | 0 | 0 | 0 | 0 | 0 | 0 | 0 | 0 | 0 | 0 | 0 | 0 | 0 | 0 | 0 | 0 | 0 | 0 | 0 | 0 | 0 | 0 | 0 | 0 | 0 | 0 | 0 | 0 | 0 | 0 | 0 | 0 | 0 | 0 | 0 | 0 | 0 | 0 | 0 | 0 | 0 | 0 | 0 | 0 | 0 | 0 | 0 | 0 | 0 | 0 | 0 | 0 | 0 | 0 | 0 | 0 | 0 | 0 | 0 | 0 | 0 | 0 | 0 | 0 | 0 | 0 | 0 | 0 | 0 | 0 | 0 | 0 | 0 | 0 | 0 | 0 | 0 | 0 | 0 | 0 | 0 | 0 | 0 | 0 | 0 | 0 | 0 | 0 | 0 | 0 | 0 | 0 | 0 | 0 | 0 | 0 | 0 | 0 | 0 | 0 | 0 | 0 | 0 | 0 | 0 | 0 | 0 | 0 | 0 | 0 | 0 | 0 | 0 | 0 | 0 | 0 | 0 | 0 | 0 | 0 | 0 | 0 | 0 | 0 | 0 | 0 | 0 | 0 | 0 | 0 | 0 | 0 | 0 | 0 | Gas-fired heat pump, COP 1.3 | Gas-fired heat pump, COP 1.3 | Gas-fired heat pump, COP 1.3 | Gas-fired heat pump, COP 1.3 | Gas-fired heat pump, COP 1.3 | Gas-fired heat pump, COP 1.3 | Gas-fired heat pump, COP 1.3 | Gas-fired heat pump, COP 1.3 | Gas-fired heat pump, COP 1.3 | Gas-fired heat pump, COP 1.3 | Gas-fired heat pump, COP 1.3 | Gas-fired heat pump, COP 1.3 | Gas-fired heat pump, COP 1.3 | Gas-fired heat pump, COP 1.3 | Gas-fired heat pump, COP 1.3 | Gas-fired heat pump, COP 1.3 | Gas-fired heat pump, COP 1.3 | Gas-fired heat pump, COP 1.3 | Gas-fired heat pump, COP 1.3 | Gas-fired heat pump, COP 1.3 | Gas-fired heat pump, COP 1.3 | Gas-fired heat pump, COP 1.3 | Gas-fired heat pump, COP 1.3 | Gas-fired heat pump, COP 1.3 | Gas-fired heat pump, COP 1.3 | Gas-fired heat pump, COP 1.3 | Gas-fired heat pump, COP 1.3 | Gas-fired heat pump, COP 1.3 | 195.1704 | 195.1704 | 195.1704 | 195.1704 | 195.1704 | 195.1704 | 195.1704 | 195.1704 | 195.1704 | 195.1704 | 195.1704 | 195.1704 | 195.1704 | 195.1704 | 195.1704 | 195.1704 | 195.1704 | 195.1704 | 195.1704 | 195.1704 | 195.1704 | 195.1704 | 195.1704 | 195.1704 | 195.1704 | 195.1704 | 195.1704 | 195.1704 | 0 | 0 | 0 | 0 | 0 | 0 | 0 | 0 | 0 | 0 | 0 | 0 | 0 | 0 | 0 | 0 | 0 | 0 | 0 | 0 | 0 | 0 | 0 | 0 | 0 | 0 | 0 | 0 | 0 | 0 | 0 | 0 | 0 | 0 | 0 | 0 | 0 | 0 | 0 | 0 | 0 | 0 | 0 | 0 | 0 | 0 | 0 | 0 | 0 | 0 | 0 | 0 | 0 | 0 | 0 | 0 | 0 | 0 | 0 | 0 | 0 | 0 | 0 | 0 | 0 | 0 | 0 | 0 | 0 | 0 | 0 | 0 | 0 | 0 | 0 | 0 | 0 | 0 | 0 | 0 | 0 | 0 | 0 | 0 | 0 | 0 | 0 | 0 | 0 | 0 | 0 | 0 | 0 | 0 | 0 | 0 | 0 | 0 | 0 | 0 | 0 | 0 | 0 | 0 | 0 | 0 | 0 | 0 | 0 | 0 | 0 | 0 | 0 | 0
Commercial Laundry - ENERGY STAR Washer (8.0)_Miscellaneous_New_EnergyStar Front Loading Clothers Washer | Commercial Laundry - ENERGY STAR Washer (8.0)_Miscellaneous_New | Commercial Laundry - ENERGY STAR Washer (8.0)_Commercial_New_Federal Standard Front-Loading Clothes Washer_EnergyStar Front Loading Clothers Washer | Commercial | Miscellaneous | New | Miscellaneous | Natural Gas | Commercial Laundry - ENERGY STAR Washer (8.0) | NEQ | Federal Standard Front-Loading Clothes Washer | 7 | 7 | 7 | 0 | 0 | 0 | 0.04 | 0.1 | Retro5Med | 8.35569166605469E-06 | TBD | A | WCM889 | 0.7 | 0.42 | Washer | 0.0321 | 0 | 0 | 0 | 0 | Regional Technical Forum. Commercial Clothes Washers - Unit Energy Savings Workbook, Version 7.1. Northwest Power and Conservation Council. July 18, 2023 | Regional Technical Forum. Commercial Clothes Washers - Unit Energy Savings Workbook, Version 7.1. Northwest Power and Conservation Council. July 18, 2023 | Regional Technical Forum. Commercial Clothes Washers - Unit Energy Savings Workbook, Version 7.1. Northwest Power and Conservation Council. July 18, 2023 | 0 | 0 | 668.9719 | Federal Standard Front-Loading Clothes Washer | Federal Standard Front-Loading Clothes Washer | Federal Standard Front-Loading Clothes Washer | Federal Standard Front-Loading Clothes Washer | Federal Standard Front-Loading Clothes Washer | Federal Standard Front-Loading Clothes Washer | Federal Standard Front-Loading Clothes Washer | Federal Standard Front-Loading Clothes Washer | Federal Standard Front-Loading Clothes Washer | Federal Standard Front-Loading Clothes Washer | Federal Standard Front-Loading Clothes Washer | Federal Standard Front-Loading Clothes Washer | Federal Standard Front-Loading Clothes Washer | Federal Standard Front-Loading Clothes Washer | Federal Standard Front-Loading Clothes Washer | Federal Standard Front-Loading Clothes Washer | Federal Standard Front-Loading Clothes Washer | Federal Standard Front-Loading Clothes Washer | Federal Standard Front-Loading Clothes Washer | Federal Standard Front-Loading Clothes Washer | Federal Standard Front-Loading Clothes Washer | Federal Standard Front-Loading Clothes Washer | Federal Standard Front-Loading Clothes Washer | Federal Standard Front-Loading Clothes Washer | Federal Standard Front-Loading Clothes Washer | Federal Standard Front-Loading Clothes Washer | Federal Standard Front-Loading Clothes Washer | Federal Standard Front-Loading Clothes Washer | 0 | 0 | 0 | 0 | 0 | 0 | 0 | 0 | 0 | 0 | 0 | 0 | 0 | 0 | 0 | 0 | 0 | 0 | 0 | 0 | 0 | 0 | 0 | 0 | 0 | 0 | 0 | 0 | 0 | 0 | 0 | 0 | 0 | 0 | 0 | 0 | 0 | 0 | 0 | 0 | 0 | 0 | 0 | 0 | 0 | 0 | 0 | 0 | 0 | 0 | 0 | 0 | 0 | 0 | 0 | 0 | 0 | 0 | 0 | 0 | 0 | 0 | 0 | 0 | 0 | 0 | 0 | 0 | 0 | 0 | 0 | 0 | 0 | 0 | 0 | 0 | 0 | 0 | 0 | 0 | 0 | 0 | 0 | 0 | 0 | 0 | 0 | 0 | 0 | 0 | 0 | 0 | 0 | 0 | 0 | 0 | 0 | 0 | 0 | 0 | 0 | 0 | 0 | 0 | 0 | 0 | 0 | 0 | 0 | 0 | 0 | 0 | EnergyStar Front Loading Clothers Washer | EnergyStar Front Loading Clothers Washer | EnergyStar Front Loading Clothers Washer | EnergyStar Front Loading Clothers Washer | EnergyStar Front Loading Clothers Washer | EnergyStar Front Loading Clothers Washer | EnergyStar Front Loading Clothers Washer | EnergyStar Front Loading Clothers Washer | EnergyStar Front Loading Clothers Washer | EnergyStar Front Loading Clothers Washer | EnergyStar Front Loading Clothers Washer | EnergyStar Front Loading Clothers Washer | EnergyStar Front Loading Clothers Washer | EnergyStar Front Loading Clothers Washer | EnergyStar Front Loading Clothers Washer | EnergyStar Front Loading Clothers Washer | EnergyStar Front Loading Clothers Washer | EnergyStar Front Loading Clothers Washer | EnergyStar Front Loading Clothers Washer | EnergyStar Front Loading Clothers Washer | EnergyStar Front Loading Clothers Washer | EnergyStar Front Loading Clothers Washer | EnergyStar Front Loading Clothers Washer | EnergyStar Front Loading Clothers Washer | EnergyStar Front Loading Clothers Washer | EnergyStar Front Loading Clothers Washer | EnergyStar Front Loading Clothers Washer | EnergyStar Front Loading Clothers Washer | 668.9719 | 668.9719 | 668.9719 | 668.9719 | 668.9719 | 668.9719 | 668.9719 | 668.9719 | 668.9719 | 668.9719 | 668.9719 | 668.9719 | 668.9719 | 668.9719 | 668.9719 | 668.9719 | 668.9719 | 668.9719 | 668.9719 | 668.9719 | 668.9719 | 668.9719 | 668.9719 | 668.9719 | 668.9719 | 668.9719 | 668.9719 | 668.9719 | 0 | 0 | 0 | 0 | 0 | 0 | 0 | 0 | 0 | 0 | 0 | 0 | 0 | 0 | 0 | 0 | 0 | 0 | 0 | 0 | 0 | 0 | 0 | 0 | 0 | 0 | 0 | 0 | 0 | 0 | 0 | 0 | 0 | 0 | 0 | 0 | 0 | 0 | 0 | 0 | 0 | 0 | 0 | 0 | 0 | 0 | 0 | 0 | 0 | 0 | 0 | 0 | 0 | 0 | 0 | 0 | 0 | 0 | 0 | 0 | 0 | 0 | 0 | 0 | 0 | 0 | 0 | 0 | 0 | 0 | 0 | 0 | 0 | 0 | 0 | 0 | 0 | 0 | 0 | 0 | 0 | 0 | 0 | 0 | 0 | 0 | 0 | 0 | 0 | 0 | 0 | 0 | 0 | 0 | 0 | 0 | 0 | 0 | 0 | 0 | 0 | 0 | 0 | 0 | 0 | 0 | 0 | 0 | 0 | 0 | 0 | 0 | 0 | 0 | 0 | 0 | 0 | 0 | 0 | 0 | 0 | 0 | 0 | 0 | 0 | 0 | 0 | 0 | 0 | 0 | 0 | 0 | 0 | 0 | 0 | 0 | 0 | 0 | 0 | 0 | EnergyStar Front Loading Clothers Washer | EnergyStar Front Loading Clothers Washer | EnergyStar Front Loading Clothers Washer | EnergyStar Front Loading Clothers Washer | EnergyStar Front Loading Clothers Washer | EnergyStar Front Loading Clothers Washer | EnergyStar Front Loading Clothers Washer | EnergyStar Front Loading Clothers Washer | EnergyStar Front Loading Clothers Washer | EnergyStar Front Loading Clothers Washer | EnergyStar Front Loading Clothers Washer | EnergyStar Front Loading Clothers Washer | EnergyStar Front Loading Clothers Washer | EnergyStar Front Loading Clothers Washer | EnergyStar Front Loading Clothers Washer | EnergyStar Front Loading Clothers Washer | EnergyStar Front Loading Clothers Washer | EnergyStar Front Loading Clothers Washer | EnergyStar Front Loading Clothers Washer | EnergyStar Front Loading Clothers Washer | EnergyStar Front Loading Clothers Washer | EnergyStar Front Loading Clothers Washer | EnergyStar Front Loading Clothers Washer | EnergyStar Front Loading Clothers Washer | EnergyStar Front Loading Clothers Washer | EnergyStar Front Loading Clothers Washer | EnergyStar Front Loading Clothers Washer | EnergyStar Front Loading Clothers Washer | 668.9719 | 668.9719 | 668.9719 | 668.9719 | 668.9719 | 668.9719 | 668.9719 | 668.9719 | 668.9719 | 668.9719 | 668.9719 | 668.9719 | 668.9719 | 668.9719 | 668.9719 | 668.9719 | 668.9719 | 668.9719 | 668.9719 | 668.9719 | 668.9719 | 668.9719 | 668.9719 | 668.9719 | 668.9719 | 668.9719 | 668.9719 | 668.9719 | 0 | 0 | 0 | 0 | 0 | 0 | 0 | 0 | 0 | 0 | 0 | 0 | 0 | 0 | 0 | 0 | 0 | 0 | 0 | 0 | 0 | 0 | 0 | 0 | 0 | 0 | 0 | 0 | 0 | 0 | 0 | 0 | 0 | 0 | 0 | 0 | 0 | 0 | 0 | 0 | 0 | 0 | 0 | 0 | 0 | 0 | 0 | 0 | 0 | 0 | 0 | 0 | 0 | 0 | 0 | 0 | 0 | 0 | 0 | 0 | 0 | 0 | 0 | 0 | 0 | 0 | 0 | 0 | 0 | 0 | 0 | 0 | 0 | 0 | 0 | 0 | 0 | 0 | 0 | 0 | 0 | 0 | 0 | 0 | 0 | 0 | 0 | 0 | 0 | 0 | 0 | 0 | 0 | 0 | 0 | 0 | 0 | 0 | 0 | 0 | 0 | 0 | 0 | 0 | 0 | 0 | 0 | 0 | 0 | 0 | 0 | 0 | 0 | 0
Commercial Laundry - Dryer Efficiency Retrofit_Miscellaneous_New_Commercial gas dryer retrofitted with a two-stage modulating gas valve kit | Commercial Laundry - Dryer Efficiency Retrofit_Miscellaneous_New | Commercial Laundry - Dryer Efficiency Retrofit_Commercial_New_Commercial gas dryer with no modulating capabilities_Commercial gas dryer retrofitted with a two-stage modulating gas valve kit | Commercial | Miscellaneous | New | Miscellaneous | Natural Gas | Commercial Laundry - Dryer Efficiency Retrofit | NEQ | Commercial gas dryer with no modulating capabilities | 10 | 10 | 10 | 18090.949 | 0 | 0 | 0.042 | 0.07 | Retro5Med | 8.35569166605469E-06 | TBD | A | WCM890 | 0.7 | 0.42 | Washer | 0.0321 | 0 | 0 | 0 | 0 | IL TRM v13 - 4.9.3 - Modulating Commercial Gas Clothes Dryer - CI-MSC-MODD-V02-230101 ¦ IL TRM v13 - 4.9.9 - Commercial Clothes Dryer Moisture Sensor - CI-MSC-CDMS-V02-230101 | IL TRM v13 - 4.9.3 - Modulating Commercial Gas Clothes Dryer - CI-MSC-MODD-V02-230101 ¦ IL TRM v13 - 4.9.9 - Commercial Clothes Dryer Moisture Sensor - CI-MSC-CDMS-V02-230101 | IL TRM v13 - 4.9.3 - Modulating Commercial Gas Clothes Dryer - CI-MSC-MODD-V02-230101 ¦ IL TRM v13 - 4.9.9 - Commercial Clothes Dryer Moisture Sensor - CI-MSC-CDMS-V02-230101 | 0 | 0 | 799.6811 | Commercial gas dryer with no modulating capabilities | Commercial gas dryer with no modulating capabilities | Commercial gas dryer with no modulating capabilities | Commercial gas dryer with no modulating capabilities | Commercial gas dryer with no modulating capabilities | Commercial gas dryer with no modulating capabilities | Commercial gas dryer with no modulating capabilities | Commercial gas dryer with no modulating capabilities | Commercial gas dryer with no modulating capabilities | Commercial gas dryer with no modulating capabilities | Commercial gas dryer with no modulating capabilities | Commercial gas dryer with no modulating capabilities | Commercial gas dryer with no modulating capabilities | Commercial gas dryer with no modulating capabilities | Commercial gas dryer with no modulating capabilities | Commercial gas dryer with no modulating capabilities | Commercial gas dryer with no modulating capabilities | Commercial gas dryer with no modulating capabilities | Commercial gas dryer with no modulating capabilities | Commercial gas dryer with no modulating capabilities | Commercial gas dryer with no modulating capabilities | Commercial gas dryer with no modulating capabilities | Commercial gas dryer with no modulating capabilities | Commercial gas dryer with no modulating capabilities | Commercial gas dryer with no modulating capabilities | Commercial gas dryer with no modulating capabilities | Commercial gas dryer with no modulating capabilities | Commercial gas dryer with no modulating capabilities | 0 | 0 | 0 | 0 | 0 | 0 | 0 | 0 | 0 | 0 | 0 | 0 | 0 | 0 | 0 | 0 | 0 | 0 | 0 | 0 | 0 | 0 | 0 | 0 | 0 | 0 | 0 | 0 | 0 | 0 | 0 | 0 | 0 | 0 | 0 | 0 | 0 | 0 | 0 | 0 | 0 | 0 | 0 | 0 | 0 | 0 | 0 | 0 | 0 | 0 | 0 | 0 | 0 | 0 | 0 | 0 | 0 | 0 | 0 | 0 | 0 | 0 | 0 | 0 | 0 | 0 | 0 | 0 | 0 | 0 | 0 | 0 | 0 | 0 | 0 | 0 | 0 | 0 | 0 | 0 | 0 | 0 | 0 | 0 | 0 | 0 | 0 | 0 | 0 | 0 | 0 | 0 | 0 | 0 | 0 | 0 | 0 | 0 | 0 | 0 | 0 | 0 | 0 | 0 | 0 | 0 | 0 | 0 | 0 | 0 | 0 | 0 | Commercial gas dryer retrofitted with a two-stage modulating gas valve kit | Commercial gas dryer retrofitted with a two-stage modulating gas valve kit | Commercial gas dryer retrofitted with a two-stage modulating gas valve kit | Commercial gas dryer retrofitted with a two-stage modulating gas valve kit | Commercial gas dryer retrofitted with a two-stage modulating gas valve kit | Commercial gas dryer retrofitted with a two-stage modulating gas valve kit | Commercial gas dryer retrofitted with a two-stage modulating gas valve kit | Commercial gas dryer retrofitted with a two-stage modulating gas valve kit | Commercial gas dryer retrofitted with a two-stage modulating gas valve kit | Commercial gas dryer retrofitted with a two-stage modulating gas valve kit | Commercial gas dryer retrofitted with a two-stage modulating gas valve kit | Commercial gas dryer retrofitted with a two-stage modulating gas valve kit | Commercial gas dryer retrofitted with a two-stage modulating gas valve kit | Commercial gas dryer retrofitted with a two-stage modulating gas valve kit | Commercial gas dryer retrofitted with a two-stage modulating gas valve kit | Commercial gas dryer retrofitted with a two-stage modulating gas valve kit | Commercial gas dryer retrofitted with a two-stage modulating gas valve kit | Commercial gas dryer retrofitted with a two-stage modulating gas valve kit | Commercial gas dryer retrofitted with a two-stage modulating gas valve kit | Commercial gas dryer retrofitted with a two-stage modulating gas valve kit | Commercial gas dryer retrofitted with a two-stage modulating gas valve kit | Commercial gas dryer retrofitted with a two-stage modulating gas valve kit | Commercial gas dryer retrofitted with a two-stage modulating gas valve kit | Commercial gas dryer retrofitted with a two-stage modulating gas valve kit | Commercial gas dryer retrofitted with a two-stage modulating gas valve kit | Commercial gas dryer retrofitted with a two-stage modulating gas valve kit | Commercial gas dryer retrofitted with a two-stage modulating gas valve kit | Commercial gas dryer retrofitted with a two-stage modulating gas valve kit | 799.6811 | 799.6811 | 799.6811 | 799.6811 | 799.6811 | 799.6811 | 799.6811 | 799.6811 | 799.6811 | 799.6811 | 799.6811 | 799.6811 | 799.6811 | 799.6811 | 799.6811 | 799.6811 | 799.6811 | 799.6811 | 799.6811 | 799.6811 | 799.6811 | 799.6811 | 799.6811 | 799.6811 | 799.6811 | 799.6811 | 799.6811 | 799.6811 | 18090.949 | 18090.949 | 18090.949 | 18090.949 | 18090.949 | 18090.949 | 18090.949 | 18090.949 | 18090.949 | 18090.949 | 18090.949 | 18090.949 | 18090.949 | 18090.949 | 18090.949 | 18090.949 | 18090.949 | 18090.949 | 18090.949 | 18090.949 | 18090.949 | 18090.949 | 18090.949 | 18090.949 | 18090.949 | 18090.949 | 18090.949 | 18090.949 | 0 | 0 | 0 | 0 | 0 | 0 | 0 | 0 | 0 | 0 | 0 | 0 | 0 | 0 | 0 | 0 | 0 | 0 | 0 | 0 | 0 | 0 | 0 | 0 | 0 | 0 | 0 | 0 | 0 | 0 | 0 | 0 | 0 | 0 | 0 | 0 | 0 | 0 | 0 | 0 | 0 | 0 | 0 | 0 | 0 | 0 | 0 | 0 | 0 | 0 | 0 | 0 | 0 | 0 | 0 | 0 | 0 | 0 | 0 | 0 | 0 | 0 | 0 | 0 | 0 | 0 | 0 | 0 | 0 | 0 | 0 | 0 | 0 | 0 | 0 | 0 | 0 | 0 | 0 | 0 | 0 | 0 | 0 | 0 | 0 | 0 | 0 | 0 | 0 | 0 | 0 | 0 | 0 | 0 | 0 | 0 | 0 | 0 | 0 | 0 | 0 | 0 | 0 | 0 | 0 | 0 | 0 | 0 | 0 | 0 | 0 | 0 | Commercial gas dryer retrofitted with a two-stage modulating gas valve kit | Commercial gas dryer retrofitted with a two-stage modulating gas valve kit | Commercial gas dryer retrofitted with a two-stage modulating gas valve kit | Commercial gas dryer retrofitted with a two-stage modulating gas valve kit | Commercial gas dryer retrofitted with a two-stage modulating gas valve kit | Commercial gas dryer retrofitted with a two-stage modulating gas valve kit | Commercial gas dryer retrofitted with a two-stage modulating gas valve kit | Commercial gas dryer retrofitted with a two-stage modulating gas valve kit | Commercial gas dryer retrofitted with a two-stage modulating gas valve kit | Commercial gas dryer retrofitted with a two-stage modulating gas valve kit | Commercial gas dryer retrofitted with a two-stage modulating gas valve kit | Commercial gas dryer retrofitted with a two-stage modulating gas valve kit | Commercial gas dryer retrofitted with a two-stage modulating gas valve kit | Commercial gas dryer retrofitted with a two-stage modulating gas valve kit | Commercial gas dryer retrofitted with a two-stage modulating gas valve kit | Commercial gas dryer retrofitted with a two-stage modulating gas valve kit | Commercial gas dryer retrofitted with a two-stage modulating gas valve kit | Commercial gas dryer retrofitted with a two-stage modulating gas valve kit | Commercial gas dryer retrofitted with a two-stage modulating gas valve kit | Commercial gas dryer retrofitted with a two-stage modulating gas valve kit | Commercial gas dryer retrofitted with a two-stage modulating gas valve kit | Commercial gas dryer retrofitted with a two-stage modulating gas valve kit | Commercial gas dryer retrofitted with a two-stage modulating gas valve kit | Commercial gas dryer retrofitted with a two-stage modulating gas valve kit | Commercial gas dryer retrofitted with a two-stage modulating gas valve kit | Commercial gas dryer retrofitted with a two-stage modulating gas valve kit | Commercial gas dryer retrofitted with a two-stage modulating gas valve kit | Commercial gas dryer retrofitted with a two-stage modulating gas valve kit | 799.6811 | 799.6811 | 799.6811 | 799.6811 | 799.6811 | 799.6811 | 799.6811 | 799.6811 | 799.6811 | 799.6811 | 799.6811 | 799.6811 | 799.6811 | 799.6811 | 799.6811 | 799.6811 | 799.6811 | 799.6811 | 799.6811 | 799.6811 | 799.6811 | 799.6811 | 799.6811 | 799.6811 | 799.6811 | 799.6811 | 799.6811 | 799.6811 | 18090.949 | 18090.949 | 18090.949 | 18090.949 | 18090.949 | 18090.949 | 18090.949 | 18090.949 | 18090.949 | 18090.949 | 18090.949 | 18090.949 | 18090.949 | 18090.949 | 18090.949 | 18090.949 | 18090.949 | 18090.949 | 18090.949 | 18090.949 | 18090.949 | 18090.949 | 18090.949 | 18090.949 | 18090.949 | 18090.949 | 18090.949 | 18090.949 | 0 | 0 | 0 | 0 | 0 | 0 | 0 | 0 | 0 | 0 | 0 | 0 | 0 | 0 | 0 | 0 | 0 | 0 | 0 | 0 | 0 | 0 | 0 | 0 | 0 | 0 | 0 | 0 | 0 | 0 | 0 | 0 | 0 | 0 | 0 | 0 | 0 | 0 | 0 | 0 | 0 | 0 | 0 | 0 | 0 | 0 | 0 | 0 | 0 | 0 | 0 | 0 | 0 | 0 | 0 | 0 | 0 | 0 | 0 | 0 | 0 | 0 | 0 | 0 | 0 | 0 | 0 | 0 | 0 | 0 | 0 | 0 | 0 | 0 | 0 | 0 | 0 | 0 | 0 | 0 | 0 | 0 | 0 | 0 | 0 | 0
Advanced New Construction Designs_Miscellaneous_Existing_Not Applicable Segment or Vintage | Advanced New Construction Designs_Miscellaneous_Existing | Advanced New Construction Designs_Commercial_Existing_Not Applicable Segment or Vintage_Not Applicable Segment or Vintage | Commercial | Miscellaneous | Existing | Water Heating | Natural Gas | Advanced New Construction Designs | NEQ | Not Applicable Segment or Vintage | 20 | 20 | 20 | 0 | 0 | 0 | 0.25 | 0.75 | RetroEven20 | 0.03333333333333333 | TBD | A | WCM846 | 0.7 | 0.42 | sqft | 0.0321 | 0 | 0 | 0 | 0 | Not Applicable Segment or Vintage | Not Applicable Segment or Vintage | Not Applicable Segment or Vintage | 0 | 0 | 0 | Not Applicable Segment or Vintage | Not Applicable Segment or Vintage | Not Applicable Segment or Vintage | Not Applicable Segment or Vintage | Not Applicable Segment or Vintage | Not Applicable Segment or Vintage | Not Applicable Segment or Vintage | Not Applicable Segment or Vintage | Not Applicable Segment or Vintage | Not Applicable Segment or Vintage | Not Applicable Segment or Vintage | Not Applicable Segment or Vintage | Not Applicable Segment or Vintage | Not Applicable Segment or Vintage | Not Applicable Segment or Vintage | Not Applicable Segment or Vintage | Not Applicable Segment or Vintage | Not Applicable Segment or Vintage | Not Applicable Segment or Vintage | Not Applicable Segment or Vintage | Not Applicable Segment or Vintage | Not Applicable Segment or Vintage | Not Applicable Segment or Vintage | Not Applicable Segment or Vintage | Not Applicable Segment or Vintage | Not Applicable Segment or Vintage | Not Applicable Segment or Vintage | Not Applicable Segment or Vintage | 0 | 0 | 0 | 0 | 0 | 0 | 0 | 0 | 0 | 0 | 0 | 0 | 0 | 0 | 0 | 0 | 0 | 0 | 0 | 0 | 0 | 0 | 0 | 0 | 0 | 0 | 0 | 0 | 0 | 0 | 0 | 0 | 0 | 0 | 0 | 0 | 0 | 0 | 0 | 0 | 0 | 0 | 0 | 0 | 0 | 0 | 0 | 0 | 0 | 0 | 0 | 0 | 0 | 0 | 0 | 0 | 0 | 0 | 0 | 1086301.4651199875 | 1086301.4651199875 | 1086301.4651199875 | 1086301.4651199873 | 1086301.4651199875 | 1086301.4651199875 | 1086301.4651199875 | 1086301.4651199875 | 1086301.4651199875 | 1086301.4651199873 | 1086301.4651199875 | 1086301.4651199875 | 1086301.465119987 | 1086301.4651199873 | 1086301.4651199875 | 1086301.4651199875 | 1086301.4651199875 | 1086301.4651199875 | 1086301.4651199873 | 724200.9767466579 | 0 | 0 | 0 | 0 | 0 | 0 | 0 | 0 | 1086301.4651199875 | 2172602.930239975 | 3258904.3953599622 | 4345205.860479949 | 5431507.325599937 | 6517808.7907199245 | 7604110.255839912 | 8690411.7209599 | 9776713.186079888 | 10863014.651199875 | 11949316.116319863 | 13035617.58143985 | 14121919.046559839 | 15208220.511679826 | 16294521.976799814 | 17380823.4419198 | 18467124.907039788 | 19553426.372159775 | 20639727.837279763 | 21363928.814026423 | 21363928.814026423 | 21363928.814026423 | 21363928.814026423 | 21363928.814026423 | 21363928.814026423 | Not Applicable Segment or Vintage | Not Applicable Segment or Vintage | Not Applicable Segment or Vintage | Not Applicable Segment or Vintage | Not Applicable Segment or Vintage | Not Applicable Segment or Vintage | Not Applicable Segment or Vintage | Not Applicable Segment or Vintage | Not Applicable Segment or Vintage | Not Applicable Segment or Vintage | Not Applicable Segment or Vintage | Not Applicable Segment or Vintage | Not Applicable Segment or Vintage | Not Applicable Segment or Vintage | Not Applicable Segment or Vintage | Not Applicable Segment or Vintage | Not Applicable Segment or Vintage | Not Applicable Segment or Vintage | Not Applicable Segment or Vintage | Not Applicable Segment or Vintage | Not Applicable Segment or Vintage | Not Applicable Segment or Vintage | Not Applicable Segment or Vintage | Not Applicable Segment or Vintage | Not Applicable Segment or Vintage | Not Applicable Segment or Vintage | Not Applicable Segment or Vintage | Not Applicable Segment or Vintage | 0 | 0 | 0 | 0 | 0 | 0 | 0 | 0 | 0 | 0 | 0 | 0 | 0 | 0 | 0 | 0 | 0 | 0 | 0 | 0 | 0 | 0 | 0 | 0 | 0 | 0 | 0 | 0 | 0 | 0 | 0 | 0 | 0 | 0 | 0 | 0 | 0 | 0 | 0 | 0 | 0 | 0 | 0 | 0 | 0 | 0 | 0 | 0 | 0 | 0 | 0 | 0 | 0 | 0 | 0 | 0 | 0 | 0 | 0 | 0 | 0 | 0 | 0 | 0 | 0 | 0 | 0 | 0 | 0 | 0 | 0 | 0 | 0 | 0 | 0 | 0 | 0 | 0 | 0 | 0 | 0 | 0 | 0 | 0 | 0 | 0 | 0 | 0 | 0 | 0 | 0 | 0 | 0 | 0 | 0 | 0 | 0 | 0 | 0 | 0 | 0 | 0 | 0 | 0 | 0 | 0 | 0 | 0 | 0 | 0 | 0 | 0 | 0 | 0 | 0 | 0 | 0 | 0 | 0 | 0 | 0 | 0 | 0 | 0 | 0 | 0 | 0 | 0 | 0 | 0 | 0 | 0 | 0 | 0 | 0 | 0 | 0 | 0 | 0 | 0 | 0 | 0 | 0 | 0 | 0 | 0 | 0 | 0 | 0 | 0 | 0 | 0 | 0 | 0 | 0 | 0 | 0 | 0 | 0 | 0 | 0 | 0 | 0 | 0 | 0 | 0 | 0 | 0 | Not Applicable Segment or Vintage | Not Applicable Segment or Vintage | Not Applicable Segment or Vintage | Not Applicable Segment or Vintage | Not Applicable Segment or Vintage | Not Applicable Segment or Vintage | Not Applicable Segment or Vintage | Not Applicable Segment or Vintage | Not Applicable Segment or Vintage | Not Applicable Segment or Vintage | Not Applicable Segment or Vintage | Not Applicable Segment or Vintage | Not Applicable Segment or Vintage | Not Applicable Segment or Vintage | Not Applicable Segment or Vintage | Not Applicable Segment or Vintage | Not Applicable Segment or Vintage | Not Applicable Segment or Vintage | Not Applicable Segment or Vintage | Not Applicable Segment or Vintage | Not Applicable Segment or Vintage | Not Applicable Segment or Vintage | Not Applicable Segment or Vintage | Not Applicable Segment or Vintage | Not Applicable Segment or Vintage | Not Applicable Segment or Vintage | Not Applicable Segment or Vintage | Not Applicable Segment or Vintage | 0 | 0 | 0 | 0 | 0 | 0 | 0 | 0 | 0 | 0 | 0 | 0 | 0 | 0 | 0 | 0 | 0 | 0 | 0 | 0 | 0 | 0 | 0 | 0 | 0 | 0 | 0 | 0 | 0 | 0 | 0 | 0 | 0 | 0 | 0 | 0 | 0 | 0 | 0 | 0 | 0 | 0 | 0 | 0 | 0 | 0 | 0 | 0 | 0 | 0 | 0 | 0 | 0 | 0 | 0 | 0 | 0 | 0 | 0 | 0 | 0 | 0 | 0 | 0 | 0 | 0 | 0 | 0 | 0 | 0 | 0 | 0 | 0 | 0 | 0 | 0 | 0 | 0 | 0 | 0 | 0 | 0 | 0 | 0 | 0 | 0 | 0 | 0 | 0 | 0 | 0 | 0 | 0 | 0 | 0 | 0 | 0 | 0 | 0 | 0 | 0 | 0 | 0 | 0 | 0 | 0 | 0 | 0 | 0 | 0 | 0 | 0 | 0 | 0 | 0 | 0 | 0 | 0 | 0 | 0 | 0 | 0 | 0 | 0 | 0 | 0 | 0 | 0 | 0 | 0 | 0 | 0 | 0 | 0 | 0 | 0 | 0 | 0 | 0 | 0 | 0 | 0
Water Heater - Drainwater Heat Recovery_Miscellaneous_New_DWHR unit retrofitted to the main drain which includes outlets from showers, sinks and other fixtures too. | Water Heater - Drainwater Heat Recovery_Miscellaneous_New | Water Heater - Drainwater Heat Recovery_Commercial_New_Storage type water heater without DWHR devices_DWHR unit retrofitted to the main drain which includes outlets from showers, sinks and other fixtures too. | Commercial | Miscellaneous | New | Water Heating | Natural Gas | Water Heater - Drainwater Heat Recovery | NEQ | Storage type water heater without DWHR devices | 30 | 30 | 30 | 3.1293 | 0 | 0 | 0 | 0.25 | Retro1Slow | 0.012666666666666666 | TBD | A | WCM883 | 0.7 | 0.42 | showerhead | 0.0321 | 0 | 0 | 0 | 0 | IL TRM v12 - 5.4.11 - Drain Water Heat Recovery - RS-DHW-DWHR-V04-240101 | IL TRM v12 - 5.4.11 - Drain Water Heat Recovery - RS-DHW-DWHR-V04-240101 ¦ Cost adjusted for retrofit applications to account for expected increase in cost. | IL TRM v12 - 5.4.11 - Drain Water Heat Recovery - RS-DHW-DWHR-V04-240101 ¦ AEG adjusted with Regional Technical Forum research | 0 | 0 | 986.4961 | Storage type water heater without DWHR devices | Storage type water heater without DWHR devices | Storage type water heater without DWHR devices | Storage type water heater without DWHR devices | Storage type water heater without DWHR devices | Storage type water heater without DWHR devices | Storage type water heater without DWHR devices | Storage type water heater without DWHR devices | Storage type water heater without DWHR devices | Storage type water heater without DWHR devices | Storage type water heater without DWHR devices | Storage type water heater without DWHR devices | Storage type water heater without DWHR devices | Storage type water heater without DWHR devices | Storage type water heater without DWHR devices | Storage type water heater without DWHR devices | Storage type water heater without DWHR devices | Storage type water heater without DWHR devices | Storage type water heater without DWHR devices | Storage type water heater without DWHR devices | Storage type water heater without DWHR devices | Storage type water heater without DWHR devices | Storage type water heater without DWHR devices | Storage type water heater without DWHR devices | Storage type water heater without DWHR devices | Storage type water heater without DWHR devices | Storage type water heater without DWHR devices | Storage type water heater without DWHR devices | 0 | 0 | 0 | 0 | 0 | 0 | 0 | 0 | 0 | 0 | 0 | 0 | 0 | 0 | 0 | 0 | 0 | 0 | 0 | 0 | 0 | 0 | 0 | 0 | 0 | 0 | 0 | 0 | 0 | 0 | 0 | 0 | 0 | 0 | 0 | 0 | 0 | 0 | 0 | 0 | 0 | 0 | 0 | 0 | 0 | 0 | 0 | 0 | 0 | 0 | 0 | 0 | 0 | 0 | 0 | 0 | 0 | 0 | 0 | 0 | 0 | 0 | 0 | 0 | 0 | 0 | 0 | 0 | 0 | 0 | 0 | 0 | 0 | 0 | 0 | 0 | 0 | 0 | 0 | 0 | 0 | 0 | 0 | 0 | 0 | 0 | 0 | 0 | 0 | 0 | 0 | 0 | 0 | 0 | 0 | 0 | 0 | 0 | 0 | 0 | 0 | 0 | 0 | 0 | 0 | 0 | 0 | 0 | 0 | 0 | 0 | 0 | DWHR unit retrofitted to the main drain which includes outlets from showers, sinks and other fixtures too. | DWHR unit retrofitted to the main drain which includes outlets from showers, sinks and other fixtures too. | DWHR unit retrofitted to the main drain which includes outlets from showers, sinks and other fixtures too. | DWHR unit retrofitted to the main drain which includes outlets from showers, sinks and other fixtures too. | DWHR unit retrofitted to the main drain which includes outlets from showers, sinks and other fixtures too. | DWHR unit retrofitted to the main drain which includes outlets from showers, sinks and other fixtures too. | DWHR unit retrofitted to the main drain which includes outlets from showers, sinks and other fixtures too. | DWHR unit retrofitted to the main drain which includes outlets from showers, sinks and other fixtures too. | DWHR unit retrofitted to the main drain which includes outlets from showers, sinks and other fixtures too. | DWHR unit retrofitted to the main drain which includes outlets from showers, sinks and other fixtures too. | DWHR unit retrofitted to the main drain which includes outlets from showers, sinks and other fixtures too. | DWHR unit retrofitted to the main drain which includes outlets from showers, sinks and other fixtures too. | DWHR unit retrofitted to the main drain which includes outlets from showers, sinks and other fixtures too. | DWHR unit retrofitted to the main drain which includes outlets from showers, sinks and other fixtures too. | DWHR unit retrofitted to the main drain which includes outlets from showers, sinks and other fixtures too. | DWHR unit retrofitted to the main drain which includes outlets from showers, sinks and other fixtures too. | DWHR unit retrofitted to the main drain which includes outlets from showers, sinks and other fixtures too. | DWHR unit retrofitted to the main drain which includes outlets from showers, sinks and other fixtures too. | DWHR unit retrofitted to the main drain which includes outlets from showers, sinks and other fixtures too. | DWHR unit retrofitted to the main drain which includes outlets from showers, sinks and other fixtures too. | DWHR unit retrofitted to the main drain which includes outlets from showers, sinks and other fixtures too. | DWHR unit retrofitted to the main drain which includes outlets from showers, sinks and other fixtures too. | DWHR unit retrofitted to the main drain which includes outlets from showers, sinks and other fixtures too. | DWHR unit retrofitted to the main drain which includes outlets from showers, sinks and other fixtures too. | DWHR unit retrofitted to the main drain which includes outlets from showers, sinks and other fixtures too. | DWHR unit retrofitted to the main drain which includes outlets from showers, sinks and other fixtures too. | DWHR unit retrofitted to the main drain which includes outlets from showers, sinks and other fixtures too. | DWHR unit retrofitted to the main drain which includes outlets from showers, sinks and other fixtures too. | 986.4961 | 986.4961 | 986.4961 | 986.4961 | 986.4961 | 986.4961 | 986.4961 | 986.4961 | 986.4961 | 986.4961 | 986.4961 | 986.4961 | 986.4961 | 986.4961 | 986.4961 | 986.4961 | 986.4961 | 986.4961 | 986.4961 | 986.4961 | 986.4961 | 986.4961 | 986.4961 | 986.4961 | 986.4961 | 986.4961 | 986.4961 | 986.4961 | 3.1293 | 3.1293 | 3.1293 | 3.1293 | 3.1293 | 3.1293 | 3.1293 | 3.1293 | 3.1293 | 3.1293 | 3.1293 | 3.1293 | 3.1293 | 3.1293 | 3.1293 | 3.1293 | 3.1293 | 3.1293 | 3.1293 | 3.1293 | 3.1293 | 3.1293 | 3.1293 | 3.1293 | 3.1293 | 3.1293 | 3.1293 | 3.1293 | 0 | 0 | 0 | 0 | 0 | 0 | 0 | 0 | 0 | 0 | 0 | 0 | 0 | 0 | 0 | 0 | 0 | 0 | 0 | 0 | 0 | 0 | 0 | 0 | 0 | 0 | 0 | 0 | 0 | 0 | 0 | 0 | 0 | 0 | 0 | 0 | 0 | 0 | 0 | 0 | 0 | 0 | 0 | 0 | 0 | 0 | 0 | 0 | 0 | 0 | 0 | 0 | 0 | 0 | 0 | 0 | 0 | 0 | 0 | 0 | 0 | 0 | 0 | 0 | 0 | 0 | 0 | 0 | 0 | 0 | 0 | 0 | 0 | 0 | 0 | 0 | 0 | 0 | 0 | 0 | 0 | 0 | 0 | 0 | 0 | 0 | 0 | 0 | 0 | 0 | 0 | 0 | 0 | 0 | 0 | 0 | 0 | 0 | 0 | 0 | 0 | 0 | 0 | 0 | 0 | 0 | 0 | 0 | 0 | 0 | 0 | 0 | DWHR unit retrofitted to the main drain which includes outlets from showers, sinks and other fixtures too. | DWHR unit retrofitted to the main drain which includes outlets from showers, sinks and other fixtures too. | DWHR unit retrofitted to the main drain which includes outlets from showers, sinks and other fixtures too. | DWHR unit retrofitted to the main drain which includes outlets from showers, sinks and other fixtures too. | DWHR unit retrofitted to the main drain which includes outlets from showers, sinks and other fixtures too. | DWHR unit retrofitted to the main drain which includes outlets from showers, sinks and other fixtures too. | DWHR unit retrofitted to the main drain which includes outlets from showers, sinks and other fixtures too. | DWHR unit retrofitted to the main drain which includes outlets from showers, sinks and other fixtures too. | DWHR unit retrofitted to the main drain which includes outlets from showers, sinks and other fixtures too. | DWHR unit retrofitted to the main drain which includes outlets from showers, sinks and other fixtures too. | DWHR unit retrofitted to the main drain which includes outlets from showers, sinks and other fixtures too. | DWHR unit retrofitted to the main drain which includes outlets from showers, sinks and other fixtures too. | DWHR unit retrofitted to the main drain which includes outlets from showers, sinks and other fixtures too. | DWHR unit retrofitted to the main drain which includes outlets from showers, sinks and other fixtures too. | DWHR unit retrofitted to the main drain which includes outlets from showers, sinks and other fixtures too. | DWHR unit retrofitted to the main drain which includes outlets from showers, sinks and other fixtures too. | DWHR unit retrofitted to the main drain which includes outlets from showers, sinks and other fixtures too. | DWHR unit retrofitted to the main drain which includes outlets from showers, sinks and other fixtures too. | DWHR unit retrofitted to the main drain which includes outlets from showers, sinks and other fixtures too. | DWHR unit retrofitted to the main drain which includes outlets from showers, sinks and other fixtures too. | DWHR unit retrofitted to the main drain which includes outlets from showers, sinks and other fixtures too. | DWHR unit retrofitted to the main drain which includes outlets from showers, sinks and other fixtures too. | DWHR unit retrofitted to the main drain which includes outlets from showers, sinks and other fixtures too. | DWHR unit retrofitted to the main drain which includes outlets from showers, sinks and other fixtures too. | DWHR unit retrofitted to the main drain which includes outlets from showers, sinks and other fixtures too. | DWHR unit retrofitted to the main drain which includes outlets from showers, sinks and other fixtures too. | DWHR unit retrofitted to the main drain which includes outlets from showers, sinks and other fixtures too. | DWHR unit retrofitted to the main drain which includes outlets from showers, sinks and other fixtures too. | 986.4961 | 986.4961 | 986.4961 | 986.4961 | 986.4961 | 986.4961 | 986.4961 | 986.4961 | 986.4961 | 986.4961 | 986.4961 | 986.4961 | 986.4961 | 986.4961 | 986.4961 | 986.4961 | 986.4961 | 986.4961 | 986.4961 | 986.4961 | 986.4961 | 986.4961 | 986.4961 | 986.4961 | 986.4961 | 986.4961 | 986.4961 | 986.4961 | 3.1293 | 3.1293 | 3.1293 | 3.1293 | 3.1293 | 3.1293 | 3.1293 | 3.1293 | 3.1293 | 3.1293 | 3.1293 | 3.1293 | 3.1293 | 3.1293 | 3.1293 | 3.1293 | 3.1293 | 3.1293 | 3.1293 | 3.1293 | 3.1293 | 3.1293 | 3.1293 | 3.1293 | 3.1293 | 3.1293 | 3.1293 | 3.1293 | 0 | 0 | 0 | 0 | 0 | 0 | 0 | 0 | 0 | 0 | 0 | 0 | 0 | 0 | 0 | 0 | 0 | 0 | 0 | 0 | 0 | 0 | 0 | 0 | 0 | 0 | 0 | 0 | 0 | 0 | 0 | 0 | 0 | 0 | 0 | 0 | 0 | 0 | 0 | 0 | 0 | 0 | 0 | 0 | 0 | 0 | 0 | 0 | 0 | 0 | 0 | 0 | 0 | 0 | 0 | 0 | 0 | 0 | 0 | 0 | 0 | 0 | 0 | 0 | 0 | 0 | 0 | 0 | 0 | 0 | 0 | 0 | 0 | 0 | 0 | 0 | 0 | 0 | 0 | 0 | 0 | 0 | 0 | 0 | 0 | 0
Water Heater - Pipe Insulation_Miscellaneous_New_Not Applicable Segment or Vintage | Water Heater - Pipe Insulation_Miscellaneous_New | Water Heater - Pipe Insulation_Commercial_New_Not Applicable Segment or Vintage_Not Applicable Segment or Vintage | Commercial | Miscellaneous | New | Water Heating | Natural Gas | Water Heater - Pipe Insulation | NEQ | Not Applicable Segment or Vintage | 15 | 15 | 15 | 0 | 0 | 0 | 0 | 0 | Retro3Slow | 0.004128203794943829 | TBD | A | WCM884 | 0.7 | 0.42 | sqft | 0.0321 | 0 | 0 | 0 | 0 | Not Applicable Segment or Vintage | Not Applicable Segment or Vintage | Not Applicable Segment or Vintage | 0 | 0 | 0 | Not Applicable Segment or Vintage | Not Applicable Segment or Vintage | Not Applicable Segment or Vintage | Not Applicable Segment or Vintage | Not Applicable Segment or Vintage | Not Applicable Segment or Vintage | Not Applicable Segment or Vintage | Not Applicable Segment or Vintage | Not Applicable Segment or Vintage | Not Applicable Segment or Vintage | Not Applicable Segment or Vintage | Not Applicable Segment or Vintage | Not Applicable Segment or Vintage | Not Applicable Segment or Vintage | Not Applicable Segment or Vintage | Not Applicable Segment or Vintage | Not Applicable Segment or Vintage | Not Applicable Segment or Vintage | Not Applicable Segment or Vintage | Not Applicable Segment or Vintage | Not Applicable Segment or Vintage | Not Applicable Segment or Vintage | Not Applicable Segment or Vintage | Not Applicable Segment or Vintage | Not Applicable Segment or Vintage | Not Applicable Segment or Vintage | Not Applicable Segment or Vintage | Not Applicable Segment or Vintage | 0 | 0 | 0 | 0 | 0 | 0 | 0 | 0 | 0 | 0 | 0 | 0 | 0 | 0 | 0 | 0 | 0 | 0 | 0 | 0 | 0 | 0 | 0 | 0 | 0 | 0 | 0 | 0 | 0 | 0 | 0 | 0 | 0 | 0 | 0 | 0 | 0 | 0 | 0 | 0 | 0 | 0 | 0 | 0 | 0 | 0 | 0 | 0 | 0 | 0 | 0 | 0 | 0 | 0 | 0 | 0 | 0 | 0 | 0 | 0 | 0 | 0 | 0 | 0 | 0 | 0 | 0 | 0 | 0 | 0 | 0 | 0 | 0 | 0 | 0 | 0 | 0 | 0 | 0 | 0 | 0 | 0 | 0 | 0 | 0 | 0 | 0 | 0 | 0 | 0 | 0 | 0 | 0 | 0 | 0 | 0 | 0 | 0 | 0 | 0 | 0 | 0 | 0 | 0 | 0 | 0 | 0 | 0 | 0 | 0 | 0 | 0 | Not Applicable Segment or Vintage | Not Applicable Segment or Vintage | Not Applicable Segment or Vintage | Not Applicable Segment or Vintage | Not Applicable Segment or Vintage | Not Applicable Segment or Vintage | Not Applicable Segment or Vintage | Not Applicable Segment or Vintage | Not Applicable Segment or Vintage | Not Applicable Segment or Vintage | Not Applicable Segment or Vintage | Not Applicable Segment or Vintage | Not Applicable Segment or Vintage | Not Applicable Segment or Vintage | Not Applicable Segment or Vintage | Not Applicable Segment or Vintage | Not Applicable Segment or Vintage | Not Applicable Segment or Vintage | Not Applicable Segment or Vintage | Not Applicable Segment or Vintage | Not Applicable Segment or Vintage | Not Applicable Segment or Vintage | Not Applicable Segment or Vintage | Not Applicable Segment or Vintage | Not Applicable Segment or Vintage | Not Applicable Segment or Vintage | Not Applicable Segment or Vintage | Not Applicable Segment or Vintage | 0 | 0 | 0 | 0 | 0 | 0 | 0 | 0 | 0 | 0 | 0 | 0 | 0 | 0 | 0 | 0 | 0 | 0 | 0 | 0 | 0 | 0 | 0 | 0 | 0 | 0 | 0 | 0 | 0 | 0 | 0 | 0 | 0 | 0 | 0 | 0 | 0 | 0 | 0 | 0 | 0 | 0 | 0 | 0 | 0 | 0 | 0 | 0 | 0 | 0 | 0 | 0 | 0 | 0 | 0 | 0 | 0 | 0 | 0 | 0 | 0 | 0 | 0 | 0 | 0 | 0 | 0 | 0 | 0 | 0 | 0 | 0 | 0 | 0 | 0 | 0 | 0 | 0 | 0 | 0 | 0 | 0 | 0 | 0 | 0 | 0 | 0 | 0 | 0 | 0 | 0 | 0 | 0 | 0 | 0 | 0 | 0 | 0 | 0 | 0 | 0 | 0 | 0 | 0 | 0 | 0 | 0 | 0 | 0 | 0 | 0 | 0 | 0 | 0 | 0 | 0 | 0 | 0 | 0 | 0 | 0 | 0 | 0 | 0 | 0 | 0 | 0 | 0 | 0 | 0 | 0 | 0 | 0 | 0 | 0 | 0 | 0 | 0 | 0 | 0 | 0 | 0 | 0 | 0 | 0 | 0 | 0 | 0 | 0 | 0 | 0 | 0 | 0 | 0 | 0 | 0 | 0 | 0 | 0 | 0 | 0 | 0 | 0 | 0 | 0 | 0 | 0 | 0 | Not Applicable Segment or Vintage | Not Applicable Segment or Vintage | Not Applicable Segment or Vintage | Not Applicable Segment or Vintage | Not Applicable Segment or Vintage | Not Applicable Segment or Vintage | Not Applicable Segment or Vintage | Not Applicable Segment or Vintage | Not Applicable Segment or Vintage | Not Applicable Segment or Vintage | Not Applicable Segment or Vintage | Not Applicable Segment or Vintage | Not Applicable Segment or Vintage | Not Applicable Segment or Vintage | Not Applicable Segment or Vintage | Not Applicable Segment or Vintage | Not Applicable Segment or Vintage | Not Applicable Segment or Vintage | Not Applicable Segment or Vintage | Not Applicable Segment or Vintage | Not Applicable Segment or Vintage | Not Applicable Segment or Vintage | Not Applicable Segment or Vintage | Not Applicable Segment or Vintage | Not Applicable Segment or Vintage | Not Applicable Segment or Vintage | Not Applicable Segment or Vintage | Not Applicable Segment or Vintage | 0 | 0 | 0 | 0 | 0 | 0 | 0 | 0 | 0 | 0 | 0 | 0 | 0 | 0 | 0 | 0 | 0 | 0 | 0 | 0 | 0 | 0 | 0 | 0 | 0 | 0 | 0 | 0 | 0 | 0 | 0 | 0 | 0 | 0 | 0 | 0 | 0 | 0 | 0 | 0 | 0 | 0 | 0 | 0 | 0 | 0 | 0 | 0 | 0 | 0 | 0 | 0 | 0 | 0 | 0 | 0 | 0 | 0 | 0 | 0 | 0 | 0 | 0 | 0 | 0 | 0 | 0 | 0 | 0 | 0 | 0 | 0 | 0 | 0 | 0 | 0 | 0 | 0 | 0 | 0 | 0 | 0 | 0 | 0 | 0 | 0 | 0 | 0 | 0 | 0 | 0 | 0 | 0 | 0 | 0 | 0 | 0 | 0 | 0 | 0 | 0 | 0 | 0 | 0 | 0 | 0 | 0 | 0 | 0 | 0 | 0 | 0 | 0 | 0 | 0 | 0 | 0 | 0 | 0 | 0 | 0 | 0 | 0 | 0 | 0 | 0 | 0 | 0 | 0 | 0 | 0 | 0 | 0 | 0 | 0 | 0 | 0 | 0 | 0 | 0 | 0 | 0
Water Heater - Thermostatic Shower Restriction Valve_Miscellaneous_New_Showerhead with restrictor valve | Water Heater - Thermostatic Shower Restriction Valve_Miscellaneous_New | Water Heater - Thermostatic Shower Restriction Valve_Commercial_New_Typical showerhead without valve_Showerhead with restrictor valve | Commercial | Miscellaneous | New | Water Heating | Natural Gas | Water Heater - Thermostatic Shower Restriction Valve | NEQ | Typical showerhead without valve | 6 | 6 | 6 | 1.8 | 0 | 0 | 0.001 | 0.05 | Retro12Med | 3.879925052500492E-06 | TBD | A | WCM881 | 0.7 | 0.42 | showerhead | 0.0321 | 0 | 0 | 0 | 0 | Regional Technical Forum. Thermostatic Shower Restriction Valve - UES Workbook, Version 6.1. Northwest Power and Conservation Council. August 29, 2023 | Regional Technical Forum. Thermostatic Shower Restriction Valve - UES Workbook, Version 6.1. Northwest Power and Conservation Council. August 29, 2023 | Regional Technical Forum. Thermostatic Shower Restriction Valve - UES Workbook, Version 6.1. Northwest Power and Conservation Council. August 29, 2023 | 0 | 0 | 34.4397 | Typical showerhead without valve | Typical showerhead without valve | Typical showerhead without valve | Typical showerhead without valve | Typical showerhead without valve | Typical showerhead without valve | Typical showerhead without valve | Typical showerhead without valve | Typical showerhead without valve | Typical showerhead without valve | Typical showerhead without valve | Typical showerhead without valve | Typical showerhead without valve | Typical showerhead without valve | Typical showerhead without valve | Typical showerhead without valve | Typical showerhead without valve | Typical showerhead without valve | Typical showerhead without valve | Typical showerhead without valve | Typical showerhead without valve | Typical showerhead without valve | Typical showerhead without valve | Typical showerhead without valve | Typical showerhead without valve | Typical showerhead without valve | Typical showerhead without valve | Typical showerhead without valve | 0 | 0 | 0 | 0 | 0 | 0 | 0 | 0 | 0 | 0 | 0 | 0 | 0 | 0 | 0 | 0 | 0 | 0 | 0 | 0 | 0 | 0 | 0 | 0 | 0 | 0 | 0 | 0 | 0 | 0 | 0 | 0 | 0 | 0 | 0 | 0 | 0 | 0 | 0 | 0 | 0 | 0 | 0 | 0 | 0 | 0 | 0 | 0 | 0 | 0 | 0 | 0 | 0 | 0 | 0 | 0 | 0 | 0 | 0 | 0 | 0 | 0 | 0 | 0 | 0 | 0 | 0 | 0 | 0 | 0 | 0 | 0 | 0 | 0 | 0 | 0 | 0 | 0 | 0 | 0 | 0 | 0 | 0 | 0 | 0 | 0 | 0 | 0 | 0 | 0 | 0 | 0 | 0 | 0 | 0 | 0 | 0 | 0 | 0 | 0 | 0 | 0 | 0 | 0 | 0 | 0 | 0 | 0 | 0 | 0 | 0 | 0 | Showerhead with restrictor valve | Showerhead with restrictor valve | Showerhead with restrictor valve | Showerhead with restrictor valve | Showerhead with restrictor valve | Showerhead with restrictor valve | Showerhead with restrictor valve | Showerhead with restrictor valve | Showerhead with restrictor valve | Showerhead with restrictor valve | Showerhead with restrictor valve | Showerhead with restrictor valve | Showerhead with restrictor valve | Showerhead with restrictor valve | Showerhead with restrictor valve | Showerhead with restrictor valve | Showerhead with restrictor valve | Showerhead with restrictor valve | Showerhead with restrictor valve | Showerhead with restrictor valve | Showerhead with restrictor valve | Showerhead with restrictor valve | Showerhead with restrictor valve | Showerhead with restrictor valve | Showerhead with restrictor valve | Showerhead with restrictor valve | Showerhead with restrictor valve | Showerhead with restrictor valve | 34.4397 | 34.4397 | 34.4397 | 34.4397 | 34.4397 | 34.4397 | 34.4397 | 34.4397 | 34.4397 | 34.4397 | 34.4397 | 34.4397 | 34.4397 | 34.4397 | 34.4397 | 34.4397 | 34.4397 | 34.4397 | 34.4397 | 34.4397 | 34.4397 | 34.4397 | 34.4397 | 34.4397 | 34.4397 | 34.4397 | 34.4397 | 34.4397 | 1.8 | 1.8 | 1.8 | 1.8 | 1.8 | 1.8 | 1.8 | 1.8 | 1.8 | 1.8 | 1.8 | 1.8 | 1.8 | 1.8 | 1.8 | 1.8 | 1.8 | 1.8 | 1.8 | 1.8 | 1.8 | 1.8 | 1.8 | 1.8 | 1.8 | 1.8 | 1.8 | 1.8 | 0 | 0 | 0 | 0 | 0 | 0 | 0 | 0 | 0 | 0 | 0 | 0 | 0 | 0 | 0 | 0 | 0 | 0 | 0 | 0 | 0 | 0 | 0 | 0 | 0 | 0 | 0 | 0 | 0 | 0 | 0 | 0 | 0 | 0 | 0 | 0 | 0 | 0 | 0 | 0 | 0 | 0 | 0 | 0 | 0 | 0 | 0 | 0 | 0 | 0 | 0 | 0 | 0 | 0 | 0 | 0 | 0 | 0 | 0 | 0 | 0 | 0 | 0 | 0 | 0 | 0 | 0 | 0 | 0 | 0 | 0 | 0 | 0 | 0 | 0 | 0 | 0 | 0 | 0 | 0 | 0 | 0 | 0 | 0 | 0 | 0 | 0 | 0 | 0 | 0 | 0 | 0 | 0 | 0 | 0 | 0 | 0 | 0 | 0 | 0 | 0 | 0 | 0 | 0 | 0 | 0 | 0 | 0 | 0 | 0 | 0 | 0 | Showerhead with restrictor valve | Showerhead with restrictor valve | Showerhead with restrictor valve | Showerhead with restrictor valve | Showerhead with restrictor valve | Showerhead with restrictor valve | Showerhead with restrictor valve | Showerhead with restrictor valve | Showerhead with restrictor valve | Showerhead with restrictor valve | Showerhead with restrictor valve | Showerhead with restrictor valve | Showerhead with restrictor valve | Showerhead with restrictor valve | Showerhead with restrictor valve | Showerhead with restrictor valve | Showerhead with restrictor valve | Showerhead with restrictor valve | Showerhead with restrictor valve | Showerhead with restrictor valve | Showerhead with restrictor valve | Showerhead with restrictor valve | Showerhead with restrictor valve | Showerhead with restrictor valve | Showerhead with restrictor valve | Showerhead with restrictor valve | Showerhead with restrictor valve | Showerhead with restrictor valve | 34.4397 | 34.4397 | 34.4397 | 34.4397 | 34.4397 | 34.4397 | 34.4397 | 34.4397 | 34.4397 | 34.4397 | 34.4397 | 34.4397 | 34.4397 | 34.4397 | 34.4397 | 34.4397 | 34.4397 | 34.4397 | 34.4397 | 34.4397 | 34.4397 | 34.4397 | 34.4397 | 34.4397 | 34.4397 | 34.4397 | 34.4397 | 34.4397 | 1.8 | 1.8 | 1.8 | 1.8 | 1.8 | 1.8 | 1.8 | 1.8 | 1.8 | 1.8 | 1.8 | 1.8 | 1.8 | 1.8 | 1.8 | 1.8 | 1.8 | 1.8 | 1.8 | 1.8 | 1.8 | 1.8 | 1.8 | 1.8 | 1.8 | 1.8 | 1.8 | 1.8 | 0 | 0 | 0 | 0 | 0 | 0 | 0 | 0 | 0 | 0 | 0 | 0 | 0 | 0 | 0 | 0 | 0 | 0 | 0 | 0 | 0 | 0 | 0 | 0 | 0 | 0 | 0 | 0 | 0 | 0 | 0 | 0 | 0 | 0 | 0 | 0 | 0 | 0 | 0 | 0 | 0 | 0 | 0 | 0 | 0 | 0 | 0 | 0 | 0 | 0 | 0 | 0 | 0 | 0 | 0 | 0 | 0 | 0 | 0 | 0 | 0 | 0 | 0 | 0 | 0 | 0 | 0 | 0 | 0 | 0 | 0 | 0 | 0 | 0 | 0 | 0 | 0 | 0 | 0 | 0 | 0 | 0 | 0 | 0 | 0 | 0
Advanced New Construction Designs_Miscellaneous_New_Advanced new construction buildings exceeding ASHRAE 90.1 requirements using integrated design approach. | Advanced New Construction Designs_Miscellaneous_New | Advanced New Construction Designs_Commercial_New_New construction building meeting current code._Advanced new construction buildings exceeding ASHRAE 90.1 requirements using integrated design approach. | Commercial | Miscellaneous | New | Water Heating | Natural Gas | Advanced New Construction Designs | NEQ | New construction building meeting current code. | 30 | 30 | 30 | 0 | 0 | 0 | 0.25 | 0.75 | RetroEven20 | 0.03333333333333333 | TBD | A | WCM896 | 0.7 | 0.42 | sqft cond | 0.0321 | 0 | 0 | 0 | 0 | Pacific Northwest National Laboratory. Expanded Energy Credits in Energy Codes. PNNL-31572. July 2021. | The Technical Feasibility of Zero Net Energy Buildings in California, CALMAC Study ID - PGE0326.01. December 2012. | Pacific Northwest National Laboratory. Expanded Energy Credits in Energy Codes. PNNL-31572. July 2021. | 0 | 0 | 4.4221 | New construction building meeting current code. | New construction building meeting current code. | New construction building meeting current code. | New construction building meeting current code. | New construction building meeting current code. | New construction building meeting current code. | New construction building meeting current code. | New construction building meeting current code. | New construction building meeting current code. | New construction building meeting current code. | New construction building meeting current code. | New construction building meeting current code. | New construction building meeting current code. | New construction building meeting current code. | New construction building meeting current code. | New construction building meeting current code. | New construction building meeting current code. | New construction building meeting current code. | New construction building meeting current code. | New construction building meeting current code. | New construction building meeting current code. | New construction building meeting current code. | New construction building meeting current code. | New construction building meeting current code. | New construction building meeting current code. | New construction building meeting current code. | New construction building meeting current code. | New construction building meeting current code. | 0 | 0 | 0 | 0 | 0 | 0 | 0 | 0 | 0 | 0 | 0 | 0 | 0 | 0 | 0 | 0 | 0 | 0 | 0 | 0 | 0 | 0 | 0 | 0 | 0 | 0 | 0 | 0 | 0 | 0 | 0 | 0 | 0 | 0 | 0 | 0 | 0 | 0 | 0 | 0 | 0 | 0 | 0 | 0 | 0 | 0 | 0 | 0 | 0 | 0 | 0 | 0 | 0 | 0 | 0 | 0 | 0 | 0 | 0 | 0 | 0 | 0 | 0 | 0 | 0 | 0 | 0 | 0 | 0 | 0 | 0 | 0 | 0 | 0 | 0 | 0 | 0 | 0 | 0 | 0 | 0 | 0 | 0 | 0 | 0 | 0 | 0 | 0 | 0 | 0 | 0 | 0 | 0 | 0 | 0 | 0 | 0 | 0 | 0 | 0 | 0 | 0 | 0 | 0 | 0 | 0 | 0 | 0 | 0 | 0 | 0 | 0 | Advanced new construction buildings exceeding ASHRAE 90.1 requirements using integrated design approach. | Advanced new construction buildings exceeding ASHRAE 90.1 requirements using integrated design approach. | Advanced new construction buildings exceeding ASHRAE 90.1 requirements using integrated design approach. | Advanced new construction buildings exceeding ASHRAE 90.1 requirements using integrated design approach. | Advanced new construction buildings exceeding ASHRAE 90.1 requirements using integrated design approach. | Advanced new construction buildings exceeding ASHRAE 90.1 requirements using integrated design approach. | Advanced new construction buildings exceeding ASHRAE 90.1 requirements using integrated design approach. | Advanced new construction buildings exceeding ASHRAE 90.1 requirements using integrated design approach. | Advanced new construction buildings exceeding ASHRAE 90.1 requirements using integrated design approach. | Advanced new construction buildings exceeding ASHRAE 90.1 requirements using integrated design approach. | Advanced new construction buildings exceeding ASHRAE 90.1 requirements using integrated design approach. | Advanced new construction buildings exceeding ASHRAE 90.1 requirements using integrated design approach. | Advanced new construction buildings exceeding ASHRAE 90.1 requirements using integrated design approach. | Advanced new construction buildings exceeding ASHRAE 90.1 requirements using integrated design approach. | Advanced new construction buildings exceeding ASHRAE 90.1 requirements using integrated design approach. | Advanced new construction buildings exceeding ASHRAE 90.1 requirements using integrated design approach. | Advanced new construction buildings exceeding ASHRAE 90.1 requirements using integrated design approach. | Advanced new construction buildings exceeding ASHRAE 90.1 requirements using integrated design approach. | Advanced new construction buildings exceeding ASHRAE 90.1 requirements using integrated design approach. | Advanced new construction buildings exceeding ASHRAE 90.1 requirements using integrated design approach. | Advanced new construction buildings exceeding ASHRAE 90.1 requirements using integrated design approach. | Advanced new construction buildings exceeding ASHRAE 90.1 requirements using integrated design approach. | Advanced new construction buildings exceeding ASHRAE 90.1 requirements using integrated design approach. | Advanced new construction buildings exceeding ASHRAE 90.1 requirements using integrated design approach. | Advanced new construction buildings exceeding ASHRAE 90.1 requirements using integrated design approach. | Advanced new construction buildings exceeding ASHRAE 90.1 requirements using integrated design approach. | Advanced new construction buildings exceeding ASHRAE 90.1 requirements using integrated design approach. | Advanced new construction buildings exceeding ASHRAE 90.1 requirements using integrated design approach. | 4.4221 | 4.4221 | 4.4221 | 4.4221 | 4.4221 | 4.4221 | 4.4221 | 4.4221 | 4.4221 | 4.4221 | 4.4221 | 4.4221 | 4.4221 | 4.4221 | 4.4221 | 4.4221 | 4.4221 | 4.4221 | 4.4221 | 4.4221 | 4.4221 | 4.4221 | 4.4221 | 4.4221 | 4.4221 | 4.4221 | 4.4221 | 4.4221 | 0 | 0 | 0 | 0 | 0 | 0 | 0 | 0 | 0 | 0 | 0 | 0 | 0 | 0 | 0 | 0 | 0 | 0 | 0 | 0 | 0 | 0 | 0 | 0 | 0 | 0 | 0 | 0 | 0 | 0 | 0 | 0 | 0 | 0 | 0 | 0 | 0 | 0 | 0 | 0 | 0 | 0 | 0 | 0 | 0 | 0 | 0 | 0 | 0 | 0 | 0 | 0 | 0 | 0 | 0 | 0 | 0 | 0 | 0 | 0 | 0 | 0 | 0 | 0 | 0 | 0 | 0 | 0 | 0 | 0 | 0 | 0 | 0 | 0 | 0 | 0 | 0 | 0 | 0 | 0 | 0 | 0 | 0 | 0 | 0 | 0 | 0 | 0 | 0 | 0 | 0 | 0 | 0 | 0 | 0 | 0 | 0 | 0 | 0 | 0 | 0 | 0 | 0 | 0 | 0 | 0 | 0 | 0 | 0 | 0 | 0 | 0 | 0 | 0 | 0 | 0 | 0 | 0 | 0 | 0 | 0 | 0 | 0 | 0 | 0 | 0 | 0 | 0 | 0 | 0 | 0 | 0 | 0 | 0 | 0 | 0 | 0 | 0 | 0 | 0 | Advanced new construction buildings exceeding ASHRAE 90.1 requirements using integrated design approach. | Advanced new construction buildings exceeding ASHRAE 90.1 requirements using integrated design approach. | Advanced new construction buildings exceeding ASHRAE 90.1 requirements using integrated design approach. | Advanced new construction buildings exceeding ASHRAE 90.1 requirements using integrated design approach. | Advanced new construction buildings exceeding ASHRAE 90.1 requirements using integrated design approach. | Advanced new construction buildings exceeding ASHRAE 90.1 requirements using integrated design approach. | Advanced new construction buildings exceeding ASHRAE 90.1 requirements using integrated design approach. | Advanced new construction buildings exceeding ASHRAE 90.1 requirements using integrated design approach. | Advanced new construction buildings exceeding ASHRAE 90.1 requirements using integrated design approach. | Advanced new construction buildings exceeding ASHRAE 90.1 requirements using integrated design approach. | Advanced new construction buildings exceeding ASHRAE 90.1 requirements using integrated design approach. | Advanced new construction buildings exceeding ASHRAE 90.1 requirements using integrated design approach. | Advanced new construction buildings exceeding ASHRAE 90.1 requirements using integrated design approach. | Advanced new construction buildings exceeding ASHRAE 90.1 requirements using integrated design approach. | Advanced new construction buildings exceeding ASHRAE 90.1 requirements using integrated design approach. | Advanced new construction buildings exceeding ASHRAE 90.1 requirements using integrated design approach. | Advanced new construction buildings exceeding ASHRAE 90.1 requirements using integrated design approach. | Advanced new construction buildings exceeding ASHRAE 90.1 requirements using integrated design approach. | Advanced new construction buildings exceeding ASHRAE 90.1 requirements using integrated design approach. | Advanced new construction buildings exceeding ASHRAE 90.1 requirements using integrated design approach. | Advanced new construction buildings exceeding ASHRAE 90.1 requirements using integrated design approach. | Advanced new construction buildings exceeding ASHRAE 90.1 requirements using integrated design approach. | Advanced new construction buildings exceeding ASHRAE 90.1 requirements using integrated design approach. | Advanced new construction buildings exceeding ASHRAE 90.1 requirements using integrated design approach. | Advanced new construction buildings exceeding ASHRAE 90.1 requirements using integrated design approach. | Advanced new construction buildings exceeding ASHRAE 90.1 requirements using integrated design approach. | Advanced new construction buildings exceeding ASHRAE 90.1 requirements using integrated design approach. | Advanced new construction buildings exceeding ASHRAE 90.1 requirements using integrated design approach. | 4.4221 | 4.4221 | 4.4221 | 4.4221 | 4.4221 | 4.4221 | 4.4221 | 4.4221 | 4.4221 | 4.4221 | 4.4221 | 4.4221 | 4.4221 | 4.4221 | 4.4221 | 4.4221 | 4.4221 | 4.4221 | 4.4221 | 4.4221 | 4.4221 | 4.4221 | 4.4221 | 4.4221 | 4.4221 | 4.4221 | 4.4221 | 4.4221 | 0 | 0 | 0 | 0 | 0 | 0 | 0 | 0 | 0 | 0 | 0 | 0 | 0 | 0 | 0 | 0 | 0 | 0 | 0 | 0 | 0 | 0 | 0 | 0 | 0 | 0 | 0 | 0 | 0 | 0 | 0 | 0 | 0 | 0 | 0 | 0 | 0 | 0 | 0 | 0 | 0 | 0 | 0 | 0 | 0 | 0 | 0 | 0 | 0 | 0 | 0 | 0 | 0 | 0 | 0 | 0 | 0 | 0 | 0 | 0 | 0 | 0 | 0 | 0 | 0 | 0 | 0 | 0 | 0 | 0 | 0 | 0 | 0 | 0 | 0 | 0 | 0 | 0 | 0 | 0 | 0 | 0 | 0 | 0 | 0 | 0 | 0 | 0 | 0 | 0 | 0 | 0 | 0 | 0 | 0 | 0 | 0 | 0 | 0 | 0 | 0 | 0 | 0 | 0 | 0 | 0 | 0 | 0 | 0 | 0 | 0 | 0 | 0 | 0
Refrigeration - Heat Recovery_Miscellaneous_New_0 | Refrigeration - Heat Recovery_Miscellaneous_New | Refrigeration - Heat Recovery_Commercial_New_0_0 | Commercial | Miscellaneous | New | Water Heating | Natural Gas | Refrigeration - Heat Recovery | NEQ | 0 | 15 | 15 | 15 | 0 | 0 | 0 | 0 | 0 | Retro5Med | 8.35569166605469E-06 | TBD | A | WCM891 | 0.7 | 0.42 | Fridge Ton | 0.0321 | 0 | 0 | 0 | 0 | 2025 MEMD Non-Wx - 7.10.01.FESG16.v01 - Refrigeration Waste Heat Recovery - DWH - N-CO-KR-000528-G-XX-XX-XX-XX-02 | 2025 MEMD Non-Wx - 7.10.01.FESG16.v01 - Refrigeration Waste Heat Recovery - DWH - N-CO-KR-000528-G-XX-XX-XX-XX-02 | 2025 MEMD Non-Wx - 7.10.01.FESG16.v01 - Refrigeration Waste Heat Recovery - DWH - N-CO-KR-000528-G-XX-XX-XX-XX-02 | 0 | 0 | 254.8782 | 0 | 0 | 0 | 0 | 0 | 0 | 0 | 0 | 0 | 0 | 0 | 0 | 0 | 0 | 0 | 0 | 0 | 0 | 0 | 0 | 0 | 0 | 0 | 0 | 0 | 0 | 0 | 0 | 0 | 0 | 0 | 0 | 0 | 0 | 0 | 0 | 0 | 0 | 0 | 0 | 0 | 0 | 0 | 0 | 0 | 0 | 0 | 0 | 0 | 0 | 0 | 0 | 0 | 0 | 0 | 0 | 0 | 0 | 0 | 0 | 0 | 0 | 0 | 0 | 0 | 0 | 0 | 0 | 0 | 0 | 0 | 0 | 0 | 0 | 0 | 0 | 0 | 0 | 0 | 0 | 0 | 0 | 0 | 0 | 0 | 0 | 0 | 0 | 0 | 0 | 0 | 0 | 0 | 0 | 0 | 0 | 0 | 0 | 0 | 0 | 0 | 0 | 0 | 0 | 0 | 0 | 0 | 0 | 0 | 0 | 0 | 0 | 0 | 0 | 0 | 0 | 0 | 0 | 0 | 0 | 0 | 0 | 0 | 0 | 0 | 0 | 0 | 0 | 0 | 0 | 0 | 0 | 0 | 0 | 0 | 0 | 0 | 0 | 0 | 0 | 0 | 0 | 0 | 0 | 0 | 0 | 0 | 0 | 0 | 0 | 0 | 0 | 0 | 0 | 0 | 0 | 0 | 0 | 0 | 0 | 0 | 0 | 0 | 0 | 0 | 0 | 0 | 0 | 254.8782 | 254.8782 | 254.8782 | 254.8782 | 254.8782 | 254.8782 | 254.8782 | 254.8782 | 254.8782 | 254.8782 | 254.8782 | 254.8782 | 254.8782 | 254.8782 | 254.8782 | 254.8782 | 254.8782 | 254.8782 | 254.8782 | 254.8782 | 254.8782 | 254.8782 | 254.8782 | 254.8782 | 254.8782 | 254.8782 | 254.8782 | 254.8782 | 0 | 0 | 0 | 0 | 0 | 0 | 0 | 0 | 0 | 0 | 0 | 0 | 0 | 0 | 0 | 0 | 0 | 0 | 0 | 0 | 0 | 0 | 0 | 0 | 0 | 0 | 0 | 0 | 0 | 0 | 0 | 0 | 0 | 0 | 0 | 0 | 0 | 0 | 0 | 0 | 0 | 0 | 0 | 0 | 0 | 0 | 0 | 0 | 0 | 0 | 0 | 0 | 0 | 0 | 0 | 0 | 0 | 0 | 0 | 0 | 0 | 0 | 0 | 0 | 0 | 0 | 0 | 0 | 0 | 0 | 0 | 0 | 0 | 0 | 0 | 0 | 0 | 0 | 0 | 0 | 0 | 0 | 0 | 0 | 0 | 0 | 0 | 0 | 0 | 0 | 0 | 0 | 0 | 0 | 0 | 0 | 0 | 0 | 0 | 0 | 0 | 0 | 0 | 0 | 0 | 0 | 0 | 0 | 0 | 0 | 0 | 0 | 0 | 0 | 0 | 0 | 0 | 0 | 0 | 0 | 0 | 0 | 0 | 0 | 0 | 0 | 0 | 0 | 0 | 0 | 0 | 0 | 0 | 0 | 0 | 0 | 0 | 0 | 0 | 0 | 0 | 0 | 0 | 0 | 0 | 0 | 0 | 0 | 0 | 0 | 0 | 0 | 0 | 0 | 0 | 0 | 0 | 0 | 0 | 0 | 0 | 0 | 0 | 0 | 0 | 0 | 0 | 0 | 254.8782 | 254.8782 | 254.8782 | 254.8782 | 254.8782 | 254.8782 | 254.8782 | 254.8782 | 254.8782 | 254.8782 | 254.8782 | 254.8782 | 254.8782 | 254.8782 | 254.8782 | 254.8782 | 254.8782 | 254.8782 | 254.8782 | 254.8782 | 254.8782 | 254.8782 | 254.8782 | 254.8782 | 254.8782 | 254.8782 | 254.8782 | 254.8782 | 0 | 0 | 0 | 0 | 0 | 0 | 0 | 0 | 0 | 0 | 0 | 0 | 0 | 0 | 0 | 0 | 0 | 0 | 0 | 0 | 0 | 0 | 0 | 0 | 0 | 0 | 0 | 0 | 0 | 0 | 0 | 0 | 0 | 0 | 0 | 0 | 0 | 0 | 0 | 0 | 0 | 0 | 0 | 0 | 0 | 0 | 0 | 0 | 0 | 0 | 0 | 0 | 0 | 0 | 0 | 0 | 0 | 0 | 0 | 0 | 0 | 0 | 0 | 0 | 0 | 0 | 0 | 0 | 0 | 0 | 0 | 0 | 0 | 0 | 0 | 0 | 0 | 0 | 0 | 0 | 0 | 0 | 0 | 0 | 0 | 0 | 0 | 0 | 0 | 0 | 0 | 0 | 0 | 0 | 0 | 0 | 0 | 0 | 0 | 0 | 0 | 0 | 0 | 0 | 0 | 0 | 0 | 0 | 0 | 0 | 0 | 0 | 0 | 0
Retrocommissioning_Miscellaneous_New_Not Applicable Segment or Vintage | Retrocommissioning_Miscellaneous_New | Retrocommissioning_Commercial_New_Not Applicable Segment or Vintage_Not Applicable Segment or Vintage | Commercial | Miscellaneous | New | Water Heating | Natural Gas | Retrocommissioning | NEQ | Not Applicable Segment or Vintage | 3 | 3 | 3 | 0 | 0 | 0 | 0 | 0 | RetroEven20 | 0.03333333333333333 | TBD | A | WCM900 | 0.7 | 0.42 | sqft | 0.0321 | 0 | 0 | 0 | 0 | Not Applicable Segment or Vintage | Not Applicable Segment or Vintage | Not Applicable Segment or Vintage | 0 | 0 | 0 | Not Applicable Segment or Vintage | Not Applicable Segment or Vintage | Not Applicable Segment or Vintage | Not Applicable Segment or Vintage | Not Applicable Segment or Vintage | Not Applicable Segment or Vintage | Not Applicable Segment or Vintage | Not Applicable Segment or Vintage | Not Applicable Segment or Vintage | Not Applicable Segment or Vintage | Not Applicable Segment or Vintage | Not Applicable Segment or Vintage | Not Applicable Segment or Vintage | Not Applicable Segment or Vintage | Not Applicable Segment or Vintage | Not Applicable Segment or Vintage | Not Applicable Segment or Vintage | Not Applicable Segment or Vintage | Not Applicable Segment or Vintage | Not Applicable Segment or Vintage | Not Applicable Segment or Vintage | Not Applicable Segment or Vintage | Not Applicable Segment or Vintage | Not Applicable Segment or Vintage | Not Applicable Segment or Vintage | Not Applicable Segment or Vintage | Not Applicable Segment or Vintage | Not Applicable Segment or Vintage | 0 | 0 | 0 | 0 | 0 | 0 | 0 | 0 | 0 | 0 | 0 | 0 | 0 | 0 | 0 | 0 | 0 | 0 | 0 | 0 | 0 | 0 | 0 | 0 | 0 | 0 | 0 | 0 | 0 | 0 | 0 | 0 | 0 | 0 | 0 | 0 | 0 | 0 | 0 | 0 | 0 | 0 | 0 | 0 | 0 | 0 | 0 | 0 | 0 | 0 | 0 | 0 | 0 | 0 | 0 | 0 | 0 | 0 | 0 | 0 | 0 | 0 | 0 | 0 | 0 | 0 | 0 | 0 | 0 | 0 | 0 | 0 | 0 | 0 | 0 | 0 | 0 | 0 | 0 | 0 | 0 | 0 | 0 | 0 | 0 | 0 | 0 | 0 | 0 | 0 | 0 | 0 | 0 | 0 | 0 | 0 | 0 | 0 | 0 | 0 | 0 | 0 | 0 | 0 | 0 | 0 | 0 | 0 | 0 | 0 | 0 | 0 | Not Applicable Segment or Vintage | Not Applicable Segment or Vintage | Not Applicable Segment or Vintage | Not Applicable Segment or Vintage | Not Applicable Segment or Vintage | Not Applicable Segment or Vintage | Not Applicable Segment or Vintage | Not Applicable Segment or Vintage | Not Applicable Segment or Vintage | Not Applicable Segment or Vintage | Not Applicable Segment or Vintage | Not Applicable Segment or Vintage | Not Applicable Segment or Vintage | Not Applicable Segment or Vintage | Not Applicable Segment or Vintage | Not Applicable Segment or Vintage | Not Applicable Segment or Vintage | Not Applicable Segment or Vintage | Not Applicable Segment or Vintage | Not Applicable Segment or Vintage | Not Applicable Segment or Vintage | Not Applicable Segment or Vintage | Not Applicable Segment or Vintage | Not Applicable Segment or Vintage | Not Applicable Segment or Vintage | Not Applicable Segment or Vintage | Not Applicable Segment or Vintage | Not Applicable Segment or Vintage | 0 | 0 | 0 | 0 | 0 | 0 | 0 | 0 | 0 | 0 | 0 | 0 | 0 | 0 | 0 | 0 | 0 | 0 | 0 | 0 | 0 | 0 | 0 | 0 | 0 | 0 | 0 | 0 | 0 | 0 | 0 | 0 | 0 | 0 | 0 | 0 | 0 | 0 | 0 | 0 | 0 | 0 | 0 | 0 | 0 | 0 | 0 | 0 | 0 | 0 | 0 | 0 | 0 | 0 | 0 | 0 | 0 | 0 | 0 | 0 | 0 | 0 | 0 | 0 | 0 | 0 | 0 | 0 | 0 | 0 | 0 | 0 | 0 | 0 | 0 | 0 | 0 | 0 | 0 | 0 | 0 | 0 | 0 | 0 | 0 | 0 | 0 | 0 | 0 | 0 | 0 | 0 | 0 | 0 | 0 | 0 | 0 | 0 | 0 | 0 | 0 | 0 | 0 | 0 | 0 | 0 | 0 | 0 | 0 | 0 | 0 | 0 | 0 | 0 | 0 | 0 | 0 | 0 | 0 | 0 | 0 | 0 | 0 | 0 | 0 | 0 | 0 | 0 | 0 | 0 | 0 | 0 | 0 | 0 | 0 | 0 | 0 | 0 | 0 | 0 | 0 | 0 | 0 | 0 | 0 | 0 | 0 | 0 | 0 | 0 | 0 | 0 | 0 | 0 | 0 | 0 | 0 | 0 | 0 | 0 | 0 | 0 | 0 | 0 | 0 | 0 | 0 | 0 | Not Applicable Segment or Vintage | Not Applicable Segment or Vintage | Not Applicable Segment or Vintage | Not Applicable Segment or Vintage | Not Applicable Segment or Vintage | Not Applicable Segment or Vintage | Not Applicable Segment or Vintage | Not Applicable Segment or Vintage | Not Applicable Segment or Vintage | Not Applicable Segment or Vintage | Not Applicable Segment or Vintage | Not Applicable Segment or Vintage | Not Applicable Segment or Vintage | Not Applicable Segment or Vintage | Not Applicable Segment or Vintage | Not Applicable Segment or Vintage | Not Applicable Segment or Vintage | Not Applicable Segment or Vintage | Not Applicable Segment or Vintage | Not Applicable Segment or Vintage | Not Applicable Segment or Vintage | Not Applicable Segment or Vintage | Not Applicable Segment or Vintage | Not Applicable Segment or Vintage | Not Applicable Segment or Vintage | Not Applicable Segment or Vintage | Not Applicable Segment or Vintage | Not Applicable Segment or Vintage | 0 | 0 | 0 | 0 | 0 | 0 | 0 | 0 | 0 | 0 | 0 | 0 | 0 | 0 | 0 | 0 | 0 | 0 | 0 | 0 | 0 | 0 | 0 | 0 | 0 | 0 | 0 | 0 | 0 | 0 | 0 | 0 | 0 | 0 | 0 | 0 | 0 | 0 | 0 | 0 | 0 | 0 | 0 | 0 | 0 | 0 | 0 | 0 | 0 | 0 | 0 | 0 | 0 | 0 | 0 | 0 | 0 | 0 | 0 | 0 | 0 | 0 | 0 | 0 | 0 | 0 | 0 | 0 | 0 | 0 | 0 | 0 | 0 | 0 | 0 | 0 | 0 | 0 | 0 | 0 | 0 | 0 | 0 | 0 | 0 | 0 | 0 | 0 | 0 | 0 | 0 | 0 | 0 | 0 | 0 | 0 | 0 | 0 | 0 | 0 | 0 | 0 | 0 | 0 | 0 | 0 | 0 | 0 | 0 | 0 | 0 | 0 | 0 | 0 | 0 | 0 | 0 | 0 | 0 | 0 | 0 | 0 | 0 | 0 | 0 | 0 | 0 | 0 | 0 | 0 | 0 | 0 | 0 | 0 | 0 | 0 | 0 | 0 | 0 | 0 | 0 | 0
Strategic Energy Management_Miscellaneous_New_Implementation of strategic energy management program. | Strategic Energy Management_Miscellaneous_New | Strategic Energy Management_Commercial_New_No strategic energy management._Implementation of strategic energy management program. | Commercial | Miscellaneous | New | Water Heating | Natural Gas | Strategic Energy Management | NEQ | No strategic energy management. | 3 | 3 | 3 | 0 | 0 | 0 | 0 | 0 | RetroEven20 | 0.03333333333333333 | TBD | A | WCM898 | 0.7 | 0.42 | sqft | 0.0321 | 0 | 0 | 0 | 0 | 2021 Power Plan - Com-EM-2021P_V4 - Commercial SEM, Northwest Power and Conservation Council (NWPCC), 2021 Power Plan Conservation Supply Workbooks. January 2022. | 2021 Power Plan - Com-EM-2021P_V4 - Commercial SEM, Northwest Power and Conservation Council (NWPCC), 2021 Power Plan Conservation Supply Workbooks. January 2022. | 2021 Power Plan - Com-EM-2021P_V4 - Commercial SEM, Northwest Power and Conservation Council (NWPCC), 2021 Power Plan Conservation Supply Workbooks. January 2022. | 0 | 0 | 0.19271 | No strategic energy management. | No strategic energy management. | No strategic energy management. | No strategic energy management. | No strategic energy management. | No strategic energy management. | No strategic energy management. | No strategic energy management. | No strategic energy management. | No strategic energy management. | No strategic energy management. | No strategic energy management. | No strategic energy management. | No strategic energy management. | No strategic energy management. | No strategic energy management. | No strategic energy management. | No strategic energy management. | No strategic energy management. | No strategic energy management. | No strategic energy management. | No strategic energy management. | No strategic energy management. | No strategic energy management. | No strategic energy management. | No strategic energy management. | No strategic energy management. | No strategic energy management. | 0 | 0 | 0 | 0 | 0 | 0 | 0 | 0 | 0 | 0 | 0 | 0 | 0 | 0 | 0 | 0 | 0 | 0 | 0 | 0 | 0 | 0 | 0 | 0 | 0 | 0 | 0 | 0 | 0 | 0 | 0 | 0 | 0 | 0 | 0 | 0 | 0 | 0 | 0 | 0 | 0 | 0 | 0 | 0 | 0 | 0 | 0 | 0 | 0 | 0 | 0 | 0 | 0 | 0 | 0 | 0 | 0 | 0 | 0 | 0 | 0 | 0 | 0 | 0 | 0 | 0 | 0 | 0 | 0 | 0 | 0 | 0 | 0 | 0 | 0 | 0 | 0 | 0 | 0 | 0 | 0 | 0 | 0 | 0 | 0 | 0 | 0 | 0 | 0 | 0 | 0 | 0 | 0 | 0 | 0 | 0 | 0 | 0 | 0 | 0 | 0 | 0 | 0 | 0 | 0 | 0 | 0 | 0 | 0 | 0 | 0 | 0 | Implementation of strategic energy management program. | Implementation of strategic energy management program. | Implementation of strategic energy management program. | Implementation of strategic energy management program. | Implementation of strategic energy management program. | Implementation of strategic energy management program. | Implementation of strategic energy management program. | Implementation of strategic energy management program. | Implementation of strategic energy management program. | Implementation of strategic energy management program. | Implementation of strategic energy management program. | Implementation of strategic energy management program. | Implementation of strategic energy management program. | Implementation of strategic energy management program. | Implementation of strategic energy management program. | Implementation of strategic energy management program. | Implementation of strategic energy management program. | Implementation of strategic energy management program. | Implementation of strategic energy management program. | Implementation of strategic energy management program. | Implementation of strategic energy management program. | Implementation of strategic energy management program. | Implementation of strategic energy management program. | Implementation of strategic energy management program. | Implementation of strategic energy management program. | Implementation of strategic energy management program. | Implementation of strategic energy management program. | Implementation of strategic energy management program. | 0.1927 | 0.1927 | 0.1927 | 0.1927 | 0.1927 | 0.1927 | 0.1927 | 0.1927 | 0.1927 | 0.1927 | 0.1927 | 0.1927 | 0.1927 | 0.1927 | 0.1927 | 0.1927 | 0.1927 | 0.1927 | 0.1927 | 0.1927 | 0.1927 | 0.1927 | 0.1927 | 0.1927 | 0.1927 | 0.1927 | 0.1927 | 0.1927 | 0 | 0 | 0 | 0 | 0 | 0 | 0 | 0 | 0 | 0 | 0 | 0 | 0 | 0 | 0 | 0 | 0 | 0 | 0 | 0 | 0 | 0 | 0 | 0 | 0 | 0 | 0 | 0 | 0 | 0 | 0 | 0 | 0 | 0 | 0 | 0 | 0 | 0 | 0 | 0 | 0 | 0 | 0 | 0 | 0 | 0 | 0 | 0 | 0 | 0 | 0 | 0 | 0 | 0 | 0 | 0 | 0 | 0 | 0 | 0 | 0 | 0 | 0 | 0 | 0 | 0 | 0 | 0 | 0 | 0 | 0 | 0 | 0 | 0 | 0 | 0 | 0 | 0 | 0 | 0 | 0 | 0 | 0 | 0 | 0 | 0 | 0 | 0 | 0 | 0 | 0 | 0 | 0 | 0 | 0 | 0 | 0 | 0 | 0 | 0 | 0 | 0 | 0 | 0 | 0 | 0 | 0 | 0 | 0 | 0 | 0 | 0 | 0 | 0 | 0 | 0 | 0 | 0 | 0 | 0 | 0 | 0 | 0 | 0 | 0 | 0 | 0 | 0 | 0 | 0 | 0 | 0 | 0 | 0 | 0 | 0 | 0 | 0 | 0 | 0 | Implementation of strategic energy management program. | Implementation of strategic energy management program. | Implementation of strategic energy management program. | Implementation of strategic energy management program. | Implementation of strategic energy management program. | Implementation of strategic energy management program. | Implementation of strategic energy management program. | Implementation of strategic energy management program. | Implementation of strategic energy management program. | Implementation of strategic energy management program. | Implementation of strategic energy management program. | Implementation of strategic energy management program. | Implementation of strategic energy management program. | Implementation of strategic energy management program. | Implementation of strategic energy management program. | Implementation of strategic energy management program. | Implementation of strategic energy management program. | Implementation of strategic energy management program. | Implementation of strategic energy management program. | Implementation of strategic energy management program. | Implementation of strategic energy management program. | Implementation of strategic energy management program. | Implementation of strategic energy management program. | Implementation of strategic energy management program. | Implementation of strategic energy management program. | Implementation of strategic energy management program. | Implementation of strategic energy management program. | Implementation of strategic energy management program. | 0.1927 | 0.1927 | 0.1927 | 0.1927 | 0.1927 | 0.1927 | 0.1927 | 0.1927 | 0.1927 | 0.1927 | 0.1927 | 0.1927 | 0.1927 | 0.1927 | 0.1927 | 0.1927 | 0.1927 | 0.1927 | 0.1927 | 0.1927 | 0.1927 | 0.1927 | 0.1927 | 0.1927 | 0.1927 | 0.1927 | 0.1927 | 0.1927 | 0 | 0 | 0 | 0 | 0 | 0 | 0 | 0 | 0 | 0 | 0 | 0 | 0 | 0 | 0 | 0 | 0 | 0 | 0 | 0 | 0 | 0 | 0 | 0 | 0 | 0 | 0 | 0 | 0 | 0 | 0 | 0 | 0 | 0 | 0 | 0 | 0 | 0 | 0 | 0 | 0 | 0 | 0 | 0 | 0 | 0 | 0 | 0 | 0 | 0 | 0 | 0 | 0 | 0 | 0 | 0 | 0 | 0 | 0 | 0 | 0 | 0 | 0 | 0 | 0 | 0 | 0 | 0 | 0 | 0 | 0 | 0 | 0 | 0 | 0 | 0 | 0 | 0 | 0 | 0 | 0 | 0 | 0 | 0 | 0 | 0 | 0 | 0 | 0 | 0 | 0 | 0 | 0 | 0 | 0 | 0 | 0 | 0 | 0 | 0 | 0 | 0 | 0 | 0 | 0 | 0 | 0 | 0 | 0 | 0 | 0 | 0 | 0 | 0
Water Heater - Pre-Rinse Spray Valve_Miscellaneous_New_New/replacement pre-rinse spray nozzle rated 1.0 GPM (0.92 GPM in situ) | Water Heater - Pre-Rinse Spray Valve_Miscellaneous_New | Water Heater - Pre-Rinse Spray Valve_Commercial_New_Pre-rinse spray valve rated 1.6GPM (1.33 GPM in situ)_New/replacement pre-rinse spray nozzle rated 1.0 GPM (0.92 GPM in situ) | Commercial | Miscellaneous | New | Water Heating | Natural Gas | Water Heater - Pre-Rinse Spray Valve | NEQ | Pre-rinse spray valve rated 1.6GPM (1.33 GPM in situ) | 5 | 5 | 5 | 54.7674 | 0 | 0 | 0.25 | 0.53333 | Retro12Med | 3.879925052500492E-06 | TBD | A | WCM882 | 0.7 | 0.42 | KitchenFaucet | 0.0321 | 0 | 0 | 0 | 0 | Regional Technical Forum. Pre-Rinse Spray Valve - UES Workbook, Version 2.5. Northwest Power and Conservation Council. December 20, 2019 | Regional Technical Forum. Pre-Rinse Spray Valve - UES Workbook, Version 2.5. Northwest Power and Conservation Council. December 20, 2019 | Regional Technical Forum. Pre-Rinse Spray Valve - UES Workbook, Version 2.5. Northwest Power and Conservation Council. December 20, 2019 | 0 | 0 | 104.6129 | Pre-rinse spray valve rated 1.6GPM (1.33 GPM in situ) | Pre-rinse spray valve rated 1.6GPM (1.33 GPM in situ) | Pre-rinse spray valve rated 1.6GPM (1.33 GPM in situ) | Pre-rinse spray valve rated 1.6GPM (1.33 GPM in situ) | Pre-rinse spray valve rated 1.6GPM (1.33 GPM in situ) | Pre-rinse spray valve rated 1.6GPM (1.33 GPM in situ) | Pre-rinse spray valve rated 1.6GPM (1.33 GPM in situ) | Pre-rinse spray valve rated 1.6GPM (1.33 GPM in situ) | Pre-rinse spray valve rated 1.6GPM (1.33 GPM in situ) | Pre-rinse spray valve rated 1.6GPM (1.33 GPM in situ) | Pre-rinse spray valve rated 1.6GPM (1.33 GPM in situ) | Pre-rinse spray valve rated 1.6GPM (1.33 GPM in situ) | Pre-rinse spray valve rated 1.6GPM (1.33 GPM in situ) | Pre-rinse spray valve rated 1.6GPM (1.33 GPM in situ) | Pre-rinse spray valve rated 1.6GPM (1.33 GPM in situ) | Pre-rinse spray valve rated 1.6GPM (1.33 GPM in situ) | Pre-rinse spray valve rated 1.6GPM (1.33 GPM in situ) | Pre-rinse spray valve rated 1.6GPM (1.33 GPM in situ) | Pre-rinse spray valve rated 1.6GPM (1.33 GPM in situ) | Pre-rinse spray valve rated 1.6GPM (1.33 GPM in situ) | Pre-rinse spray valve rated 1.6GPM (1.33 GPM in situ) | Pre-rinse spray valve rated 1.6GPM (1.33 GPM in situ) | Pre-rinse spray valve rated 1.6GPM (1.33 GPM in situ) | Pre-rinse spray valve rated 1.6GPM (1.33 GPM in situ) | Pre-rinse spray valve rated 1.6GPM (1.33 GPM in situ) | Pre-rinse spray valve rated 1.6GPM (1.33 GPM in situ) | Pre-rinse spray valve rated 1.6GPM (1.33 GPM in situ) | Pre-rinse spray valve rated 1.6GPM (1.33 GPM in situ) | 0 | 0 | 0 | 0 | 0 | 0 | 0 | 0 | 0 | 0 | 0 | 0 | 0 | 0 | 0 | 0 | 0 | 0 | 0 | 0 | 0 | 0 | 0 | 0 | 0 | 0 | 0 | 0 | 0 | 0 | 0 | 0 | 0 | 0 | 0 | 0 | 0 | 0 | 0 | 0 | 0 | 0 | 0 | 0 | 0 | 0 | 0 | 0 | 0 | 0 | 0 | 0 | 0 | 0 | 0 | 0 | 0 | 0 | 0 | 0 | 0 | 0 | 0 | 0 | 0 | 0 | 0 | 0 | 0 | 0 | 0 | 0 | 0 | 0 | 0 | 0 | 0 | 0 | 0 | 0 | 0 | 0 | 0 | 0 | 0 | 0 | 0 | 0 | 0 | 0 | 0 | 0 | 0 | 0 | 0 | 0 | 0 | 0 | 0 | 0 | 0 | 0 | 0 | 0 | 0 | 0 | 0 | 0 | 0 | 0 | 0 | 0 | New/replacement pre-rinse spray nozzle rated 1.0 GPM (0.92 GPM in situ) | New/replacement pre-rinse spray nozzle rated 1.0 GPM (0.92 GPM in situ) | New/replacement pre-rinse spray nozzle rated 1.0 GPM (0.92 GPM in situ) | New/replacement pre-rinse spray nozzle rated 1.0 GPM (0.92 GPM in situ) | New/replacement pre-rinse spray nozzle rated 1.0 GPM (0.92 GPM in situ) | New/replacement pre-rinse spray nozzle rated 1.0 GPM (0.92 GPM in situ) | New/replacement pre-rinse spray nozzle rated 1.0 GPM (0.92 GPM in situ) | New/replacement pre-rinse spray nozzle rated 1.0 GPM (0.92 GPM in situ) | New/replacement pre-rinse spray nozzle rated 1.0 GPM (0.92 GPM in situ) | New/replacement pre-rinse spray nozzle rated 1.0 GPM (0.92 GPM in situ) | New/replacement pre-rinse spray nozzle rated 1.0 GPM (0.92 GPM in situ) | New/replacement pre-rinse spray nozzle rated 1.0 GPM (0.92 GPM in situ) | New/replacement pre-rinse spray nozzle rated 1.0 GPM (0.92 GPM in situ) | New/replacement pre-rinse spray nozzle rated 1.0 GPM (0.92 GPM in situ) | New/replacement pre-rinse spray nozzle rated 1.0 GPM (0.92 GPM in situ) | New/replacement pre-rinse spray nozzle rated 1.0 GPM (0.92 GPM in situ) | New/replacement pre-rinse spray nozzle rated 1.0 GPM (0.92 GPM in situ) | New/replacement pre-rinse spray nozzle rated 1.0 GPM (0.92 GPM in situ) | New/replacement pre-rinse spray nozzle rated 1.0 GPM (0.92 GPM in situ) | New/replacement pre-rinse spray nozzle rated 1.0 GPM (0.92 GPM in situ) | New/replacement pre-rinse spray nozzle rated 1.0 GPM (0.92 GPM in situ) | New/replacement pre-rinse spray nozzle rated 1.0 GPM (0.92 GPM in situ) | New/replacement pre-rinse spray nozzle rated 1.0 GPM (0.92 GPM in situ) | New/replacement pre-rinse spray nozzle rated 1.0 GPM (0.92 GPM in situ) | New/replacement pre-rinse spray nozzle rated 1.0 GPM (0.92 GPM in situ) | New/replacement pre-rinse spray nozzle rated 1.0 GPM (0.92 GPM in situ) | New/replacement pre-rinse spray nozzle rated 1.0 GPM (0.92 GPM in situ) | New/replacement pre-rinse spray nozzle rated 1.0 GPM (0.92 GPM in situ) | 104.6129 | 104.6129 | 104.6129 | 104.6129 | 104.6129 | 104.6129 | 104.6129 | 104.6129 | 104.6129 | 104.6129 | 104.6129 | 104.6129 | 104.6129 | 104.6129 | 104.6129 | 104.6129 | 104.6129 | 104.6129 | 104.6129 | 104.6129 | 104.6129 | 104.6129 | 104.6129 | 104.6129 | 104.6129 | 104.6129 | 104.6129 | 104.6129 | 54.7674 | 54.7674 | 54.7674 | 54.7674 | 54.7674 | 54.7674 | 54.7674 | 54.7674 | 54.7674 | 54.7674 | 54.7674 | 54.7674 | 54.7674 | 54.7674 | 54.7674 | 54.7674 | 54.7674 | 54.7674 | 54.7674 | 54.7674 | 54.7674 | 54.7674 | 54.7674 | 54.7674 | 54.7674 | 54.7674 | 54.7674 | 54.7674 | 0 | 0 | 0 | 0 | 0 | 0 | 0 | 0 | 0 | 0 | 0 | 0 | 0 | 0 | 0 | 0 | 0 | 0 | 0 | 0 | 0 | 0 | 0 | 0 | 0 | 0 | 0 | 0 | 0 | 0 | 0 | 0 | 0 | 0 | 0 | 0 | 0 | 0 | 0 | 0 | 0 | 0 | 0 | 0 | 0 | 0 | 0 | 0 | 0 | 0 | 0 | 0 | 0 | 0 | 0 | 0 | 0 | 0 | 0 | 0 | 0 | 0 | 0 | 0 | 0 | 0 | 0 | 0 | 0 | 0 | 0 | 0 | 0 | 0 | 0 | 0 | 0 | 0 | 0 | 0 | 0 | 0 | 0 | 0 | 0 | 0 | 0 | 0 | 0 | 0 | 0 | 0 | 0 | 0 | 0 | 0 | 0 | 0 | 0 | 0 | 0 | 0 | 0 | 0 | 0 | 0 | 0 | 0 | 0 | 0 | 0 | 0 | New/replacement pre-rinse spray nozzle rated 1.0 GPM (0.92 GPM in situ) | New/replacement pre-rinse spray nozzle rated 1.0 GPM (0.92 GPM in situ) | New/replacement pre-rinse spray nozzle rated 1.0 GPM (0.92 GPM in situ) | New/replacement pre-rinse spray nozzle rated 1.0 GPM (0.92 GPM in situ) | New/replacement pre-rinse spray nozzle rated 1.0 GPM (0.92 GPM in situ) | New/replacement pre-rinse spray nozzle rated 1.0 GPM (0.92 GPM in situ) | New/replacement pre-rinse spray nozzle rated 1.0 GPM (0.92 GPM in situ) | New/replacement pre-rinse spray nozzle rated 1.0 GPM (0.92 GPM in situ) | New/replacement pre-rinse spray nozzle rated 1.0 GPM (0.92 GPM in situ) | New/replacement pre-rinse spray nozzle rated 1.0 GPM (0.92 GPM in situ) | New/replacement pre-rinse spray nozzle rated 1.0 GPM (0.92 GPM in situ) | New/replacement pre-rinse spray nozzle rated 1.0 GPM (0.92 GPM in situ) | New/replacement pre-rinse spray nozzle rated 1.0 GPM (0.92 GPM in situ) | New/replacement pre-rinse spray nozzle rated 1.0 GPM (0.92 GPM in situ) | New/replacement pre-rinse spray nozzle rated 1.0 GPM (0.92 GPM in situ) | New/replacement pre-rinse spray nozzle rated 1.0 GPM (0.92 GPM in situ) | New/replacement pre-rinse spray nozzle rated 1.0 GPM (0.92 GPM in situ) | New/replacement pre-rinse spray nozzle rated 1.0 GPM (0.92 GPM in situ) | New/replacement pre-rinse spray nozzle rated 1.0 GPM (0.92 GPM in situ) | New/replacement pre-rinse spray nozzle rated 1.0 GPM (0.92 GPM in situ) | New/replacement pre-rinse spray nozzle rated 1.0 GPM (0.92 GPM in situ) | New/replacement pre-rinse spray nozzle rated 1.0 GPM (0.92 GPM in situ) | New/replacement pre-rinse spray nozzle rated 1.0 GPM (0.92 GPM in situ) | New/replacement pre-rinse spray nozzle rated 1.0 GPM (0.92 GPM in situ) | New/replacement pre-rinse spray nozzle rated 1.0 GPM (0.92 GPM in situ) | New/replacement pre-rinse spray nozzle rated 1.0 GPM (0.92 GPM in situ) | New/replacement pre-rinse spray nozzle rated 1.0 GPM (0.92 GPM in situ) | New/replacement pre-rinse spray nozzle rated 1.0 GPM (0.92 GPM in situ) | 104.6129 | 104.6129 | 104.6129 | 104.6129 | 104.6129 | 104.6129 | 104.6129 | 104.6129 | 104.6129 | 104.6129 | 104.6129 | 104.6129 | 104.6129 | 104.6129 | 104.6129 | 104.6129 | 104.6129 | 104.6129 | 104.6129 | 104.6129 | 104.6129 | 104.6129 | 104.6129 | 104.6129 | 104.6129 | 104.6129 | 104.6129 | 104.6129 | 54.7674 | 54.7674 | 54.7674 | 54.7674 | 54.7674 | 54.7674 | 54.7674 | 54.7674 | 54.7674 | 54.7674 | 54.7674 | 54.7674 | 54.7674 | 54.7674 | 54.7674 | 54.7674 | 54.7674 | 54.7674 | 54.7674 | 54.7674 | 54.7674 | 54.7674 | 54.7674 | 54.7674 | 54.7674 | 54.7674 | 54.7674 | 54.7674 | 0 | 0 | 0 | 0 | 0 | 0 | 0 | 0 | 0 | 0 | 0 | 0 | 0 | 0 | 0 | 0 | 0 | 0 | 0 | 0 | 0 | 0 | 0 | 0 | 0 | 0 | 0 | 0 | 0 | 0 | 0 | 0 | 0 | 0 | 0 | 0 | 0 | 0 | 0 | 0 | 0 | 0 | 0 | 0 | 0 | 0 | 0 | 0 | 0 | 0 | 0 | 0 | 0 | 0 | 0 | 0 | 0 | 0 | 0 | 0 | 0 | 0 | 0 | 0 | 0 | 0 | 0 | 0 | 0 | 0 | 0 | 0 | 0 | 0 | 0 | 0 | 0 | 0 | 0 | 0 | 0 | 0 | 0 | 0 | 0 | 0
Water Heater - Solar System_Miscellaneous_New_Solar water heating system | Water Heater - Solar System_Miscellaneous_New | Water Heater - Solar System_Commercial_New_Central storage gas water heater_Solar water heating system | Commercial | Miscellaneous | New | Water Heating | Natural Gas | Water Heater - Solar System | NEQ | Central storage gas water heater | 15 | 15 | 15 | 0.074611 | 0 | 0 | 0 | 0.1 | Retro1Slow | 0.012666666666666666 | TBD | A | WCM885 | 0.7 | 0.42 | sqft cond | 0.0321 | 0 | 0 | 0 | 0 | CA eTRM - Solar Thermal Water Heating System, Multifamily - SWWH034-03 | CA eTRM - Solar Thermal Water Heating System, Multifamily - SWWH034-03 and Applied Energy Group Research - AEG Measure Research v1.3 SEP23 | CA eTRM - Solar Thermal Water Heating System, Multifamily - SWWH034-03 | 0 | 0 | 0.84889 | Central storage gas water heater | Central storage gas water heater | Central storage gas water heater | Central storage gas water heater | Central storage gas water heater | Central storage gas water heater | Central storage gas water heater | Central storage gas water heater | Central storage gas water heater | Central storage gas water heater | Central storage gas water heater | Central storage gas water heater | Central storage gas water heater | Central storage gas water heater | Central storage gas water heater | Central storage gas water heater | Central storage gas water heater | Central storage gas water heater | Central storage gas water heater | Central storage gas water heater | Central storage gas water heater | Central storage gas water heater | Central storage gas water heater | Central storage gas water heater | Central storage gas water heater | Central storage gas water heater | Central storage gas water heater | Central storage gas water heater | 0 | 0 | 0 | 0 | 0 | 0 | 0 | 0 | 0 | 0 | 0 | 0 | 0 | 0 | 0 | 0 | 0 | 0 | 0 | 0 | 0 | 0 | 0 | 0 | 0 | 0 | 0 | 0 | 0 | 0 | 0 | 0 | 0 | 0 | 0 | 0 | 0 | 0 | 0 | 0 | 0 | 0 | 0 | 0 | 0 | 0 | 0 | 0 | 0 | 0 | 0 | 0 | 0 | 0 | 0 | 0 | 0 | 0 | 0 | 0 | 0 | 0 | 0 | 0 | 0 | 0 | 0 | 0 | 0 | 0 | 0 | 0 | 0 | 0 | 0 | 0 | 0 | 0 | 0 | 0 | 0 | 0 | 0 | 0 | 0 | 0 | 0 | 0 | 0 | 0 | 0 | 0 | 0 | 0 | 0 | 0 | 0 | 0 | 0 | 0 | 0 | 0 | 0 | 0 | 0 | 0 | 0 | 0 | 0 | 0 | 0 | 0 | Solar water heating system | Solar water heating system | Solar water heating system | Solar water heating system | Solar water heating system | Solar water heating system | Solar water heating system | Solar water heating system | Solar water heating system | Solar water heating system | Solar water heating system | Solar water heating system | Solar water heating system | Solar water heating system | Solar water heating system | Solar water heating system | Solar water heating system | Solar water heating system | Solar water heating system | Solar water heating system | Solar water heating system | Solar water heating system | Solar water heating system | Solar water heating system | Solar water heating system | Solar water heating system | Solar water heating system | Solar water heating system | 0.8489 | 0.8489 | 0.8489 | 0.8489 | 0.8489 | 0.8489 | 0.8489 | 0.8489 | 0.8489 | 0.8489 | 0.8489 | 0.8489 | 0.8489 | 0.8489 | 0.8489 | 0.8489 | 0.8489 | 0.8489 | 0.8489 | 0.8489 | 0.8489 | 0.8489 | 0.8489 | 0.8489 | 0.8489 | 0.8489 | 0.8489 | 0.8489 | 0.0746 | 0.0746 | 0.0746 | 0.0746 | 0.0746 | 0.0746 | 0.0746 | 0.0746 | 0.0746 | 0.0746 | 0.0746 | 0.0746 | 0.0746 | 0.0746 | 0.0746 | 0.0746 | 0.0746 | 0.0746 | 0.0746 | 0.0746 | 0.0746 | 0.0746 | 0.0746 | 0.0746 | 0.0746 | 0.0746 | 0.0746 | 0.0746 | 0 | 0 | 0 | 0 | 0 | 0 | 0 | 0 | 0 | 0 | 0 | 0 | 0 | 0 | 0 | 0 | 0 | 0 | 0 | 0 | 0 | 0 | 0 | 0 | 0 | 0 | 0 | 0 | 0 | 0 | 0 | 0 | 0 | 0 | 0 | 0 | 0 | 0 | 0 | 0 | 0 | 0 | 0 | 0 | 0 | 0 | 0 | 0 | 0 | 0 | 0 | 0 | 0 | 0 | 0 | 0 | 0 | 0 | 0 | 0 | 0 | 0 | 0 | 0 | 0 | 0 | 0 | 0 | 0 | 0 | 0 | 0 | 0 | 0 | 0 | 0 | 0 | 0 | 0 | 0 | 0 | 0 | 0 | 0 | 0 | 0 | 0 | 0 | 0 | 0 | 0 | 0 | 0 | 0 | 0 | 0 | 0 | 0 | 0 | 0 | 0 | 0 | 0 | 0 | 0 | 0 | 0 | 0 | 0 | 0 | 0 | 0 | Solar water heating system | Solar water heating system | Solar water heating system | Solar water heating system | Solar water heating system | Solar water heating system | Solar water heating system | Solar water heating system | Solar water heating system | Solar water heating system | Solar water heating system | Solar water heating system | Solar water heating system | Solar water heating system | Solar water heating system | Solar water heating system | Solar water heating system | Solar water heating system | Solar water heating system | Solar water heating system | Solar water heating system | Solar water heating system | Solar water heating system | Solar water heating system | Solar water heating system | Solar water heating system | Solar water heating system | Solar water heating system | 0.8489 | 0.8489 | 0.8489 | 0.8489 | 0.8489 | 0.8489 | 0.8489 | 0.8489 | 0.8489 | 0.8489 | 0.8489 | 0.8489 | 0.8489 | 0.8489 | 0.8489 | 0.8489 | 0.8489 | 0.8489 | 0.8489 | 0.8489 | 0.8489 | 0.8489 | 0.8489 | 0.8489 | 0.8489 | 0.8489 | 0.8489 | 0.8489 | 0.0746 | 0.0746 | 0.0746 | 0.0746 | 0.0746 | 0.0746 | 0.0746 | 0.0746 | 0.0746 | 0.0746 | 0.0746 | 0.0746 | 0.0746 | 0.0746 | 0.0746 | 0.0746 | 0.0746 | 0.0746 | 0.0746 | 0.0746 | 0.0746 | 0.0746 | 0.0746 | 0.0746 | 0.0746 | 0.0746 | 0.0746 | 0.0746 | 0 | 0 | 0 | 0 | 0 | 0 | 0 | 0 | 0 | 0 | 0 | 0 | 0 | 0 | 0 | 0 | 0 | 0 | 0 | 0 | 0 | 0 | 0 | 0 | 0 | 0 | 0 | 0 | 0 | 0 | 0 | 0 | 0 | 0 | 0 | 0 | 0 | 0 | 0 | 0 | 0 | 0 | 0 | 0 | 0 | 0 | 0 | 0 | 0 | 0 | 0 | 0 | 0 | 0 | 0 | 0 | 0 | 0 | 0 | 0 | 0 | 0 | 0 | 0 | 0 | 0 | 0 | 0 | 0 | 0 | 0 | 0 | 0 | 0 | 0 | 0 | 0 | 0 | 0 | 0 | 0 | 0 | 0 | 0 | 0 | 0
Circulation Pump - Controls_Miscellaneous_New_Not Applicable Segment or Vintage | Circulation Pump - Controls_Miscellaneous_New | Circulation Pump - Controls_Commercial_New_Not Applicable Segment or Vintage_Not Applicable Segment or Vintage | Commercial | Miscellaneous | New | Water Heating | Natural Gas | Circulation Pump - Controls | NEQ | Not Applicable Segment or Vintage | 11 | 11 | 11 | 0 | 0 | 0 | 0 | 0 | Retro3Slow | 0.004128203794943829 | TBD | A | WCM886 | 0.7 | 0.42 | sqft | 0.0321 | 0 | 0 | 0 | 0 | Not Applicable Segment or Vintage | Not Applicable Segment or Vintage | Not Applicable Segment or Vintage | 0 | 0 | 0 | Not Applicable Segment or Vintage | Not Applicable Segment or Vintage | Not Applicable Segment or Vintage | Not Applicable Segment or Vintage | Not Applicable Segment or Vintage | Not Applicable Segment or Vintage | Not Applicable Segment or Vintage | Not Applicable Segment or Vintage | Not Applicable Segment or Vintage | Not Applicable Segment or Vintage | Not Applicable Segment or Vintage | Not Applicable Segment or Vintage | Not Applicable Segment or Vintage | Not Applicable Segment or Vintage | Not Applicable Segment or Vintage | Not Applicable Segment or Vintage | Not Applicable Segment or Vintage | Not Applicable Segment or Vintage | Not Applicable Segment or Vintage | Not Applicable Segment or Vintage | Not Applicable Segment or Vintage | Not Applicable Segment or Vintage | Not Applicable Segment or Vintage | Not Applicable Segment or Vintage | Not Applicable Segment or Vintage | Not Applicable Segment or Vintage | Not Applicable Segment or Vintage | Not Applicable Segment or Vintage | 0 | 0 | 0 | 0 | 0 | 0 | 0 | 0 | 0 | 0 | 0 | 0 | 0 | 0 | 0 | 0 | 0 | 0 | 0 | 0 | 0 | 0 | 0 | 0 | 0 | 0 | 0 | 0 | 0 | 0 | 0 | 0 | 0 | 0 | 0 | 0 | 0 | 0 | 0 | 0 | 0 | 0 | 0 | 0 | 0 | 0 | 0 | 0 | 0 | 0 | 0 | 0 | 0 | 0 | 0 | 0 | 0 | 0 | 0 | 0 | 0 | 0 | 0 | 0 | 0 | 0 | 0 | 0 | 0 | 0 | 0 | 0 | 0 | 0 | 0 | 0 | 0 | 0 | 0 | 0 | 0 | 0 | 0 | 0 | 0 | 0 | 0 | 0 | 0 | 0 | 0 | 0 | 0 | 0 | 0 | 0 | 0 | 0 | 0 | 0 | 0 | 0 | 0 | 0 | 0 | 0 | 0 | 0 | 0 | 0 | 0 | 0 | Not Applicable Segment or Vintage | Not Applicable Segment or Vintage | Not Applicable Segment or Vintage | Not Applicable Segment or Vintage | Not Applicable Segment or Vintage | Not Applicable Segment or Vintage | Not Applicable Segment or Vintage | Not Applicable Segment or Vintage | Not Applicable Segment or Vintage | Not Applicable Segment or Vintage | Not Applicable Segment or Vintage | Not Applicable Segment or Vintage | Not Applicable Segment or Vintage | Not Applicable Segment or Vintage | Not Applicable Segment or Vintage | Not Applicable Segment or Vintage | Not Applicable Segment or Vintage | Not Applicable Segment or Vintage | Not Applicable Segment or Vintage | Not Applicable Segment or Vintage | Not Applicable Segment or Vintage | Not Applicable Segment or Vintage | Not Applicable Segment or Vintage | Not Applicable Segment or Vintage | Not Applicable Segment or Vintage | Not Applicable Segment or Vintage | Not Applicable Segment or Vintage | Not Applicable Segment or Vintage | 0 | 0 | 0 | 0 | 0 | 0 | 0 | 0 | 0 | 0 | 0 | 0 | 0 | 0 | 0 | 0 | 0 | 0 | 0 | 0 | 0 | 0 | 0 | 0 | 0 | 0 | 0 | 0 | 0 | 0 | 0 | 0 | 0 | 0 | 0 | 0 | 0 | 0 | 0 | 0 | 0 | 0 | 0 | 0 | 0 | 0 | 0 | 0 | 0 | 0 | 0 | 0 | 0 | 0 | 0 | 0 | 0 | 0 | 0 | 0 | 0 | 0 | 0 | 0 | 0 | 0 | 0 | 0 | 0 | 0 | 0 | 0 | 0 | 0 | 0 | 0 | 0 | 0 | 0 | 0 | 0 | 0 | 0 | 0 | 0 | 0 | 0 | 0 | 0 | 0 | 0 | 0 | 0 | 0 | 0 | 0 | 0 | 0 | 0 | 0 | 0 | 0 | 0 | 0 | 0 | 0 | 0 | 0 | 0 | 0 | 0 | 0 | 0 | 0 | 0 | 0 | 0 | 0 | 0 | 0 | 0 | 0 | 0 | 0 | 0 | 0 | 0 | 0 | 0 | 0 | 0 | 0 | 0 | 0 | 0 | 0 | 0 | 0 | 0 | 0 | 0 | 0 | 0 | 0 | 0 | 0 | 0 | 0 | 0 | 0 | 0 | 0 | 0 | 0 | 0 | 0 | 0 | 0 | 0 | 0 | 0 | 0 | 0 | 0 | 0 | 0 | 0 | 0 | Not Applicable Segment or Vintage | Not Applicable Segment or Vintage | Not Applicable Segment or Vintage | Not Applicable Segment or Vintage | Not Applicable Segment or Vintage | Not Applicable Segment or Vintage | Not Applicable Segment or Vintage | Not Applicable Segment or Vintage | Not Applicable Segment or Vintage | Not Applicable Segment or Vintage | Not Applicable Segment or Vintage | Not Applicable Segment or Vintage | Not Applicable Segment or Vintage | Not Applicable Segment or Vintage | Not Applicable Segment or Vintage | Not Applicable Segment or Vintage | Not Applicable Segment or Vintage | Not Applicable Segment or Vintage | Not Applicable Segment or Vintage | Not Applicable Segment or Vintage | Not Applicable Segment or Vintage | Not Applicable Segment or Vintage | Not Applicable Segment or Vintage | Not Applicable Segment or Vintage | Not Applicable Segment or Vintage | Not Applicable Segment or Vintage | Not Applicable Segment or Vintage | Not Applicable Segment or Vintage | 0 | 0 | 0 | 0 | 0 | 0 | 0 | 0 | 0 | 0 | 0 | 0 | 0 | 0 | 0 | 0 | 0 | 0 | 0 | 0 | 0 | 0 | 0 | 0 | 0 | 0 | 0 | 0 | 0 | 0 | 0 | 0 | 0 | 0 | 0 | 0 | 0 | 0 | 0 | 0 | 0 | 0 | 0 | 0 | 0 | 0 | 0 | 0 | 0 | 0 | 0 | 0 | 0 | 0 | 0 | 0 | 0 | 0 | 0 | 0 | 0 | 0 | 0 | 0 | 0 | 0 | 0 | 0 | 0 | 0 | 0 | 0 | 0 | 0 | 0 | 0 | 0 | 0 | 0 | 0 | 0 | 0 | 0 | 0 | 0 | 0 | 0 | 0 | 0 | 0 | 0 | 0 | 0 | 0 | 0 | 0 | 0 | 0 | 0 | 0 | 0 | 0 | 0 | 0 | 0 | 0 | 0 | 0 | 0 | 0 | 0 | 0 | 0 | 0 | 0 | 0 | 0 | 0 | 0 | 0 | 0 | 0 | 0 | 0 | 0 | 0 | 0 | 0 | 0 | 0 | 0 | 0 | 0 | 0 | 0 | 0 | 0 | 0 | 0 | 0 | 0 | 0
Commercial Laundry - ENERGY STAR Washer (8.0)_Miscellaneous_New_EnergyStar Front Loading Clothers Washer | Commercial Laundry - ENERGY STAR Washer (8.0)_Miscellaneous_New | Commercial Laundry - ENERGY STAR Washer (8.0)_Commercial_New_Federal Standard Front-Loading Clothes Washer_EnergyStar Front Loading Clothers Washer | Commercial | Miscellaneous | New | Water Heating | Natural Gas | Commercial Laundry - ENERGY STAR Washer (8.0) | NEQ | Federal Standard Front-Loading Clothes Washer | 7 | 7 | 7 | 32.6783 | 0 | 0 | 0.04 | 0.1 | Retro5Med | 8.35569166605469E-06 | TBD | A | WCM888 | 0.7 | 0.42 | Washer | 0.0321 | 0 | 0 | 0 | 0 | Regional Technical Forum. Commercial Clothes Washers - Unit Energy Savings Workbook, Version 7.1. Northwest Power and Conservation Council. July 18, 2023 | Regional Technical Forum. Commercial Clothes Washers - Unit Energy Savings Workbook, Version 7.1. Northwest Power and Conservation Council. July 18, 2023 | Regional Technical Forum. Commercial Clothes Washers - Unit Energy Savings Workbook, Version 7.1. Northwest Power and Conservation Council. July 18, 2023 | 0 | 0 | 668.9719 | Federal Standard Front-Loading Clothes Washer | Federal Standard Front-Loading Clothes Washer | Federal Standard Front-Loading Clothes Washer | Federal Standard Front-Loading Clothes Washer | Federal Standard Front-Loading Clothes Washer | Federal Standard Front-Loading Clothes Washer | Federal Standard Front-Loading Clothes Washer | Federal Standard Front-Loading Clothes Washer | Federal Standard Front-Loading Clothes Washer | Federal Standard Front-Loading Clothes Washer | Federal Standard Front-Loading Clothes Washer | Federal Standard Front-Loading Clothes Washer | Federal Standard Front-Loading Clothes Washer | Federal Standard Front-Loading Clothes Washer | Federal Standard Front-Loading Clothes Washer | Federal Standard Front-Loading Clothes Washer | Federal Standard Front-Loading Clothes Washer | Federal Standard Front-Loading Clothes Washer | Federal Standard Front-Loading Clothes Washer | Federal Standard Front-Loading Clothes Washer | Federal Standard Front-Loading Clothes Washer | Federal Standard Front-Loading Clothes Washer | Federal Standard Front-Loading Clothes Washer | Federal Standard Front-Loading Clothes Washer | Federal Standard Front-Loading Clothes Washer | Federal Standard Front-Loading Clothes Washer | Federal Standard Front-Loading Clothes Washer | Federal Standard Front-Loading Clothes Washer | 0 | 0 | 0 | 0 | 0 | 0 | 0 | 0 | 0 | 0 | 0 | 0 | 0 | 0 | 0 | 0 | 0 | 0 | 0 | 0 | 0 | 0 | 0 | 0 | 0 | 0 | 0 | 0 | 0 | 0 | 0 | 0 | 0 | 0 | 0 | 0 | 0 | 0 | 0 | 0 | 0 | 0 | 0 | 0 | 0 | 0 | 0 | 0 | 0 | 0 | 0 | 0 | 0 | 0 | 0 | 0 | 0 | 0 | 0 | 0 | 0 | 0 | 0 | 0 | 0 | 0 | 0 | 0 | 0 | 0 | 0 | 0 | 0 | 0 | 0 | 0 | 0 | 0 | 0 | 0 | 0 | 0 | 0 | 0 | 0 | 0 | 0 | 0 | 0 | 0 | 0 | 0 | 0 | 0 | 0 | 0 | 0 | 0 | 0 | 0 | 0 | 0 | 0 | 0 | 0 | 0 | 0 | 0 | 0 | 0 | 0 | 0 | EnergyStar Front Loading Clothers Washer | EnergyStar Front Loading Clothers Washer | EnergyStar Front Loading Clothers Washer | EnergyStar Front Loading Clothers Washer | EnergyStar Front Loading Clothers Washer | EnergyStar Front Loading Clothers Washer | EnergyStar Front Loading Clothers Washer | EnergyStar Front Loading Clothers Washer | EnergyStar Front Loading Clothers Washer | EnergyStar Front Loading Clothers Washer | EnergyStar Front Loading Clothers Washer | EnergyStar Front Loading Clothers Washer | EnergyStar Front Loading Clothers Washer | EnergyStar Front Loading Clothers Washer | EnergyStar Front Loading Clothers Washer | EnergyStar Front Loading Clothers Washer | EnergyStar Front Loading Clothers Washer | EnergyStar Front Loading Clothers Washer | EnergyStar Front Loading Clothers Washer | EnergyStar Front Loading Clothers Washer | EnergyStar Front Loading Clothers Washer | EnergyStar Front Loading Clothers Washer | EnergyStar Front Loading Clothers Washer | EnergyStar Front Loading Clothers Washer | EnergyStar Front Loading Clothers Washer | EnergyStar Front Loading Clothers Washer | EnergyStar Front Loading Clothers Washer | EnergyStar Front Loading Clothers Washer | 668.9719 | 668.9719 | 668.9719 | 668.9719 | 668.9719 | 668.9719 | 668.9719 | 668.9719 | 668.9719 | 668.9719 | 668.9719 | 668.9719 | 668.9719 | 668.9719 | 668.9719 | 668.9719 | 668.9719 | 668.9719 | 668.9719 | 668.9719 | 668.9719 | 668.9719 | 668.9719 | 668.9719 | 668.9719 | 668.9719 | 668.9719 | 668.9719 | 32.6783 | 32.6783 | 32.6783 | 32.6783 | 32.6783 | 32.6783 | 32.6783 | 32.6783 | 32.6783 | 32.6783 | 32.6783 | 32.6783 | 32.6783 | 32.6783 | 32.6783 | 32.6783 | 32.6783 | 32.6783 | 32.6783 | 32.6783 | 32.6783 | 32.6783 | 32.6783 | 32.6783 | 32.6783 | 32.6783 | 32.6783 | 32.6783 | 0 | 0 | 0 | 0 | 0 | 0 | 0 | 0 | 0 | 0 | 0 | 0 | 0 | 0 | 0 | 0 | 0 | 0 | 0 | 0 | 0 | 0 | 0 | 0 | 0 | 0 | 0 | 0 | 0 | 0 | 0 | 0 | 0 | 0 | 0 | 0 | 0 | 0 | 0 | 0 | 0 | 0 | 0 | 0 | 0 | 0 | 0 | 0 | 0 | 0 | 0 | 0 | 0 | 0 | 0 | 0 | 0 | 0 | 0 | 0 | 0 | 0 | 0 | 0 | 0 | 0 | 0 | 0 | 0 | 0 | 0 | 0 | 0 | 0 | 0 | 0 | 0 | 0 | 0 | 0 | 0 | 0 | 0 | 0 | 0 | 0 | 0 | 0 | 0 | 0 | 0 | 0 | 0 | 0 | 0 | 0 | 0 | 0 | 0 | 0 | 0 | 0 | 0 | 0 | 0 | 0 | 0 | 0 | 0 | 0 | 0 | 0 | EnergyStar Front Loading Clothers Washer | EnergyStar Front Loading Clothers Washer | EnergyStar Front Loading Clothers Washer | EnergyStar Front Loading Clothers Washer | EnergyStar Front Loading Clothers Washer | EnergyStar Front Loading Clothers Washer | EnergyStar Front Loading Clothers Washer | EnergyStar Front Loading Clothers Washer | EnergyStar Front Loading Clothers Washer | EnergyStar Front Loading Clothers Washer | EnergyStar Front Loading Clothers Washer | EnergyStar Front Loading Clothers Washer | EnergyStar Front Loading Clothers Washer | EnergyStar Front Loading Clothers Washer | EnergyStar Front Loading Clothers Washer | EnergyStar Front Loading Clothers Washer | EnergyStar Front Loading Clothers Washer | EnergyStar Front Loading Clothers Washer | EnergyStar Front Loading Clothers Washer | EnergyStar Front Loading Clothers Washer | EnergyStar Front Loading Clothers Washer | EnergyStar Front Loading Clothers Washer | EnergyStar Front Loading Clothers Washer | EnergyStar Front Loading Clothers Washer | EnergyStar Front Loading Clothers Washer | EnergyStar Front Loading Clothers Washer | EnergyStar Front Loading Clothers Washer | EnergyStar Front Loading Clothers Washer | 668.9719 | 668.9719 | 668.9719 | 668.9719 | 668.9719 | 668.9719 | 668.9719 | 668.9719 | 668.9719 | 668.9719 | 668.9719 | 668.9719 | 668.9719 | 668.9719 | 668.9719 | 668.9719 | 668.9719 | 668.9719 | 668.9719 | 668.9719 | 668.9719 | 668.9719 | 668.9719 | 668.9719 | 668.9719 | 668.9719 | 668.9719 | 668.9719 | 32.6783 | 32.6783 | 32.6783 | 32.6783 | 32.6783 | 32.6783 | 32.6783 | 32.6783 | 32.6783 | 32.6783 | 32.6783 | 32.6783 | 32.6783 | 32.6783 | 32.6783 | 32.6783 | 32.6783 | 32.6783 | 32.6783 | 32.6783 | 32.6783 | 32.6783 | 32.6783 | 32.6783 | 32.6783 | 32.6783 | 32.6783 | 32.6783 | 0 | 0 | 0 | 0 | 0 | 0 | 0 | 0 | 0 | 0 | 0 | 0 | 0 | 0 | 0 | 0 | 0 | 0 | 0 | 0 | 0 | 0 | 0 | 0 | 0 | 0 | 0 | 0 | 0 | 0 | 0 | 0 | 0 | 0 | 0 | 0 | 0 | 0 | 0 | 0 | 0 | 0 | 0 | 0 | 0 | 0 | 0 | 0 | 0 | 0 | 0 | 0 | 0 | 0 | 0 | 0 | 0 | 0 | 0 | 0 | 0 | 0 | 0 | 0 | 0 | 0 | 0 | 0 | 0 | 0 | 0 | 0 | 0 | 0 | 0 | 0 | 0 | 0 | 0 | 0 | 0 | 0 | 0 | 0 | 0 | 0
Gas-Fired Combination Heat Pump Conversion_Miscellaneous_New_Gas-fired heat pump, COP 1.3 | Gas-Fired Combination Heat Pump Conversion_Miscellaneous_New | Gas-Fired Combination Heat Pump Conversion_Commercial_New_Federal standard gas-fired central heating and DHW system_Gas-fired heat pump, COP 1.3 | Commercial | Miscellaneous | New | Water Heating | Natural Gas | Gas-Fired Combination Heat Pump Conversion | NEQ | Federal standard gas-fired central heating and DHW system | 20 | 20 | 20 | 0 | 0 | 0 | 0 | 0.1 | Retro1Slow | 0.012666666666666666 | TBD | A | WCM865 | 0.7 | 0.42 | kBtuh heat | 0.0321 | 0 | 0 | 0 | 0 | AEO 2021 - gas_eng-driven_RTHP-heat 2017 typical | EIA - Technology Forecast Updates. Appendix A. U.S. Energy Information Administration. March 3, 2023.¦ Technical Support Documents for Baseline Costs | AEG Analysis, Comparison of Baseline TE vs COP | 0 | 0 | 195.1704 | Federal standard gas-fired central heating and DHW system | Federal standard gas-fired central heating and DHW system | Federal standard gas-fired central heating and DHW system | Federal standard gas-fired central heating and DHW system | Federal standard gas-fired central heating and DHW system | Federal standard gas-fired central heating and DHW system | Federal standard gas-fired central heating and DHW system | Federal standard gas-fired central heating and DHW system | Federal standard gas-fired central heating and DHW system | Federal standard gas-fired central heating and DHW system | Federal standard gas-fired central heating and DHW system | Federal standard gas-fired central heating and DHW system | Federal standard gas-fired central heating and DHW system | Federal standard gas-fired central heating and DHW system | Federal standard gas-fired central heating and DHW system | Federal standard gas-fired central heating and DHW system | Federal standard gas-fired central heating and DHW system | Federal standard gas-fired central heating and DHW system | Federal standard gas-fired central heating and DHW system | Federal standard gas-fired central heating and DHW system | Federal standard gas-fired central heating and DHW system | Federal standard gas-fired central heating and DHW system | Federal standard gas-fired central heating and DHW system | Federal standard gas-fired central heating and DHW system | Federal standard gas-fired central heating and DHW system | Federal standard gas-fired central heating and DHW system | Federal standard gas-fired central heating and DHW system | Federal standard gas-fired central heating and DHW system | 0 | 0 | 0 | 0 | 0 | 0 | 0 | 0 | 0 | 0 | 0 | 0 | 0 | 0 | 0 | 0 | 0 | 0 | 0 | 0 | 0 | 0 | 0 | 0 | 0 | 0 | 0 | 0 | 0 | 0 | 0 | 0 | 0 | 0 | 0 | 0 | 0 | 0 | 0 | 0 | 0 | 0 | 0 | 0 | 0 | 0 | 0 | 0 | 0 | 0 | 0 | 0 | 0 | 0 | 0 | 0 | 0 | 0 | 0 | 0 | 0 | 0 | 0 | 0 | 0 | 0 | 0 | 0 | 0 | 0 | 0 | 0 | 0 | 0 | 0 | 0 | 0 | 0 | 0 | 0 | 0 | 0 | 0 | 0 | 0 | 0 | 0 | 0 | 0 | 0 | 0 | 0 | 0 | 0 | 0 | 0 | 0 | 0 | 0 | 0 | 0 | 0 | 0 | 0 | 0 | 0 | 0 | 0 | 0 | 0 | 0 | 0 | Gas-fired heat pump, COP 1.3 | Gas-fired heat pump, COP 1.3 | Gas-fired heat pump, COP 1.3 | Gas-fired heat pump, COP 1.3 | Gas-fired heat pump, COP 1.3 | Gas-fired heat pump, COP 1.3 | Gas-fired heat pump, COP 1.3 | Gas-fired heat pump, COP 1.3 | Gas-fired heat pump, COP 1.3 | Gas-fired heat pump, COP 1.3 | Gas-fired heat pump, COP 1.3 | Gas-fired heat pump, COP 1.3 | Gas-fired heat pump, COP 1.3 | Gas-fired heat pump, COP 1.3 | Gas-fired heat pump, COP 1.3 | Gas-fired heat pump, COP 1.3 | Gas-fired heat pump, COP 1.3 | Gas-fired heat pump, COP 1.3 | Gas-fired heat pump, COP 1.3 | Gas-fired heat pump, COP 1.3 | Gas-fired heat pump, COP 1.3 | Gas-fired heat pump, COP 1.3 | Gas-fired heat pump, COP 1.3 | Gas-fired heat pump, COP 1.3 | Gas-fired heat pump, COP 1.3 | Gas-fired heat pump, COP 1.3 | Gas-fired heat pump, COP 1.3 | Gas-fired heat pump, COP 1.3 | 195.1704 | 195.1704 | 195.1704 | 195.1704 | 195.1704 | 195.1704 | 195.1704 | 195.1704 | 195.1704 | 195.1704 | 195.1704 | 195.1704 | 195.1704 | 195.1704 | 195.1704 | 195.1704 | 195.1704 | 195.1704 | 195.1704 | 195.1704 | 195.1704 | 195.1704 | 195.1704 | 195.1704 | 195.1704 | 195.1704 | 195.1704 | 195.1704 | 0 | 0 | 0 | 0 | 0 | 0 | 0 | 0 | 0 | 0 | 0 | 0 | 0 | 0 | 0 | 0 | 0 | 0 | 0 | 0 | 0 | 0 | 0 | 0 | 0 | 0 | 0 | 0 | 0 | 0 | 0 | 0 | 0 | 0 | 0 | 0 | 0 | 0 | 0 | 0 | 0 | 0 | 0 | 0 | 0 | 0 | 0 | 0 | 0 | 0 | 0 | 0 | 0 | 0 | 0 | 0 | 0 | 0 | 0 | 0 | 0 | 0 | 0 | 0 | 0 | 0 | 0 | 0 | 0 | 0 | 0 | 0 | 0 | 0 | 0 | 0 | 0 | 0 | 0 | 0 | 0 | 0 | 0 | 0 | 0 | 0 | 0 | 0 | 0 | 0 | 0 | 0 | 0 | 0 | 0 | 0 | 0 | 0 | 0 | 0 | 0 | 0 | 0 | 0 | 0 | 0 | 0 | 0 | 0 | 0 | 0 | 0 | 0 | 0 | 0 | 0 | 0 | 0 | 0 | 0 | 0 | 0 | 0 | 0 | 0 | 0 | 0 | 0 | 0 | 0 | 0 | 0 | 0 | 0 | 0 | 0 | 0 | 0 | 0 | 0 | Gas-fired heat pump, COP 1.3 | Gas-fired heat pump, COP 1.3 | Gas-fired heat pump, COP 1.3 | Gas-fired heat pump, COP 1.3 | Gas-fired heat pump, COP 1.3 | Gas-fired heat pump, COP 1.3 | Gas-fired heat pump, COP 1.3 | Gas-fired heat pump, COP 1.3 | Gas-fired heat pump, COP 1.3 | Gas-fired heat pump, COP 1.3 | Gas-fired heat pump, COP 1.3 | Gas-fired heat pump, COP 1.3 | Gas-fired heat pump, COP 1.3 | Gas-fired heat pump, COP 1.3 | Gas-fired heat pump, COP 1.3 | Gas-fired heat pump, COP 1.3 | Gas-fired heat pump, COP 1.3 | Gas-fired heat pump, COP 1.3 | Gas-fired heat pump, COP 1.3 | Gas-fired heat pump, COP 1.3 | Gas-fired heat pump, COP 1.3 | Gas-fired heat pump, COP 1.3 | Gas-fired heat pump, COP 1.3 | Gas-fired heat pump, COP 1.3 | Gas-fired heat pump, COP 1.3 | Gas-fired heat pump, COP 1.3 | Gas-fired heat pump, COP 1.3 | Gas-fired heat pump, COP 1.3 | 195.1704 | 195.1704 | 195.1704 | 195.1704 | 195.1704 | 195.1704 | 195.1704 | 195.1704 | 195.1704 | 195.1704 | 195.1704 | 195.1704 | 195.1704 | 195.1704 | 195.1704 | 195.1704 | 195.1704 | 195.1704 | 195.1704 | 195.1704 | 195.1704 | 195.1704 | 195.1704 | 195.1704 | 195.1704 | 195.1704 | 195.1704 | 195.1704 | 0 | 0 | 0 | 0 | 0 | 0 | 0 | 0 | 0 | 0 | 0 | 0 | 0 | 0 | 0 | 0 | 0 | 0 | 0 | 0 | 0 | 0 | 0 | 0 | 0 | 0 | 0 | 0 | 0 | 0 | 0 | 0 | 0 | 0 | 0 | 0 | 0 | 0 | 0 | 0 | 0 | 0 | 0 | 0 | 0 | 0 | 0 | 0 | 0 | 0 | 0 | 0 | 0 | 0 | 0 | 0 | 0 | 0 | 0 | 0 | 0 | 0 | 0 | 0 | 0 | 0 | 0 | 0 | 0 | 0 | 0 | 0 | 0 | 0 | 0 | 0 | 0 | 0 | 0 | 0 | 0 | 0 | 0 | 0 | 0 | 0 | 0 | 0 | 0 | 0 | 0 | 0 | 0 | 0 | 0 | 0 | 0 | 0 | 0 | 0 | 0 | 0 | 0 | 0 | 0 | 0 | 0 | 0 | 0 | 0 | 0 | 0 | 0 | 0
Ducting - Repair and Sealing_Miscellaneous_Existing_Sealed Ductwork | Ducting - Repair and Sealing_Miscellaneous_Existing | Ducting - Repair and Sealing_Commercial_Existing_Existing ductwork_Sealed Ductwork | Commercial | Miscellaneous | Existing | Space Heating | Natural Gas | Ducting - Repair and Sealing | NEQ | Existing ductwork | 20 | 20 | 20 | -0.0063614 | 0 | 0 | 0.15 | 0.5 | Retro5Med | 8.35569166605469E-06 | TBD | A | WCM804 | 0.7 | 0.42 | sqft duct | 0.0321 | 9998.999999999998 | 9999 | 9998.999999999998 | 9999 | IL TRM v13 - 4.4.56 Commercial Duct Sealing - CI-HVC-DSEAL-V02-250101 | IL TRM v13 - 4.4.56 Commercial Duct Sealing - CI-HVC-DSEAL-V02-250101 | AEG BEST | 0 | 0 | 3.6908 | Existing ductwork | Existing ductwork | Existing ductwork | Existing ductwork | Existing ductwork | Existing ductwork | Existing ductwork | Existing ductwork | Existing ductwork | Existing ductwork | Existing ductwork | Existing ductwork | Existing ductwork | Existing ductwork | Existing ductwork | Existing ductwork | Existing ductwork | Existing ductwork | Existing ductwork | Existing ductwork | Existing ductwork | Existing ductwork | Existing ductwork | Existing ductwork | Existing ductwork | Existing ductwork | Existing ductwork | Existing ductwork | 0 | 0 | 0 | -1191.0392 | -1432.4207 | -1711.5197 | -1933.5745 | -2138.5992 | -2413.7366 | -2546.4638 | -2495.0967 | -2253.1342 | -1857.3317 | -1381.5644 | -881.9624 | -495.6975 | -231.7702 | -95.4783 | -33.8764 | -10.3495 | -2.2114 | -0.20008 | -0.13131 | 0 | 0 | 0 | 0 | 0 | 0 | 0 | 0 | -1191.0392 | -2599.0386 | -4249.2558 | -6068.9847 | -8023.5255 | -10159.5414 | -12316.7876 | -14308.6063 | -15964.1916 | -17166.8195 | -17882.8995 | -18131.4491 | -18046.1532 | -17756.2771 | -17384.8628 | -16996.6419 | -16634.3537 | -16309.6796 | -16031.27 | -15781.7607 | -15570.3509 | -15375.4182 | -15195.6644 | -15029.8957 | -14877.0136 | 0 | 0 | 0 | 48109.51016740377 | 59070.805891695665 | 72285.37978774 | 83911.93633849495 | 95712.18940906686 | 111899.05429992246 | 122755.00030427017 | 125402.90384938571 | 118177.18716251555 | 101583.30232094489 | 78609.44820960332 | 52025.40052986684 | 30208.29708185817 | 14544.735632005782 | 6153.541998156293 | 2237.651635693198 | 698.9416986389939 | 152.33755437841918 | 14.022845342921473 | 9.348563561947646 | 0 | 0 | 0 | 0 | 0 | 0 | 0 | 0 | 48109.51016740377 | 107180.31605909944 | 179465.69584683946 | 263377.6321853344 | 359089.82159440126 | 470988.8758943237 | 593743.8761985939 | 719146.7800479796 | 837323.9672104951 | 938907.26953144 | 1017516.7177410433 | 1069542.11827091 | 1099750.4153527683 | 1114295.150984774 | 1120448.6929829305 | 1122686.3446186236 | 1123385.2863172626 | 1123537.623871641 | 1123551.646716984 | 1123560.995280546 | 1123560.995280546 | 1123560.995280546 | 1123560.995280546 | 1123560.995280546 | 1123560.995280546 | Sealed Ductwork | Sealed Ductwork | Sealed Ductwork | Sealed Ductwork | Sealed Ductwork | Sealed Ductwork | Sealed Ductwork | Sealed Ductwork | Sealed Ductwork | Sealed Ductwork | Sealed Ductwork | Sealed Ductwork | Sealed Ductwork | Sealed Ductwork | Sealed Ductwork | Sealed Ductwork | Sealed Ductwork | Sealed Ductwork | Sealed Ductwork | Sealed Ductwork | Sealed Ductwork | Sealed Ductwork | Sealed Ductwork | Sealed Ductwork | Sealed Ductwork | Sealed Ductwork | Sealed Ductwork | Sealed Ductwork | 3.6908 | 3.6908 | 3.6908 | 3.6908 | 3.6908 | 3.6908 | 3.6908 | 3.6908 | 3.6908 | 3.6908 | 3.6908 | 3.6908 | 3.6908 | 3.6908 | 3.6908 | 3.6908 | 3.6908 | 3.6908 | 3.6908 | 3.6908 | 3.6908 | 3.6908 | 3.6908 | 3.6908 | 3.6908 | 3.6908 | 3.6908 | 3.6908 | -0.0064 | -0.0064 | -0.0064 | -0.0064 | -0.0064 | -0.0064 | -0.0064 | -0.0064 | -0.0064 | -0.0064 | -0.0064 | -0.0064 | -0.0064 | -0.0064 | -0.0064 | -0.0064 | -0.0064 | -0.0064 | -0.0064 | -0.0064 | -0.0064 | -0.0064 | -0.0064 | -0.0064 | -0.0064 | -0.0064 | -0.0064 | -0.0064 | 0 | 0 | 0 | 0 | 0 | 0 | 0 | 0 | 0 | 0 | 0 | 0 | 0 | 0 | 0 | 0 | 0 | 0 | 0 | 0 | 0 | 0 | 0 | 0 | 0 | 0 | 0 | 0 | 0 | 0 | 0 | 0 | 0 | 0 | 0 | 0 | 0 | 0 | 0 | 0 | 0 | 0 | 0 | 0 | 0 | 0 | 0 | 0 | 0 | 0 | 0 | 0 | 0 | 0 | 0 | 0 | 0 | 0 | 0 | 0 | 0 | 0 | 0 | 0 | 0 | 0 | 0 | 0 | 0 | 0 | 0 | 0 | 0 | 0 | 0 | 0 | 0 | 0 | 0 | 0 | 0 | 0 | 0 | 0 | 0 | 0 | 0 | 0 | 0 | 0 | 0 | 0 | 0 | 0 | 0 | 0 | 0 | 0 | 0 | 0 | 0 | 0 | 0 | 0 | 0 | 0 | 0 | 0 | 0 | 0 | 0 | 0 | Sealed Ductwork | Sealed Ductwork | Sealed Ductwork | Sealed Ductwork | Sealed Ductwork | Sealed Ductwork | Sealed Ductwork | Sealed Ductwork | Sealed Ductwork | Sealed Ductwork | Sealed Ductwork | Sealed Ductwork | Sealed Ductwork | Sealed Ductwork | Sealed Ductwork | Sealed Ductwork | Sealed Ductwork | Sealed Ductwork | Sealed Ductwork | Sealed Ductwork | Sealed Ductwork | Sealed Ductwork | Sealed Ductwork | Sealed Ductwork | Sealed Ductwork | Sealed Ductwork | Sealed Ductwork | Sealed Ductwork | 3.6908 | 3.6908 | 3.6908 | 3.6908 | 3.6908 | 3.6908 | 3.6908 | 3.6908 | 3.6908 | 3.6908 | 3.6908 | 3.6908 | 3.6908 | 3.6908 | 3.6908 | 3.6908 | 3.6908 | 3.6908 | 3.6908 | 3.6908 | 3.6908 | 3.6908 | 3.6908 | 3.6908 | 3.6908 | 3.6908 | 3.6908 | 3.6908 | -0.0064 | -0.0064 | -0.0064 | -0.0064 | -0.0064 | -0.0064 | -0.0064 | -0.0064 | -0.0064 | -0.0064 | -0.0064 | -0.0064 | -0.0064 | -0.0064 | -0.0064 | -0.0064 | -0.0064 | -0.0064 | -0.0064 | -0.0064 | -0.0064 | -0.0064 | -0.0064 | -0.0064 | -0.0064 | -0.0064 | -0.0064 | -0.0064 | 0 | 0 | 0 | 0 | 0 | 0 | 0 | 0 | 0 | 0 | 0 | 0 | 0 | 0 | 0 | 0 | 0 | 0 | 0 | 0 | 0 | 0 | 0 | 0 | 0 | 0 | 0 | 0 | 0 | 0 | 0 | 0 | 0 | 0 | 0 | 0 | 0 | 0 | 0 | 0 | 0 | 0 | 0 | 0 | 0 | 0 | 0 | 0 | 0 | 0 | 0 | 0 | 0 | 0 | 0 | 0 | 0 | 0 | 0 | 0 | 0 | 0 | 0 | 0 | 0 | 0 | 0 | 0 | 0 | 0 | 0 | 0 | 0 | 0 | 0 | 0 | 0 | 0 | 0 | 0 | 0 | 0 | 0 | 0 | 0 | 0
Insulation - Ducting_Miscellaneous_Existing_Insulated duct. | Insulation - Ducting_Miscellaneous_Existing | Insulation - Ducting_Commercial_Existing_Uninsulated duct._Insulated duct. | Commercial | Miscellaneous | Existing | Space Heating | Natural Gas | Insulation - Ducting | NEQ | Uninsulated duct. | 20 | 20 | 20 | -0.013427 | 0 | 0 | 0.05 | 0.2 | Retro5Med | 8.35569166605469E-06 | TBD | A | WCM803 | 0.7 | 0.42 | sqft duct | 0.0321 | 9999 | 9999 | 9999 | 9999 | IL TRM v13 - 4.4.56 Commercial Duct Sealing - CI-HVC-DSEAL-V02-250101 | IL TRM v13 - 4.4.56 Commercial Duct Sealing - CI-HVC-DSEAL-V02-250101 | AEG BEST | 0 | 0 | 9.2 | Uninsulated duct. | Uninsulated duct. | Uninsulated duct. | Uninsulated duct. | Uninsulated duct. | Uninsulated duct. | Uninsulated duct. | Uninsulated duct. | Uninsulated duct. | Uninsulated duct. | Uninsulated duct. | Uninsulated duct. | Uninsulated duct. | Uninsulated duct. | Uninsulated duct. | Uninsulated duct. | Uninsulated duct. | Uninsulated duct. | Uninsulated duct. | Uninsulated duct. | Uninsulated duct. | Uninsulated duct. | Uninsulated duct. | Uninsulated duct. | Uninsulated duct. | Uninsulated duct. | Uninsulated duct. | Uninsulated duct. | 0 | 0 | 0 | -1077.2535 | -1295.3982 | -1547.5414 | -1747.9836 | -1932.9034 | -2181.0157 | -2300.2962 | -2253.2449 | -2034.1833 | -1676.4522 | -1246.7935 | -795.8326 | -447.2585 | -209.115 | -86.1442 | -30.5645 | -9.3376 | -1.9952 | -0.18052 | -0.11847 | 0 | 0 | 0 | 0 | 0 | 0 | 0 | 0 | -1077.2535 | -2350.4198 | -3842.1406 | -5486.4636 | -7251.8031 | -9180.0074 | -11126.1196 | -12921.6612 | -14412.8533 | -15494.9986 | -16138.4315 | -16360.7874 | -16282.7012 | -16020.6272 | -15685.3073 | -15334.9707 | -15008.0869 | -14715.1584 | -14463.9751 | -14238.8661 | -14048.1314 | -13872.2622 | -13710.0875 | -13560.53 | -13422.5988 | 0 | 0 | 0 | 20618.361500315907 | 25316.059667869577 | 30979.44848046001 | 35962.25843078356 | 41019.50974674295 | 47956.73755710963 | 52609.285844687234 | 53744.101649736745 | 50647.3659267924 | 43535.70099469068 | 33689.76351840143 | 22296.600227085793 | 12946.413035082074 | 6233.45812800248 | 2637.2322849241264 | 958.9935581542278 | 299.5464422738545 | 65.28752330503679 | 6.009790861252067 | 4.00652724083471 | 0 | 0 | 0 | 0 | 0 | 0 | 0 | 0 | 20618.361500315907 | 45934.42116818548 | 76913.86964864549 | 112876.12807942904 | 153895.637826172 | 201852.37538328161 | 254461.66122796884 | 308205.76287770557 | 358853.12880449794 | 402388.82979918865 | 436078.5933175901 | 458375.1935446759 | 471321.60657975794 | 477555.0647077604 | 480192.29699268454 | 481151.29055083875 | 481450.8369931126 | 481516.1245164176 | 481522.1343072789 | 481526.14083451976 | 481526.14083451976 | 481526.14083451976 | 481526.14083451976 | 481526.14083451976 | 481526.14083451976 | Insulated duct. | Insulated duct. | Insulated duct. | Insulated duct. | Insulated duct. | Insulated duct. | Insulated duct. | Insulated duct. | Insulated duct. | Insulated duct. | Insulated duct. | Insulated duct. | Insulated duct. | Insulated duct. | Insulated duct. | Insulated duct. | Insulated duct. | Insulated duct. | Insulated duct. | Insulated duct. | Insulated duct. | Insulated duct. | Insulated duct. | Insulated duct. | Insulated duct. | Insulated duct. | Insulated duct. | Insulated duct. | 9.2 | 9.2 | 9.2 | 9.2 | 9.2 | 9.2 | 9.2 | 9.2 | 9.2 | 9.2 | 9.2 | 9.2 | 9.2 | 9.2 | 9.2 | 9.2 | 9.2 | 9.2 | 9.2 | 9.2 | 9.2 | 9.2 | 9.2 | 9.2 | 9.2 | 9.2 | 9.2 | 9.2 | -0.0134 | -0.0134 | -0.0134 | -0.0134 | -0.0134 | -0.0134 | -0.0134 | -0.0134 | -0.0134 | -0.0134 | -0.0134 | -0.0134 | -0.0134 | -0.0134 | -0.0134 | -0.0134 | -0.0134 | -0.0134 | -0.0134 | -0.0134 | -0.0134 | -0.0134 | -0.0134 | -0.0134 | -0.0134 | -0.0134 | -0.0134 | -0.0134 | 0 | 0 | 0 | 0 | 0 | 0 | 0 | 0 | 0 | 0 | 0 | 0 | 0 | 0 | 0 | 0 | 0 | 0 | 0 | 0 | 0 | 0 | 0 | 0 | 0 | 0 | 0 | 0 | 0 | 0 | 0 | 0 | 0 | 0 | 0 | 0 | 0 | 0 | 0 | 0 | 0 | 0 | 0 | 0 | 0 | 0 | 0 | 0 | 0 | 0 | 0 | 0 | 0 | 0 | 0 | 0 | 0 | 0 | 0 | 0 | 0 | 0 | 0 | 0 | 0 | 0 | 0 | 0 | 0 | 0 | 0 | 0 | 0 | 0 | 0 | 0 | 0 | 0 | 0 | 0 | 0 | 0 | 0 | 0 | 0 | 0 | 0 | 0 | 0 | 0 | 0 | 0 | 0 | 0 | 0 | 0 | 0 | 0 | 0 | 0 | 0 | 0 | 0 | 0 | 0 | 0 | 0 | 0 | 0 | 0 | 0 | 0 | Insulated duct. | Insulated duct. | Insulated duct. | Insulated duct. | Insulated duct. | Insulated duct. | Insulated duct. | Insulated duct. | Insulated duct. | Insulated duct. | Insulated duct. | Insulated duct. | Insulated duct. | Insulated duct. | Insulated duct. | Insulated duct. | Insulated duct. | Insulated duct. | Insulated duct. | Insulated duct. | Insulated duct. | Insulated duct. | Insulated duct. | Insulated duct. | Insulated duct. | Insulated duct. | Insulated duct. | Insulated duct. | 9.2 | 9.2 | 9.2 | 9.2 | 9.2 | 9.2 | 9.2 | 9.2 | 9.2 | 9.2 | 9.2 | 9.2 | 9.2 | 9.2 | 9.2 | 9.2 | 9.2 | 9.2 | 9.2 | 9.2 | 9.2 | 9.2 | 9.2 | 9.2 | 9.2 | 9.2 | 9.2 | 9.2 | -0.0134 | -0.0134 | -0.0134 | -0.0134 | -0.0134 | -0.0134 | -0.0134 | -0.0134 | -0.0134 | -0.0134 | -0.0134 | -0.0134 | -0.0134 | -0.0134 | -0.0134 | -0.0134 | -0.0134 | -0.0134 | -0.0134 | -0.0134 | -0.0134 | -0.0134 | -0.0134 | -0.0134 | -0.0134 | -0.0134 | -0.0134 | -0.0134 | 0 | 0 | 0 | 0 | 0 | 0 | 0 | 0 | 0 | 0 | 0 | 0 | 0 | 0 | 0 | 0 | 0 | 0 | 0 | 0 | 0 | 0 | 0 | 0 | 0 | 0 | 0 | 0 | 0 | 0 | 0 | 0 | 0 | 0 | 0 | 0 | 0 | 0 | 0 | 0 | 0 | 0 | 0 | 0 | 0 | 0 | 0 | 0 | 0 | 0 | 0 | 0 | 0 | 0 | 0 | 0 | 0 | 0 | 0 | 0 | 0 | 0 | 0 | 0 | 0 | 0 | 0 | 0 | 0 | 0 | 0 | 0 | 0 | 0 | 0 | 0 | 0 | 0 | 0 | 0 | 0 | 0 | 0 | 0 | 0 | 0
Advanced New Construction Designs_Miscellaneous_Existing_Not Applicable Segment or Vintage | Advanced New Construction Designs_Miscellaneous_Existing | Advanced New Construction Designs_Commercial_Existing_Not Applicable Segment or Vintage_Not Applicable Segment or Vintage | Commercial | Miscellaneous | Existing | Space Heating | Natural Gas | Advanced New Construction Designs | NEQ | Not Applicable Segment or Vintage | 20 | 20 | 20 | 0 | 0 | 0 | 0.25 | 0.75 | RetroEven20 | 0.03333333333333333 | TBD | A | WCM845 | 0.7 | 0.42 | sqft | 0.0321 | 0 | 0 | 0 | 0 | Not Applicable Segment or Vintage | Not Applicable Segment or Vintage | Not Applicable Segment or Vintage | 0 | 0 | 0 | Not Applicable Segment or Vintage | Not Applicable Segment or Vintage | Not Applicable Segment or Vintage | Not Applicable Segment or Vintage | Not Applicable Segment or Vintage | Not Applicable Segment or Vintage | Not Applicable Segment or Vintage | Not Applicable Segment or Vintage | Not Applicable Segment or Vintage | Not Applicable Segment or Vintage | Not Applicable Segment or Vintage | Not Applicable Segment or Vintage | Not Applicable Segment or Vintage | Not Applicable Segment or Vintage | Not Applicable Segment or Vintage | Not Applicable Segment or Vintage | Not Applicable Segment or Vintage | Not Applicable Segment or Vintage | Not Applicable Segment or Vintage | Not Applicable Segment or Vintage | Not Applicable Segment or Vintage | Not Applicable Segment or Vintage | Not Applicable Segment or Vintage | Not Applicable Segment or Vintage | Not Applicable Segment or Vintage | Not Applicable Segment or Vintage | Not Applicable Segment or Vintage | Not Applicable Segment or Vintage | 0 | 0 | 0 | 0 | 0 | 0 | 0 | 0 | 0 | 0 | 0 | 0 | 0 | 0 | 0 | 0 | 0 | 0 | 0 | 0 | 0 | 0 | 0 | 0 | 0 | 0 | 0 | 0 | 0 | 0 | 0 | 0 | 0 | 0 | 0 | 0 | 0 | 0 | 0 | 0 | 0 | 0 | 0 | 0 | 0 | 0 | 0 | 0 | 0 | 0 | 0 | 0 | 0 | 0 | 0 | 0 | 0 | 0 | 0 | 1615126.7529049218 | 1615126.7529049218 | 1615126.7529049215 | 1615126.7529049218 | 1615126.752904921 | 1615126.7529049218 | 1615126.7529049218 | 1615126.7529049215 | 1615126.7529049213 | 1615126.752904921 | 1615126.7529049213 | 1615126.752904921 | 1615126.7529049213 | 1615126.7529049213 | 1615126.7529049213 | 1615126.7529049215 | 1615126.7529049213 | 1615126.7529049218 | 1615126.7529049218 | 1076751.1686032813 | 0 | 0 | 0 | 0 | 0 | 0 | 0 | 0 | 1615126.7529049218 | 3230253.5058098435 | 4845380.258714765 | 6460507.011619687 | 8075633.764524608 | 9690760.51742953 | 11305887.270334452 | 12921014.023239374 | 14536140.776144296 | 16151267.529049218 | 17766394.28195414 | 19381521.03485906 | 20996647.787763983 | 22611774.540668905 | 24226901.293573827 | 25842028.04647875 | 27457154.79938367 | 29072281.55228859 | 30687408.305193514 | 31764159.473796796 | 31764159.473796796 | 31764159.473796796 | 31764159.473796796 | 31764159.473796796 | 31764159.473796796 | Not Applicable Segment or Vintage | Not Applicable Segment or Vintage | Not Applicable Segment or Vintage | Not Applicable Segment or Vintage | Not Applicable Segment or Vintage | Not Applicable Segment or Vintage | Not Applicable Segment or Vintage | Not Applicable Segment or Vintage | Not Applicable Segment or Vintage | Not Applicable Segment or Vintage | Not Applicable Segment or Vintage | Not Applicable Segment or Vintage | Not Applicable Segment or Vintage | Not Applicable Segment or Vintage | Not Applicable Segment or Vintage | Not Applicable Segment or Vintage | Not Applicable Segment or Vintage | Not Applicable Segment or Vintage | Not Applicable Segment or Vintage | Not Applicable Segment or Vintage | Not Applicable Segment or Vintage | Not Applicable Segment or Vintage | Not Applicable Segment or Vintage | Not Applicable Segment or Vintage | Not Applicable Segment or Vintage | Not Applicable Segment or Vintage | Not Applicable Segment or Vintage | Not Applicable Segment or Vintage | 0 | 0 | 0 | 0 | 0 | 0 | 0 | 0 | 0 | 0 | 0 | 0 | 0 | 0 | 0 | 0 | 0 | 0 | 0 | 0 | 0 | 0 | 0 | 0 | 0 | 0 | 0 | 0 | 0 | 0 | 0 | 0 | 0 | 0 | 0 | 0 | 0 | 0 | 0 | 0 | 0 | 0 | 0 | 0 | 0 | 0 | 0 | 0 | 0 | 0 | 0 | 0 | 0 | 0 | 0 | 0 | 0 | 0 | 0 | 0 | 0 | 0 | 0 | 0 | 0 | 0 | 0 | 0 | 0 | 0 | 0 | 0 | 0 | 0 | 0 | 0 | 0 | 0 | 0 | 0 | 0 | 0 | 0 | 0 | 0 | 0 | 0 | 0 | 0 | 0 | 0 | 0 | 0 | 0 | 0 | 0 | 0 | 0 | 0 | 0 | 0 | 0 | 0 | 0 | 0 | 0 | 0 | 0 | 0 | 0 | 0 | 0 | 0 | 0 | 0 | 0 | 0 | 0 | 0 | 0 | 0 | 0 | 0 | 0 | 0 | 0 | 0 | 0 | 0 | 0 | 0 | 0 | 0 | 0 | 0 | 0 | 0 | 0 | 0 | 0 | 0 | 0 | 0 | 0 | 0 | 0 | 0 | 0 | 0 | 0 | 0 | 0 | 0 | 0 | 0 | 0 | 0 | 0 | 0 | 0 | 0 | 0 | 0 | 0 | 0 | 0 | 0 | 0 | Not Applicable Segment or Vintage | Not Applicable Segment or Vintage | Not Applicable Segment or Vintage | Not Applicable Segment or Vintage | Not Applicable Segment or Vintage | Not Applicable Segment or Vintage | Not Applicable Segment or Vintage | Not Applicable Segment or Vintage | Not Applicable Segment or Vintage | Not Applicable Segment or Vintage | Not Applicable Segment or Vintage | Not Applicable Segment or Vintage | Not Applicable Segment or Vintage | Not Applicable Segment or Vintage | Not Applicable Segment or Vintage | Not Applicable Segment or Vintage | Not Applicable Segment or Vintage | Not Applicable Segment or Vintage | Not Applicable Segment or Vintage | Not Applicable Segment or Vintage | Not Applicable Segment or Vintage | Not Applicable Segment or Vintage | Not Applicable Segment or Vintage | Not Applicable Segment or Vintage | Not Applicable Segment or Vintage | Not Applicable Segment or Vintage | Not Applicable Segment or Vintage | Not Applicable Segment or Vintage | 0 | 0 | 0 | 0 | 0 | 0 | 0 | 0 | 0 | 0 | 0 | 0 | 0 | 0 | 0 | 0 | 0 | 0 | 0 | 0 | 0 | 0 | 0 | 0 | 0 | 0 | 0 | 0 | 0 | 0 | 0 | 0 | 0 | 0 | 0 | 0 | 0 | 0 | 0 | 0 | 0 | 0 | 0 | 0 | 0 | 0 | 0 | 0 | 0 | 0 | 0 | 0 | 0 | 0 | 0 | 0 | 0 | 0 | 0 | 0 | 0 | 0 | 0 | 0 | 0 | 0 | 0 | 0 | 0 | 0 | 0 | 0 | 0 | 0 | 0 | 0 | 0 | 0 | 0 | 0 | 0 | 0 | 0 | 0 | 0 | 0 | 0 | 0 | 0 | 0 | 0 | 0 | 0 | 0 | 0 | 0 | 0 | 0 | 0 | 0 | 0 | 0 | 0 | 0 | 0 | 0 | 0 | 0 | 0 | 0 | 0 | 0 | 0 | 0 | 0 | 0 | 0 | 0 | 0 | 0 | 0 | 0 | 0 | 0 | 0 | 0 | 0 | 0 | 0 | 0 | 0 | 0 | 0 | 0 | 0 | 0 | 0 | 0 | 0 | 0 | 0 | 0
HVAC - Dedicated Outdoor Air System (DOAS)_Miscellaneous_Existing_0 | HVAC - Dedicated Outdoor Air System (DOAS)_Miscellaneous_Existing | HVAC - Dedicated Outdoor Air System (DOAS)_Commercial_Existing_0_0 | Commercial | Miscellaneous | Existing | Space Heating | Natural Gas | HVAC - Dedicated Outdoor Air System (DOAS) | NEQ | 0 | 20 | 20 | 20 | -0.018493 | 0 | 0 | 0.11289 | 0 | Retro5Med | 8.35569166605469E-06 | TBD | A | WCM812 | 0.7 | 0.42 | sqft | 0.0321 | 9999.000000000002 | 9999 | 9999.000000000002 | 9999 | 2021P_Com-VRF-DOAS-2021P_V2 | 2021P_Com-VRF-DOAS-2021P_V2 | 2021P_Com-VRF-DOAS-2021P_V2 | 0 | 0 | 12.6637 | 0 | 0 | 0 | 0 | 0 | 0 | 0 | 0 | 0 | 0 | 0 | 0 | 0 | 0 | 0 | 0 | 0 | 0 | 0 | 0 | 0 | 0 | 0 | 0 | 0 | 0 | 0 | 0 | 0 | 0 | 0 | 0 | 0 | 0 | 0 | 0 | 0 | 0 | 0 | -513.0226 | -1619.2873 | -3052.8655 | -4610.4429 | -5781.0298 | -6528.9251 | -6830.6145 | -6877.184 | -6805.5935 | -6697.8069 | -6588.9568 | -6485.4775 | -6399.082 | -6318.9741 | -6245.104 | -6176.9809 | -6114.1536 | 0 | 0 | 0 | 0 | 0 | 0 | 0 | 0 | 0 | 0 | 0 | -513.0226 | -2110.5009 | -5078.3022 | -9501.1956 | -14964.1741 | -21041.1457 | -27295.0191 | -33484.5651 | -39532.7271 | -45434.6252 | -51235.8929 | -56914.8326 | -62551.5441 | -68087.4575 | -73536.6048 | -78911.4313 | -84222.9609 | 0 | 0 | 0 | 0 | 0 | 0 | 0 | 0 | 0 | 0 | 0 | 37289.833054538 | 122926.07126918994 | 241487.48483636294 | 378680.0627978773 | 491271.82089823834 | 572106.9292779847 | 615411.4516242774 | 635620.228719214 | 643561.065477507 | 646381.9313057276 | 647095.7334975977 | 647119.8561133625 | 647168.1013448919 | 647168.1013448919 | 647168.1013448919 | 647168.1013448919 | 647168.1013448919 | 0 | 0 | 0 | 0 | 0 | 0 | 0 | 0 | 0 | 0 | 0 | 37289.833054538 | 160215.90432372794 | 401703.3891600909 | 780383.4519579682 | 1271655.2728562066 | 1843762.2021341913 | 2459173.6537584686 | 3094793.8824776825 | 3738354.9479551893 | 4384736.879260917 | 5031832.612758515 | 5678952.4688718775 | 6326120.570216769 | 6973288.671561661 | 7620456.772906553 | 8267624.874251445 | 8914792.975596337 | 0 | 0 | 0 | 0 | 0 | 0 | 0 | 0 | 0 | 0 | 0 | 0 | 0 | 0 | 0 | 0 | 0 | 0 | 0 | 0 | 0 | 0 | 0 | 0 | 0 | 0 | 0 | 0 | 12.6637 | 12.6637 | 12.6637 | 12.6637 | 12.6637 | 12.6637 | 12.6637 | 12.6637 | 12.6637 | 12.6637 | 12.6637 | 12.6637 | 12.6637 | 12.6637 | 12.6637 | 12.6637 | 12.6637 | 12.6637 | 12.6637 | 12.6637 | 12.6637 | 12.6637 | 12.6637 | 12.6637 | 12.6637 | 12.6637 | 12.6637 | 12.6637 | -0.0185 | -0.0185 | -0.0185 | -0.0185 | -0.0185 | -0.0185 | -0.0185 | -0.0185 | -0.0185 | -0.0185 | -0.0185 | -0.0185 | -0.0185 | -0.0185 | -0.0185 | -0.0185 | -0.0185 | -0.0185 | -0.0185 | -0.0185 | -0.0185 | -0.0185 | -0.0185 | -0.0185 | -0.0185 | -0.0185 | -0.0185 | -0.0185 | 0 | 0 | 0 | 0 | 0 | 0 | 0 | 0 | 0 | 0 | 0 | 0 | 0 | 0 | 0 | 0 | 0 | 0 | 0 | 0 | 0 | 0 | 0 | 0 | 0 | 0 | 0 | 0 | 0 | 0 | 0 | 0 | 0 | 0 | 0 | 0 | 0 | 0 | 0 | 0 | 0 | 0 | 0 | 0 | 0 | 0 | 0 | 0 | 0 | 0 | 0 | 0 | 0 | 0 | 0 | 0 | 0 | 0 | 0 | 0 | 0 | 0 | 0 | 0 | 0 | 0 | 0 | 0 | 0 | 0 | 0 | 0 | 0 | 0 | 0 | 0 | 0 | 0 | 0 | 0 | 0 | 0 | 0 | 0 | 0 | 0 | 0 | 0 | 0 | 0 | 0 | 0 | 0 | 0 | 0 | 0 | 0 | 0 | 0 | 0 | 0 | 0 | 0 | 0 | 0 | 0 | 0 | 0 | 0 | 0 | 0 | 0 | 0 | 0 | 0 | 0 | 0 | 0 | 0 | 0 | 0 | 0 | 0 | 0 | 0 | 0 | 0 | 0 | 0 | 0 | 0 | 0 | 0 | 0 | 0 | 0 | 0 | 0 | 0 | 0 | 12.6637 | 12.6637 | 12.6637 | 12.6637 | 12.6637 | 12.6637 | 12.6637 | 12.6637 | 12.6637 | 12.6637 | 12.6637 | 12.6637 | 12.6637 | 12.6637 | 12.6637 | 12.6637 | 12.6637 | 12.6637 | 12.6637 | 12.6637 | 12.6637 | 12.6637 | 12.6637 | 12.6637 | 12.6637 | 12.6637 | 12.6637 | 12.6637 | -0.0185 | -0.0185 | -0.0185 | -0.0185 | -0.0185 | -0.0185 | -0.0185 | -0.0185 | -0.0185 | -0.0185 | -0.0185 | -0.0185 | -0.0185 | -0.0185 | -0.0185 | -0.0185 | -0.0185 | -0.0185 | -0.0185 | -0.0185 | -0.0185 | -0.0185 | -0.0185 | -0.0185 | -0.0185 | -0.0185 | -0.0185 | -0.0185 | 0 | 0 | 0 | 0 | 0 | 0 | 0 | 0 | 0 | 0 | 0 | 0 | 0 | 0 | 0 | 0 | 0 | 0 | 0 | 0 | 0 | 0 | 0 | 0 | 0 | 0 | 0 | 0 | 0 | 0 | 0 | 0 | 0 | 0 | 0 | 0 | 0 | 0 | 0 | 0 | 0 | 0 | 0 | 0 | 0 | 0 | 0 | 0 | 0 | 0 | 0 | 0 | 0 | 0 | 0 | 0 | 0 | 0 | 0 | 0 | 0 | 0 | 0 | 0 | 0 | 0 | 0 | 0 | 0 | 0 | 0 | 0 | 0 | 0 | 0 | 0 | 0 | 0 | 0 | 0 | 0 | 0 | 0 | 0 | 0 | 0
Lodging - Guest Room Controls_Miscellaneous_Existing_Equipment that determines the occupancy of the room | Lodging - Guest Room Controls_Miscellaneous_Existing | Lodging - Guest Room Controls_Commercial_Existing_manual heating/cooling temperature set-point and fan On/Off/Auto thermostat controls_Equipment that determines the occupancy of the room | Commercial | Miscellaneous | Existing | Space Heating | Natural Gas | Lodging - Guest Room Controls | NEQ | manual heating/cooling temperature set-point and fan On/Off/Auto thermostat controls | 15 | 15 | 15 | 0 | 0 | 0 | 0 | 0 | Retro5Med | 8.35569166605469E-06 | TBD | A | WCM843 | 0.7 | 0.42 | LodgUnit | 0.0321 | 0 | 0 | 0 | 0 | IL TRM v13 - 4.4.8 - Guest Room Energy Management (PTAC & PTHP) - CI-HVC-GREM-V06-0601 | IL TRM v13 - 4.4.8 - Guest Room Energy Management (PTAC & PTHP) - CI-HVC-GREM-V06-0601 | AEG BEST | 0 | 0 | 319.8724 | manual heating/cooling temperature set-point and fan On/Off/Auto thermostat controls | manual heating/cooling temperature set-point and fan On/Off/Auto thermostat controls | manual heating/cooling temperature set-point and fan On/Off/Auto thermostat controls | manual heating/cooling temperature set-point and fan On/Off/Auto thermostat controls | manual heating/cooling temperature set-point and fan On/Off/Auto thermostat controls | manual heating/cooling temperature set-point and fan On/Off/Auto thermostat controls | manual heating/cooling temperature set-point and fan On/Off/Auto thermostat controls | manual heating/cooling temperature set-point and fan On/Off/Auto thermostat controls | manual heating/cooling temperature set-point and fan On/Off/Auto thermostat controls | manual heating/cooling temperature set-point and fan On/Off/Auto thermostat controls | manual heating/cooling temperature set-point and fan On/Off/Auto thermostat controls | manual heating/cooling temperature set-point and fan On/Off/Auto thermostat controls | manual heating/cooling temperature set-point and fan On/Off/Auto thermostat controls | manual heating/cooling temperature set-point and fan On/Off/Auto thermostat controls | manual heating/cooling temperature set-point and fan On/Off/Auto thermostat controls | manual heating/cooling temperature set-point and fan On/Off/Auto thermostat controls | manual heating/cooling temperature set-point and fan On/Off/Auto thermostat controls | manual heating/cooling temperature set-point and fan On/Off/Auto thermostat controls | manual heating/cooling temperature set-point and fan On/Off/Auto thermostat controls | manual heating/cooling temperature set-point and fan On/Off/Auto thermostat controls | manual heating/cooling temperature set-point and fan On/Off/Auto thermostat controls | manual heating/cooling temperature set-point and fan On/Off/Auto thermostat controls | manual heating/cooling temperature set-point and fan On/Off/Auto thermostat controls | manual heating/cooling temperature set-point and fan On/Off/Auto thermostat controls | manual heating/cooling temperature set-point and fan On/Off/Auto thermostat controls | manual heating/cooling temperature set-point and fan On/Off/Auto thermostat controls | manual heating/cooling temperature set-point and fan On/Off/Auto thermostat controls | manual heating/cooling temperature set-point and fan On/Off/Auto thermostat controls | 0 | 0 | 0 | 0 | 0 | 0 | 0 | 0 | 0 | 0 | 0 | 0 | 0 | 0 | 0 | 0 | 0 | 0 | 0 | 0 | 0 | 0 | 0 | 0 | 0 | 0 | 0 | 0 | 0 | 0 | 0 | 0 | 0 | 0 | 0 | 0 | 0 | 0 | 0 | 0 | 0 | 0 | 0 | 0 | 0 | 0 | 0 | 0 | 0 | 0 | 0 | 0 | 0 | 0 | 0 | 0 | 0 | 0 | 0 | 0 | 0 | 0 | 0 | 0 | 0 | 0 | 0 | 0 | 0 | 0 | 0 | 0 | 0 | 0 | 0 | 0 | 0 | 0 | 0 | 0 | 0 | 0 | 0 | 0 | 0 | 0 | 0 | 0 | 0 | 0 | 0 | 0 | 0 | 0 | 0 | 0 | 0 | 0 | 0 | 0 | 0 | 0 | 0 | 0 | 0 | 0 | 0 | 0 | 0 | 0 | 0 | 0 | Equipment that determines the occupancy of the room | Equipment that determines the occupancy of the room | Equipment that determines the occupancy of the room | Equipment that determines the occupancy of the room | Equipment that determines the occupancy of the room | Equipment that determines the occupancy of the room | Equipment that determines the occupancy of the room | Equipment that determines the occupancy of the room | Equipment that determines the occupancy of the room | Equipment that determines the occupancy of the room | Equipment that determines the occupancy of the room | Equipment that determines the occupancy of the room | Equipment that determines the occupancy of the room | Equipment that determines the occupancy of the room | Equipment that determines the occupancy of the room | Equipment that determines the occupancy of the room | Equipment that determines the occupancy of the room | Equipment that determines the occupancy of the room | Equipment that determines the occupancy of the room | Equipment that determines the occupancy of the room | Equipment that determines the occupancy of the room | Equipment that determines the occupancy of the room | Equipment that determines the occupancy of the room | Equipment that determines the occupancy of the room | Equipment that determines the occupancy of the room | Equipment that determines the occupancy of the room | Equipment that determines the occupancy of the room | Equipment that determines the occupancy of the room | 319.8724 | 319.8724 | 319.8724 | 319.8724 | 319.8724 | 319.8724 | 319.8724 | 319.8724 | 319.8724 | 319.8724 | 319.8724 | 319.8724 | 319.8724 | 319.8724 | 319.8724 | 319.8724 | 319.8724 | 319.8724 | 319.8724 | 319.8724 | 319.8724 | 319.8724 | 319.8724 | 319.8724 | 319.8724 | 319.8724 | 319.8724 | 319.8724 | 0 | 0 | 0 | 0 | 0 | 0 | 0 | 0 | 0 | 0 | 0 | 0 | 0 | 0 | 0 | 0 | 0 | 0 | 0 | 0 | 0 | 0 | 0 | 0 | 0 | 0 | 0 | 0 | 0 | 0 | 0 | 0 | 0 | 0 | 0 | 0 | 0 | 0 | 0 | 0 | 0 | 0 | 0 | 0 | 0 | 0 | 0 | 0 | 0 | 0 | 0 | 0 | 0 | 0 | 0 | 0 | 0 | 0 | 0 | 0 | 0 | 0 | 0 | 0 | 0 | 0 | 0 | 0 | 0 | 0 | 0 | 0 | 0 | 0 | 0 | 0 | 0 | 0 | 0 | 0 | 0 | 0 | 0 | 0 | 0 | 0 | 0 | 0 | 0 | 0 | 0 | 0 | 0 | 0 | 0 | 0 | 0 | 0 | 0 | 0 | 0 | 0 | 0 | 0 | 0 | 0 | 0 | 0 | 0 | 0 | 0 | 0 | 0 | 0 | 0 | 0 | 0 | 0 | 0 | 0 | 0 | 0 | 0 | 0 | 0 | 0 | 0 | 0 | 0 | 0 | 0 | 0 | 0 | 0 | 0 | 0 | 0 | 0 | 0 | 0 | Equipment that determines the occupancy of the room | Equipment that determines the occupancy of the room | Equipment that determines the occupancy of the room | Equipment that determines the occupancy of the room | Equipment that determines the occupancy of the room | Equipment that determines the occupancy of the room | Equipment that determines the occupancy of the room | Equipment that determines the occupancy of the room | Equipment that determines the occupancy of the room | Equipment that determines the occupancy of the room | Equipment that determines the occupancy of the room | Equipment that determines the occupancy of the room | Equipment that determines the occupancy of the room | Equipment that determines the occupancy of the room | Equipment that determines the occupancy of the room | Equipment that determines the occupancy of the room | Equipment that determines the occupancy of the room | Equipment that determines the occupancy of the room | Equipment that determines the occupancy of the room | Equipment that determines the occupancy of the room | Equipment that determines the occupancy of the room | Equipment that determines the occupancy of the room | Equipment that determines the occupancy of the room | Equipment that determines the occupancy of the room | Equipment that determines the occupancy of the room | Equipment that determines the occupancy of the room | Equipment that determines the occupancy of the room | Equipment that determines the occupancy of the room | 319.8724 | 319.8724 | 319.8724 | 319.8724 | 319.8724 | 319.8724 | 319.8724 | 319.8724 | 319.8724 | 319.8724 | 319.8724 | 319.8724 | 319.8724 | 319.8724 | 319.8724 | 319.8724 | 319.8724 | 319.8724 | 319.8724 | 319.8724 | 319.8724 | 319.8724 | 319.8724 | 319.8724 | 319.8724 | 319.8724 | 319.8724 | 319.8724 | 0 | 0 | 0 | 0 | 0 | 0 | 0 | 0 | 0 | 0 | 0 | 0 | 0 | 0 | 0 | 0 | 0 | 0 | 0 | 0 | 0 | 0 | 0 | 0 | 0 | 0 | 0 | 0 | 0 | 0 | 0 | 0 | 0 | 0 | 0 | 0 | 0 | 0 | 0 | 0 | 0 | 0 | 0 | 0 | 0 | 0 | 0 | 0 | 0 | 0 | 0 | 0 | 0 | 0 | 0 | 0 | 0 | 0 | 0 | 0 | 0 | 0 | 0 | 0 | 0 | 0 | 0 | 0 | 0 | 0 | 0 | 0 | 0 | 0 | 0 | 0 | 0 | 0 | 0 | 0 | 0 | 0 | 0 | 0 | 0 | 0 | 0 | 0 | 0 | 0 | 0 | 0 | 0 | 0 | 0 | 0 | 0 | 0 | 0 | 0 | 0 | 0 | 0 | 0 | 0 | 0 | 0 | 0 | 0 | 0 | 0 | 0 | 0 | 0
Windows - Secondary Glazing Systems_Lodging_Existing_Windows Upgraded with Secondary Commercial Window Glazing | Windows - Secondary Glazing Systems_Lodging_Existing | Windows - Secondary Glazing Systems_Commercial_Existing_Standard Commercial Windows_Windows Upgraded with Secondary Commercial Window Glazing | Commercial | Lodging | Existing | Space Heating | Natural Gas | Windows - Secondary Glazing Systems | NEQ | Standard Commercial Windows | 30 | 30 | 30 | 0.064029 | 0 | 0 | 0.01 | 0.5 | Retro1Slow | 0.012666666666666666 | TBD | A | WCM606 | 0.7 | 0.42 | sqft window | 0.0321 | 54795.772779097526 | 54795.7728 | 43219.20106520367 | 43219.2011 | Regional Technical Forum - UES Workbook - Secondary Glazing Systems (SGS) - ComSecondaryGlazingSystems_v3_1 - AEG Adjusted | Regional Technical Forum - UES Workbook - Secondary Glazing Systems (SGS) - ComSecondaryGlazingSystems_v3_1 - AEG Adjusted | Regional Technical Forum - UES Workbook - Secondary Glazing Systems (SGS) - ComSecondaryGlazingSystems_v3_1 - AEG Adjusted | 0 | 0 | 48.1437 | Standard Commercial Windows | Standard Commercial Windows | Standard Commercial Windows | Standard Commercial Windows | Standard Commercial Windows | Standard Commercial Windows | Standard Commercial Windows | Standard Commercial Windows | Standard Commercial Windows | Standard Commercial Windows | Standard Commercial Windows | Standard Commercial Windows | Standard Commercial Windows | Standard Commercial Windows | Standard Commercial Windows | Standard Commercial Windows | Standard Commercial Windows | Standard Commercial Windows | Standard Commercial Windows | Standard Commercial Windows | Standard Commercial Windows | Standard Commercial Windows | Standard Commercial Windows | Standard Commercial Windows | Standard Commercial Windows | Standard Commercial Windows | Standard Commercial Windows | Standard Commercial Windows | 0 | 0 | 0 | 51.6875 | 101.1877 | 175.475 | 277.9896 | 409.6663 | 567.5434 | 744.3243 | 928.0183 | 1102.4832 | 1248.6382 | 1346.8206 | 1380.0987 | 1337.7098 | 1219.7687 | 1039.3678 | 834.3755 | 620.8051 | 419.0851 | 216.2884 | 141.2481 | 0 | 0 | 0 | 0 | 0 | 0 | 0 | 0 | 51.6875 | 151.8085 | 323.7444 | 593.2905 | 985.6858 | 1520.997 | 2210.7662 | 3054.2528 | 4036.1529 | 5125.0595 | 6274.0674 | 7423.5472 | 8503.3318 | 9444.9532 | 10192.9734 | 10728.8669 | 11059.6678 | 11203.3334 | 11171.6584 | 11084.7983 | 10884.82 | 10699.9558 | 10529.0246 | 10370.9373 | 10224.6903 | 0 | 0 | 0 | 43.33698040296276 | 86.62778127091363 | 153.81154852987243 | 250.19556527550714 | 379.7619227033215 | 543.9002199517319 | 739.8536659622505 | 959.1175673721641 | 1186.263128818174 | 1398.8860274017213 | 1569.4592123218345 | 1669.6091070941263 | 1676.5795045102266 | 1580.4589323698726 | 1389.5768814532466 | 1149.1647272641887 | 878.7730267314382 | 608.381326198688 | 321.0901443826409 | 214.060096255094 | 0 | 0 | 0 | 0 | 0 | 0 | 0 | 0 | 43.33698040296276 | 129.96476167387638 | 283.7763102037488 | 533.9718754792559 | 913.7337981825774 | 1457.6340181343094 | 2197.4876840965594 | 3156.6052514687235 | 4342.868380286898 | 5741.754407688619 | 7311.213620010453 | 8980.82272710458 | 10657.402231614806 | 12237.861163984679 | 13627.438045437924 | 14776.602772702112 | 15655.375799433552 | 16263.75712563224 | 16584.84727001488 | 16798.907366269974 | 16798.907366269974 | 16798.907366269974 | 16798.907366269974 | 16798.907366269974 | 16798.907366269974 | Windows Upgraded with Secondary Commercial Window Glazing | Windows Upgraded with Secondary Commercial Window Glazing | Windows Upgraded with Secondary Commercial Window Glazing | Windows Upgraded with Secondary Commercial Window Glazing | Windows Upgraded with Secondary Commercial Window Glazing | Windows Upgraded with Secondary Commercial Window Glazing | Windows Upgraded with Secondary Commercial Window Glazing | Windows Upgraded with Secondary Commercial Window Glazing | Windows Upgraded with Secondary Commercial Window Glazing | Windows Upgraded with Secondary Commercial Window Glazing | Windows Upgraded with Secondary Commercial Window Glazing | Windows Upgraded with Secondary Commercial Window Glazing | Windows Upgraded with Secondary Commercial Window Glazing | Windows Upgraded with Secondary Commercial Window Glazing | Windows Upgraded with Secondary Commercial Window Glazing | Windows Upgraded with Secondary Commercial Window Glazing | Windows Upgraded with Secondary Commercial Window Glazing | Windows Upgraded with Secondary Commercial Window Glazing | Windows Upgraded with Secondary Commercial Window Glazing | Windows Upgraded with Secondary Commercial Window Glazing | Windows Upgraded with Secondary Commercial Window Glazing | Windows Upgraded with Secondary Commercial Window Glazing | Windows Upgraded with Secondary Commercial Window Glazing | Windows Upgraded with Secondary Commercial Window Glazing | Windows Upgraded with Secondary Commercial Window Glazing | Windows Upgraded with Secondary Commercial Window Glazing | Windows Upgraded with Secondary Commercial Window Glazing | Windows Upgraded with Secondary Commercial Window Glazing | 48.1437 | 48.1437 | 48.1437 | 48.1437 | 48.1437 | 48.1437 | 48.1437 | 48.1437 | 48.1437 | 48.1437 | 48.1437 | 48.1437 | 48.1437 | 48.1437 | 48.1437 | 48.1437 | 48.1437 | 48.1437 | 48.1437 | 48.1437 | 48.1437 | 48.1437 | 48.1437 | 48.1437 | 48.1437 | 48.1437 | 48.1437 | 48.1437 | 0.064 | 0.064 | 0.064 | 0.064 | 0.064 | 0.064 | 0.064 | 0.064 | 0.064 | 0.064 | 0.064 | 0.064 | 0.064 | 0.064 | 0.064 | 0.064 | 0.064 | 0.064 | 0.064 | 0.064 | 0.064 | 0.064 | 0.064 | 0.064 | 0.064 | 0.064 | 0.064 | 0.064 | 0 | 0 | 0 | 0 | 0 | 0 | 0 | 0 | 0 | 0 | 0 | 0 | 0 | 0 | 0 | 0 | 0 | 0 | 0 | 0 | 0 | 0 | 0 | 0 | 0 | 0 | 0 | 0 | 0 | 0 | 0 | 0 | 0 | 0 | 0 | 0 | 0 | 0 | 0 | 0 | 0 | 0 | 0 | 0 | 0 | 0 | 0 | 0 | 0 | 0 | 0 | 0 | 0 | 0 | 0 | 0 | 0 | 0 | 0 | 0 | 0 | 0 | 0 | 0 | 0 | 0 | 0 | 0 | 0 | 0 | 0 | 0 | 0 | 0 | 0 | 0 | 0 | 0 | 0 | 0 | 0 | 0 | 0 | 0 | 0 | 0 | 0 | 0 | 0 | 0 | 0 | 0 | 0 | 0 | 0 | 0 | 0 | 0 | 0 | 0 | 0 | 0 | 0 | 0 | 0 | 0 | 0 | 0 | 0 | 0 | 0 | 0 | Windows Upgraded with Secondary Commercial Window Glazing | Windows Upgraded with Secondary Commercial Window Glazing | Windows Upgraded with Secondary Commercial Window Glazing | Windows Upgraded with Secondary Commercial Window Glazing | Windows Upgraded with Secondary Commercial Window Glazing | Windows Upgraded with Secondary Commercial Window Glazing | Windows Upgraded with Secondary Commercial Window Glazing | Windows Upgraded with Secondary Commercial Window Glazing | Windows Upgraded with Secondary Commercial Window Glazing | Windows Upgraded with Secondary Commercial Window Glazing | Windows Upgraded with Secondary Commercial Window Glazing | Windows Upgraded with Secondary Commercial Window Glazing | Windows Upgraded with Secondary Commercial Window Glazing | Windows Upgraded with Secondary Commercial Window Glazing | Windows Upgraded with Secondary Commercial Window Glazing | Windows Upgraded with Secondary Commercial Window Glazing | Windows Upgraded with Secondary Commercial Window Glazing | Windows Upgraded with Secondary Commercial Window Glazing | Windows Upgraded with Secondary Commercial Window Glazing | Windows Upgraded with Secondary Commercial Window Glazing | Windows Upgraded with Secondary Commercial Window Glazing | Windows Upgraded with Secondary Commercial Window Glazing | Windows Upgraded with Secondary Commercial Window Glazing | Windows Upgraded with Secondary Commercial Window Glazing | Windows Upgraded with Secondary Commercial Window Glazing | Windows Upgraded with Secondary Commercial Window Glazing | Windows Upgraded with Secondary Commercial Window Glazing | Windows Upgraded with Secondary Commercial Window Glazing | 48.1437 | 48.1437 | 48.1437 | 48.1437 | 48.1437 | 48.1437 | 48.1437 | 48.1437 | 48.1437 | 48.1437 | 48.1437 | 48.1437 | 48.1437 | 48.1437 | 48.1437 | 48.1437 | 48.1437 | 48.1437 | 48.1437 | 48.1437 | 48.1437 | 48.1437 | 48.1437 | 48.1437 | 48.1437 | 48.1437 | 48.1437 | 48.1437 | 0.064 | 0.064 | 0.064 | 0.064 | 0.064 | 0.064 | 0.064 | 0.064 | 0.064 | 0.064 | 0.064 | 0.064 | 0.064 | 0.064 | 0.064 | 0.064 | 0.064 | 0.064 | 0.064 | 0.064 | 0.064 | 0.064 | 0.064 | 0.064 | 0.064 | 0.064 | 0.064 | 0.064 | 0 | 0 | 0 | 0 | 0 | 0 | 0 | 0 | 0 | 0 | 0 | 0 | 0 | 0 | 0 | 0 | 0 | 0 | 0 | 0 | 0 | 0 | 0 | 0 | 0 | 0 | 0 | 0 | 0 | 0 | 0 | 0 | 0 | 0 | 0 | 0 | 0 | 0 | 0 | 0 | 0 | 0 | 0 | 0 | 0 | 0 | 0 | 0 | 0 | 0 | 0 | 0 | 0 | 0 | 0 | 0 | 0 | 0 | 0 | 0 | 0 | 0 | 0 | 0 | 0 | 0 | 0 | 0 | 0 | 0 | 0 | 0 | 0 | 0 | 0 | 0 | 0 | 0 | 0 | 0 | 0 | 0 | 0 | 0 | 0 | 0
Ducting - Repair and Sealing_Miscellaneous_New_Not Applicable Segment or Vintage | Ducting - Repair and Sealing_Miscellaneous_New | Ducting - Repair and Sealing_Commercial_New_Not Applicable Segment or Vintage_Not Applicable Segment or Vintage | Commercial | Miscellaneous | New | Space Heating | Natural Gas | Ducting - Repair and Sealing | NEQ | Not Applicable Segment or Vintage | 15 | 15 | 15 | 0 | 0 | 0 | 0 | 0 | Retro5Med | 8.35569166605469E-06 | TBD | A | WCM854 | 0.7 | 0.42 | sqft | 0.0321 | 0 | 0 | 0 | 0 | Not Applicable Segment or Vintage | Not Applicable Segment or Vintage | AEG BEST | 0 | 0 | 0 | Not Applicable Segment or Vintage | Not Applicable Segment or Vintage | Not Applicable Segment or Vintage | Not Applicable Segment or Vintage | Not Applicable Segment or Vintage | Not Applicable Segment or Vintage | Not Applicable Segment or Vintage | Not Applicable Segment or Vintage | Not Applicable Segment or Vintage | Not Applicable Segment or Vintage | Not Applicable Segment or Vintage | Not Applicable Segment or Vintage | Not Applicable Segment or Vintage | Not Applicable Segment or Vintage | Not Applicable Segment or Vintage | Not Applicable Segment or Vintage | Not Applicable Segment or Vintage | Not Applicable Segment or Vintage | Not Applicable Segment or Vintage | Not Applicable Segment or Vintage | Not Applicable Segment or Vintage | Not Applicable Segment or Vintage | Not Applicable Segment or Vintage | Not Applicable Segment or Vintage | Not Applicable Segment or Vintage | Not Applicable Segment or Vintage | Not Applicable Segment or Vintage | Not Applicable Segment or Vintage | 0 | 0 | 0 | 0 | 0 | 0 | 0 | 0 | 0 | 0 | 0 | 0 | 0 | 0 | 0 | 0 | 0 | 0 | 0 | 0 | 0 | 0 | 0 | 0 | 0 | 0 | 0 | 0 | 0 | 0 | 0 | 0 | 0 | 0 | 0 | 0 | 0 | 0 | 0 | 0 | 0 | 0 | 0 | 0 | 0 | 0 | 0 | 0 | 0 | 0 | 0 | 0 | 0 | 0 | 0 | 0 | 0 | 0 | 0 | 0 | 0 | 0 | 0 | 0 | 0 | 0 | 0 | 0 | 0 | 0 | 0 | 0 | 0 | 0 | 0 | 0 | 0 | 0 | 0 | 0 | 0 | 0 | 0 | 0 | 0 | 0 | 0 | 0 | 0 | 0 | 0 | 0 | 0 | 0 | 0 | 0 | 0 | 0 | 0 | 0 | 0 | 0 | 0 | 0 | 0 | 0 | 0 | 0 | 0 | 0 | 0 | 0 | Not Applicable Segment or Vintage | Not Applicable Segment or Vintage | Not Applicable Segment or Vintage | Not Applicable Segment or Vintage | Not Applicable Segment or Vintage | Not Applicable Segment or Vintage | Not Applicable Segment or Vintage | Not Applicable Segment or Vintage | Not Applicable Segment or Vintage | Not Applicable Segment or Vintage | Not Applicable Segment or Vintage | Not Applicable Segment or Vintage | Not Applicable Segment or Vintage | Not Applicable Segment or Vintage | Not Applicable Segment or Vintage | Not Applicable Segment or Vintage | Not Applicable Segment or Vintage | Not Applicable Segment or Vintage | Not Applicable Segment or Vintage | Not Applicable Segment or Vintage | Not Applicable Segment or Vintage | Not Applicable Segment or Vintage | Not Applicable Segment or Vintage | Not Applicable Segment or Vintage | Not Applicable Segment or Vintage | Not Applicable Segment or Vintage | Not Applicable Segment or Vintage | Not Applicable Segment or Vintage | 0 | 0 | 0 | 0 | 0 | 0 | 0 | 0 | 0 | 0 | 0 | 0 | 0 | 0 | 0 | 0 | 0 | 0 | 0 | 0 | 0 | 0 | 0 | 0 | 0 | 0 | 0 | 0 | 0 | 0 | 0 | 0 | 0 | 0 | 0 | 0 | 0 | 0 | 0 | 0 | 0 | 0 | 0 | 0 | 0 | 0 | 0 | 0 | 0 | 0 | 0 | 0 | 0 | 0 | 0 | 0 | 0 | 0 | 0 | 0 | 0 | 0 | 0 | 0 | 0 | 0 | 0 | 0 | 0 | 0 | 0 | 0 | 0 | 0 | 0 | 0 | 0 | 0 | 0 | 0 | 0 | 0 | 0 | 0 | 0 | 0 | 0 | 0 | 0 | 0 | 0 | 0 | 0 | 0 | 0 | 0 | 0 | 0 | 0 | 0 | 0 | 0 | 0 | 0 | 0 | 0 | 0 | 0 | 0 | 0 | 0 | 0 | 0 | 0 | 0 | 0 | 0 | 0 | 0 | 0 | 0 | 0 | 0 | 0 | 0 | 0 | 0 | 0 | 0 | 0 | 0 | 0 | 0 | 0 | 0 | 0 | 0 | 0 | 0 | 0 | 0 | 0 | 0 | 0 | 0 | 0 | 0 | 0 | 0 | 0 | 0 | 0 | 0 | 0 | 0 | 0 | 0 | 0 | 0 | 0 | 0 | 0 | 0 | 0 | 0 | 0 | 0 | 0 | Not Applicable Segment or Vintage | Not Applicable Segment or Vintage | Not Applicable Segment or Vintage | Not Applicable Segment or Vintage | Not Applicable Segment or Vintage | Not Applicable Segment or Vintage | Not Applicable Segment or Vintage | Not Applicable Segment or Vintage | Not Applicable Segment or Vintage | Not Applicable Segment or Vintage | Not Applicable Segment or Vintage | Not Applicable Segment or Vintage | Not Applicable Segment or Vintage | Not Applicable Segment or Vintage | Not Applicable Segment or Vintage | Not Applicable Segment or Vintage | Not Applicable Segment or Vintage | Not Applicable Segment or Vintage | Not Applicable Segment or Vintage | Not Applicable Segment or Vintage | Not Applicable Segment or Vintage | Not Applicable Segment or Vintage | Not Applicable Segment or Vintage | Not Applicable Segment or Vintage | Not Applicable Segment or Vintage | Not Applicable Segment or Vintage | Not Applicable Segment or Vintage | Not Applicable Segment or Vintage | 0 | 0 | 0 | 0 | 0 | 0 | 0 | 0 | 0 | 0 | 0 | 0 | 0 | 0 | 0 | 0 | 0 | 0 | 0 | 0 | 0 | 0 | 0 | 0 | 0 | 0 | 0 | 0 | 0 | 0 | 0 | 0 | 0 | 0 | 0 | 0 | 0 | 0 | 0 | 0 | 0 | 0 | 0 | 0 | 0 | 0 | 0 | 0 | 0 | 0 | 0 | 0 | 0 | 0 | 0 | 0 | 0 | 0 | 0 | 0 | 0 | 0 | 0 | 0 | 0 | 0 | 0 | 0 | 0 | 0 | 0 | 0 | 0 | 0 | 0 | 0 | 0 | 0 | 0 | 0 | 0 | 0 | 0 | 0 | 0 | 0 | 0 | 0 | 0 | 0 | 0 | 0 | 0 | 0 | 0 | 0 | 0 | 0 | 0 | 0 | 0 | 0 | 0 | 0 | 0 | 0 | 0 | 0 | 0 | 0 | 0 | 0 | 0 | 0 | 0 | 0 | 0 | 0 | 0 | 0 | 0 | 0 | 0 | 0 | 0 | 0 | 0 | 0 | 0 | 0 | 0 | 0 | 0 | 0 | 0 | 0 | 0 | 0 | 0 | 0 | 0 | 0
Insulation - Ducting_Miscellaneous_New_Not Applicable Segment or Vintage | Insulation - Ducting_Miscellaneous_New | Insulation - Ducting_Commercial_New_Not Applicable Segment or Vintage_Not Applicable Segment or Vintage | Commercial | Miscellaneous | New | Space Heating | Natural Gas | Insulation - Ducting | NEQ | Not Applicable Segment or Vintage | 15 | 15 | 15 | 0 | 0 | 0 | 0 | 0 | Retro5Med | 8.35569166605469E-06 | TBD | A | WCM853 | 0.7 | 0.42 | sqft | 0.0321 | 0 | 0 | 0 | 0 | Not Applicable Segment or Vintage | Not Applicable Segment or Vintage | AEG BEST | 0 | 0 | 0 | Not Applicable Segment or Vintage | Not Applicable Segment or Vintage | Not Applicable Segment or Vintage | Not Applicable Segment or Vintage | Not Applicable Segment or Vintage | Not Applicable Segment or Vintage | Not Applicable Segment or Vintage | Not Applicable Segment or Vintage | Not Applicable Segment or Vintage | Not Applicable Segment or Vintage | Not Applicable Segment or Vintage | Not Applicable Segment or Vintage | Not Applicable Segment or Vintage | Not Applicable Segment or Vintage | Not Applicable Segment or Vintage | Not Applicable Segment or Vintage | Not Applicable Segment or Vintage | Not Applicable Segment or Vintage | Not Applicable Segment or Vintage | Not Applicable Segment or Vintage | Not Applicable Segment or Vintage | Not Applicable Segment or Vintage | Not Applicable Segment or Vintage | Not Applicable Segment or Vintage | Not Applicable Segment or Vintage | Not Applicable Segment or Vintage | Not Applicable Segment or Vintage | Not Applicable Segment or Vintage | 0 | 0 | 0 | 0 | 0 | 0 | 0 | 0 | 0 | 0 | 0 | 0 | 0 | 0 | 0 | 0 | 0 | 0 | 0 | 0 | 0 | 0 | 0 | 0 | 0 | 0 | 0 | 0 | 0 | 0 | 0 | 0 | 0 | 0 | 0 | 0 | 0 | 0 | 0 | 0 | 0 | 0 | 0 | 0 | 0 | 0 | 0 | 0 | 0 | 0 | 0 | 0 | 0 | 0 | 0 | 0 | 0 | 0 | 0 | 0 | 0 | 0 | 0 | 0 | 0 | 0 | 0 | 0 | 0 | 0 | 0 | 0 | 0 | 0 | 0 | 0 | 0 | 0 | 0 | 0 | 0 | 0 | 0 | 0 | 0 | 0 | 0 | 0 | 0 | 0 | 0 | 0 | 0 | 0 | 0 | 0 | 0 | 0 | 0 | 0 | 0 | 0 | 0 | 0 | 0 | 0 | 0 | 0 | 0 | 0 | 0 | 0 | Not Applicable Segment or Vintage | Not Applicable Segment or Vintage | Not Applicable Segment or Vintage | Not Applicable Segment or Vintage | Not Applicable Segment or Vintage | Not Applicable Segment or Vintage | Not Applicable Segment or Vintage | Not Applicable Segment or Vintage | Not Applicable Segment or Vintage | Not Applicable Segment or Vintage | Not Applicable Segment or Vintage | Not Applicable Segment or Vintage | Not Applicable Segment or Vintage | Not Applicable Segment or Vintage | Not Applicable Segment or Vintage | Not Applicable Segment or Vintage | Not Applicable Segment or Vintage | Not Applicable Segment or Vintage | Not Applicable Segment or Vintage | Not Applicable Segment or Vintage | Not Applicable Segment or Vintage | Not Applicable Segment or Vintage | Not Applicable Segment or Vintage | Not Applicable Segment or Vintage | Not Applicable Segment or Vintage | Not Applicable Segment or Vintage | Not Applicable Segment or Vintage | Not Applicable Segment or Vintage | 0 | 0 | 0 | 0 | 0 | 0 | 0 | 0 | 0 | 0 | 0 | 0 | 0 | 0 | 0 | 0 | 0 | 0 | 0 | 0 | 0 | 0 | 0 | 0 | 0 | 0 | 0 | 0 | 0 | 0 | 0 | 0 | 0 | 0 | 0 | 0 | 0 | 0 | 0 | 0 | 0 | 0 | 0 | 0 | 0 | 0 | 0 | 0 | 0 | 0 | 0 | 0 | 0 | 0 | 0 | 0 | 0 | 0 | 0 | 0 | 0 | 0 | 0 | 0 | 0 | 0 | 0 | 0 | 0 | 0 | 0 | 0 | 0 | 0 | 0 | 0 | 0 | 0 | 0 | 0 | 0 | 0 | 0 | 0 | 0 | 0 | 0 | 0 | 0 | 0 | 0 | 0 | 0 | 0 | 0 | 0 | 0 | 0 | 0 | 0 | 0 | 0 | 0 | 0 | 0 | 0 | 0 | 0 | 0 | 0 | 0 | 0 | 0 | 0 | 0 | 0 | 0 | 0 | 0 | 0 | 0 | 0 | 0 | 0 | 0 | 0 | 0 | 0 | 0 | 0 | 0 | 0 | 0 | 0 | 0 | 0 | 0 | 0 | 0 | 0 | 0 | 0 | 0 | 0 | 0 | 0 | 0 | 0 | 0 | 0 | 0 | 0 | 0 | 0 | 0 | 0 | 0 | 0 | 0 | 0 | 0 | 0 | 0 | 0 | 0 | 0 | 0 | 0 | Not Applicable Segment or Vintage | Not Applicable Segment or Vintage | Not Applicable Segment or Vintage | Not Applicable Segment or Vintage | Not Applicable Segment or Vintage | Not Applicable Segment or Vintage | Not Applicable Segment or Vintage | Not Applicable Segment or Vintage | Not Applicable Segment or Vintage | Not Applicable Segment or Vintage | Not Applicable Segment or Vintage | Not Applicable Segment or Vintage | Not Applicable Segment or Vintage | Not Applicable Segment or Vintage | Not Applicable Segment or Vintage | Not Applicable Segment or Vintage | Not Applicable Segment or Vintage | Not Applicable Segment or Vintage | Not Applicable Segment or Vintage | Not Applicable Segment or Vintage | Not Applicable Segment or Vintage | Not Applicable Segment or Vintage | Not Applicable Segment or Vintage | Not Applicable Segment or Vintage | Not Applicable Segment or Vintage | Not Applicable Segment or Vintage | Not Applicable Segment or Vintage | Not Applicable Segment or Vintage | 0 | 0 | 0 | 0 | 0 | 0 | 0 | 0 | 0 | 0 | 0 | 0 | 0 | 0 | 0 | 0 | 0 | 0 | 0 | 0 | 0 | 0 | 0 | 0 | 0 | 0 | 0 | 0 | 0 | 0 | 0 | 0 | 0 | 0 | 0 | 0 | 0 | 0 | 0 | 0 | 0 | 0 | 0 | 0 | 0 | 0 | 0 | 0 | 0 | 0 | 0 | 0 | 0 | 0 | 0 | 0 | 0 | 0 | 0 | 0 | 0 | 0 | 0 | 0 | 0 | 0 | 0 | 0 | 0 | 0 | 0 | 0 | 0 | 0 | 0 | 0 | 0 | 0 | 0 | 0 | 0 | 0 | 0 | 0 | 0 | 0 | 0 | 0 | 0 | 0 | 0 | 0 | 0 | 0 | 0 | 0 | 0 | 0 | 0 | 0 | 0 | 0 | 0 | 0 | 0 | 0 | 0 | 0 | 0 | 0 | 0 | 0 | 0 | 0 | 0 | 0 | 0 | 0 | 0 | 0 | 0 | 0 | 0 | 0 | 0 | 0 | 0 | 0 | 0 | 0 | 0 | 0 | 0 | 0 | 0 | 0 | 0 | 0 | 0 | 0 | 0 | 0
Advanced New Construction Designs_Miscellaneous_New_Advanced new construction buildings exceeding ASHRAE 90.1 requirements using integrated design approach. | Advanced New Construction Designs_Miscellaneous_New | Advanced New Construction Designs_Commercial_New_New construction building meeting current code._Advanced new construction buildings exceeding ASHRAE 90.1 requirements using integrated design approach. | Commercial | Miscellaneous | New | Space Heating | Natural Gas | Advanced New Construction Designs | NEQ | New construction building meeting current code. | 30 | 30 | 30 | 0 | 0 | 0 | 0.25 | 0.75 | RetroEven20 | 0.03333333333333333 | TBD | A | WCM895 | 0.7 | 0.42 | sqft cond | 0.0321 | 0 | 0 | 0 | 0 | Pacific Northwest National Laboratory. Expanded Energy Credits in Energy Codes. PNNL-31572. July 2021. | The Technical Feasibility of Zero Net Energy Buildings in California, CALMAC Study ID - PGE0326.01. December 2012. | Pacific Northwest National Laboratory. Expanded Energy Credits in Energy Codes. PNNL-31572. July 2021. | 0 | 0 | 4.4221 | New construction building meeting current code. | New construction building meeting current code. | New construction building meeting current code. | New construction building meeting current code. | New construction building meeting current code. | New construction building meeting current code. | New construction building meeting current code. | New construction building meeting current code. | New construction building meeting current code. | New construction building meeting current code. | New construction building meeting current code. | New construction building meeting current code. | New construction building meeting current code. | New construction building meeting current code. | New construction building meeting current code. | New construction building meeting current code. | New construction building meeting current code. | New construction building meeting current code. | New construction building meeting current code. | New construction building meeting current code. | New construction building meeting current code. | New construction building meeting current code. | New construction building meeting current code. | New construction building meeting current code. | New construction building meeting current code. | New construction building meeting current code. | New construction building meeting current code. | New construction building meeting current code. | 0 | 0 | 0 | 0 | 0 | 0 | 0 | 0 | 0 | 0 | 0 | 0 | 0 | 0 | 0 | 0 | 0 | 0 | 0 | 0 | 0 | 0 | 0 | 0 | 0 | 0 | 0 | 0 | 0 | 0 | 0 | 0 | 0 | 0 | 0 | 0 | 0 | 0 | 0 | 0 | 0 | 0 | 0 | 0 | 0 | 0 | 0 | 0 | 0 | 0 | 0 | 0 | 0 | 0 | 0 | 0 | 0 | 0 | 0 | 0 | 0 | 0 | 0 | 0 | 0 | 0 | 0 | 0 | 0 | 0 | 0 | 0 | 0 | 0 | 0 | 0 | 0 | 0 | 0 | 0 | 0 | 0 | 0 | 0 | 0 | 0 | 0 | 0 | 0 | 0 | 0 | 0 | 0 | 0 | 0 | 0 | 0 | 0 | 0 | 0 | 0 | 0 | 0 | 0 | 0 | 0 | 0 | 0 | 0 | 0 | 0 | 0 | Advanced new construction buildings exceeding ASHRAE 90.1 requirements using integrated design approach. | Advanced new construction buildings exceeding ASHRAE 90.1 requirements using integrated design approach. | Advanced new construction buildings exceeding ASHRAE 90.1 requirements using integrated design approach. | Advanced new construction buildings exceeding ASHRAE 90.1 requirements using integrated design approach. | Advanced new construction buildings exceeding ASHRAE 90.1 requirements using integrated design approach. | Advanced new construction buildings exceeding ASHRAE 90.1 requirements using integrated design approach. | Advanced new construction buildings exceeding ASHRAE 90.1 requirements using integrated design approach. | Advanced new construction buildings exceeding ASHRAE 90.1 requirements using integrated design approach. | Advanced new construction buildings exceeding ASHRAE 90.1 requirements using integrated design approach. | Advanced new construction buildings exceeding ASHRAE 90.1 requirements using integrated design approach. | Advanced new construction buildings exceeding ASHRAE 90.1 requirements using integrated design approach. | Advanced new construction buildings exceeding ASHRAE 90.1 requirements using integrated design approach. | Advanced new construction buildings exceeding ASHRAE 90.1 requirements using integrated design approach. | Advanced new construction buildings exceeding ASHRAE 90.1 requirements using integrated design approach. | Advanced new construction buildings exceeding ASHRAE 90.1 requirements using integrated design approach. | Advanced new construction buildings exceeding ASHRAE 90.1 requirements using integrated design approach. | Advanced new construction buildings exceeding ASHRAE 90.1 requirements using integrated design approach. | Advanced new construction buildings exceeding ASHRAE 90.1 requirements using integrated design approach. | Advanced new construction buildings exceeding ASHRAE 90.1 requirements using integrated design approach. | Advanced new construction buildings exceeding ASHRAE 90.1 requirements using integrated design approach. | Advanced new construction buildings exceeding ASHRAE 90.1 requirements using integrated design approach. | Advanced new construction buildings exceeding ASHRAE 90.1 requirements using integrated design approach. | Advanced new construction buildings exceeding ASHRAE 90.1 requirements using integrated design approach. | Advanced new construction buildings exceeding ASHRAE 90.1 requirements using integrated design approach. | Advanced new construction buildings exceeding ASHRAE 90.1 requirements using integrated design approach. | Advanced new construction buildings exceeding ASHRAE 90.1 requirements using integrated design approach. | Advanced new construction buildings exceeding ASHRAE 90.1 requirements using integrated design approach. | Advanced new construction buildings exceeding ASHRAE 90.1 requirements using integrated design approach. | 4.4221 | 4.4221 | 4.4221 | 4.4221 | 4.4221 | 4.4221 | 4.4221 | 4.4221 | 4.4221 | 4.4221 | 4.4221 | 4.4221 | 4.4221 | 4.4221 | 4.4221 | 4.4221 | 4.4221 | 4.4221 | 4.4221 | 4.4221 | 4.4221 | 4.4221 | 4.4221 | 4.4221 | 4.4221 | 4.4221 | 4.4221 | 4.4221 | 0 | 0 | 0 | 0 | 0 | 0 | 0 | 0 | 0 | 0 | 0 | 0 | 0 | 0 | 0 | 0 | 0 | 0 | 0 | 0 | 0 | 0 | 0 | 0 | 0 | 0 | 0 | 0 | 0 | 0 | 0 | 0 | 0 | 0 | 0 | 0 | 0 | 0 | 0 | 0 | 0 | 0 | 0 | 0 | 0 | 0 | 0 | 0 | 0 | 0 | 0 | 0 | 0 | 0 | 0 | 0 | 0 | 0 | 0 | 0 | 0 | 0 | 0 | 0 | 0 | 0 | 0 | 0 | 0 | 0 | 0 | 0 | 0 | 0 | 0 | 0 | 0 | 0 | 0 | 0 | 0 | 0 | 0 | 0 | 0 | 0 | 0 | 0 | 0 | 0 | 0 | 0 | 0 | 0 | 0 | 0 | 0 | 0 | 0 | 0 | 0 | 0 | 0 | 0 | 0 | 0 | 0 | 0 | 0 | 0 | 0 | 0 | 0 | 0 | 0 | 0 | 0 | 0 | 0 | 0 | 0 | 0 | 0 | 0 | 0 | 0 | 0 | 0 | 0 | 0 | 0 | 0 | 0 | 0 | 0 | 0 | 0 | 0 | 0 | 0 | Advanced new construction buildings exceeding ASHRAE 90.1 requirements using integrated design approach. | Advanced new construction buildings exceeding ASHRAE 90.1 requirements using integrated design approach. | Advanced new construction buildings exceeding ASHRAE 90.1 requirements using integrated design approach. | Advanced new construction buildings exceeding ASHRAE 90.1 requirements using integrated design approach. | Advanced new construction buildings exceeding ASHRAE 90.1 requirements using integrated design approach. | Advanced new construction buildings exceeding ASHRAE 90.1 requirements using integrated design approach. | Advanced new construction buildings exceeding ASHRAE 90.1 requirements using integrated design approach. | Advanced new construction buildings exceeding ASHRAE 90.1 requirements using integrated design approach. | Advanced new construction buildings exceeding ASHRAE 90.1 requirements using integrated design approach. | Advanced new construction buildings exceeding ASHRAE 90.1 requirements using integrated design approach. | Advanced new construction buildings exceeding ASHRAE 90.1 requirements using integrated design approach. | Advanced new construction buildings exceeding ASHRAE 90.1 requirements using integrated design approach. | Advanced new construction buildings exceeding ASHRAE 90.1 requirements using integrated design approach. | Advanced new construction buildings exceeding ASHRAE 90.1 requirements using integrated design approach. | Advanced new construction buildings exceeding ASHRAE 90.1 requirements using integrated design approach. | Advanced new construction buildings exceeding ASHRAE 90.1 requirements using integrated design approach. | Advanced new construction buildings exceeding ASHRAE 90.1 requirements using integrated design approach. | Advanced new construction buildings exceeding ASHRAE 90.1 requirements using integrated design approach. | Advanced new construction buildings exceeding ASHRAE 90.1 requirements using integrated design approach. | Advanced new construction buildings exceeding ASHRAE 90.1 requirements using integrated design approach. | Advanced new construction buildings exceeding ASHRAE 90.1 requirements using integrated design approach. | Advanced new construction buildings exceeding ASHRAE 90.1 requirements using integrated design approach. | Advanced new construction buildings exceeding ASHRAE 90.1 requirements using integrated design approach. | Advanced new construction buildings exceeding ASHRAE 90.1 requirements using integrated design approach. | Advanced new construction buildings exceeding ASHRAE 90.1 requirements using integrated design approach. | Advanced new construction buildings exceeding ASHRAE 90.1 requirements using integrated design approach. | Advanced new construction buildings exceeding ASHRAE 90.1 requirements using integrated design approach. | Advanced new construction buildings exceeding ASHRAE 90.1 requirements using integrated design approach. | 4.4221 | 4.4221 | 4.4221 | 4.4221 | 4.4221 | 4.4221 | 4.4221 | 4.4221 | 4.4221 | 4.4221 | 4.4221 | 4.4221 | 4.4221 | 4.4221 | 4.4221 | 4.4221 | 4.4221 | 4.4221 | 4.4221 | 4.4221 | 4.4221 | 4.4221 | 4.4221 | 4.4221 | 4.4221 | 4.4221 | 4.4221 | 4.4221 | 0 | 0 | 0 | 0 | 0 | 0 | 0 | 0 | 0 | 0 | 0 | 0 | 0 | 0 | 0 | 0 | 0 | 0 | 0 | 0 | 0 | 0 | 0 | 0 | 0 | 0 | 0 | 0 | 0 | 0 | 0 | 0 | 0 | 0 | 0 | 0 | 0 | 0 | 0 | 0 | 0 | 0 | 0 | 0 | 0 | 0 | 0 | 0 | 0 | 0 | 0 | 0 | 0 | 0 | 0 | 0 | 0 | 0 | 0 | 0 | 0 | 0 | 0 | 0 | 0 | 0 | 0 | 0 | 0 | 0 | 0 | 0 | 0 | 0 | 0 | 0 | 0 | 0 | 0 | 0 | 0 | 0 | 0 | 0 | 0 | 0 | 0 | 0 | 0 | 0 | 0 | 0 | 0 | 0 | 0 | 0 | 0 | 0 | 0 | 0 | 0 | 0 | 0 | 0 | 0 | 0 | 0 | 0 | 0 | 0 | 0 | 0 | 0 | 0
Building Shell - Air Sealing (Infiltration Control)_Miscellaneous_New_Not Applicable Segment or Vintage | Building Shell - Air Sealing (Infiltration Control)_Miscellaneous_New | Building Shell - Air Sealing (Infiltration Control)_Commercial_New_Not Applicable Segment or Vintage_Not Applicable Segment or Vintage | Commercial | Miscellaneous | New | Space Heating | Natural Gas | Building Shell - Air Sealing (Infiltration Control) | NEQ | Not Applicable Segment or Vintage | 15 | 15 | 15 | 0 | 0 | 0 | 0 | 0 | Retro1Slow | 0.012666666666666666 | TBD | A | WCM858 | 0.7 | 0.42 | sqft | 0.0321 | 0 | 0 | 0 | 0 | Not Applicable Segment or Vintage | Not Applicable Segment or Vintage | AEG BEST | 0 | 0 | 0 | Not Applicable Segment or Vintage | Not Applicable Segment or Vintage | Not Applicable Segment or Vintage | Not Applicable Segment or Vintage | Not Applicable Segment or Vintage | Not Applicable Segment or Vintage | Not Applicable Segment or Vintage | Not Applicable Segment or Vintage | Not Applicable Segment or Vintage | Not Applicable Segment or Vintage | Not Applicable Segment or Vintage | Not Applicable Segment or Vintage | Not Applicable Segment or Vintage | Not Applicable Segment or Vintage | Not Applicable Segment or Vintage | Not Applicable Segment or Vintage | Not Applicable Segment or Vintage | Not Applicable Segment or Vintage | Not Applicable Segment or Vintage | Not Applicable Segment or Vintage | Not Applicable Segment or Vintage | Not Applicable Segment or Vintage | Not Applicable Segment or Vintage | Not Applicable Segment or Vintage | Not Applicable Segment or Vintage | Not Applicable Segment or Vintage | Not Applicable Segment or Vintage | Not Applicable Segment or Vintage | 0 | 0 | 0 | 0 | 0 | 0 | 0 | 0 | 0 | 0 | 0 | 0 | 0 | 0 | 0 | 0 | 0 | 0 | 0 | 0 | 0 | 0 | 0 | 0 | 0 | 0 | 0 | 0 | 0 | 0 | 0 | 0 | 0 | 0 | 0 | 0 | 0 | 0 | 0 | 0 | 0 | 0 | 0 | 0 | 0 | 0 | 0 | 0 | 0 | 0 | 0 | 0 | 0 | 0 | 0 | 0 | 0 | 0 | 0 | 0 | 0 | 0 | 0 | 0 | 0 | 0 | 0 | 0 | 0 | 0 | 0 | 0 | 0 | 0 | 0 | 0 | 0 | 0 | 0 | 0 | 0 | 0 | 0 | 0 | 0 | 0 | 0 | 0 | 0 | 0 | 0 | 0 | 0 | 0 | 0 | 0 | 0 | 0 | 0 | 0 | 0 | 0 | 0 | 0 | 0 | 0 | 0 | 0 | 0 | 0 | 0 | 0 | Not Applicable Segment or Vintage | Not Applicable Segment or Vintage | Not Applicable Segment or Vintage | Not Applicable Segment or Vintage | Not Applicable Segment or Vintage | Not Applicable Segment or Vintage | Not Applicable Segment or Vintage | Not Applicable Segment or Vintage | Not Applicable Segment or Vintage | Not Applicable Segment or Vintage | Not Applicable Segment or Vintage | Not Applicable Segment or Vintage | Not Applicable Segment or Vintage | Not Applicable Segment or Vintage | Not Applicable Segment or Vintage | Not Applicable Segment or Vintage | Not Applicable Segment or Vintage | Not Applicable Segment or Vintage | Not Applicable Segment or Vintage | Not Applicable Segment or Vintage | Not Applicable Segment or Vintage | Not Applicable Segment or Vintage | Not Applicable Segment or Vintage | Not Applicable Segment or Vintage | Not Applicable Segment or Vintage | Not Applicable Segment or Vintage | Not Applicable Segment or Vintage | Not Applicable Segment or Vintage | 0 | 0 | 0 | 0 | 0 | 0 | 0 | 0 | 0 | 0 | 0 | 0 | 0 | 0 | 0 | 0 | 0 | 0 | 0 | 0 | 0 | 0 | 0 | 0 | 0 | 0 | 0 | 0 | 0 | 0 | 0 | 0 | 0 | 0 | 0 | 0 | 0 | 0 | 0 | 0 | 0 | 0 | 0 | 0 | 0 | 0 | 0 | 0 | 0 | 0 | 0 | 0 | 0 | 0 | 0 | 0 | 0 | 0 | 0 | 0 | 0 | 0 | 0 | 0 | 0 | 0 | 0 | 0 | 0 | 0 | 0 | 0 | 0 | 0 | 0 | 0 | 0 | 0 | 0 | 0 | 0 | 0 | 0 | 0 | 0 | 0 | 0 | 0 | 0 | 0 | 0 | 0 | 0 | 0 | 0 | 0 | 0 | 0 | 0 | 0 | 0 | 0 | 0 | 0 | 0 | 0 | 0 | 0 | 0 | 0 | 0 | 0 | 0 | 0 | 0 | 0 | 0 | 0 | 0 | 0 | 0 | 0 | 0 | 0 | 0 | 0 | 0 | 0 | 0 | 0 | 0 | 0 | 0 | 0 | 0 | 0 | 0 | 0 | 0 | 0 | 0 | 0 | 0 | 0 | 0 | 0 | 0 | 0 | 0 | 0 | 0 | 0 | 0 | 0 | 0 | 0 | 0 | 0 | 0 | 0 | 0 | 0 | 0 | 0 | 0 | 0 | 0 | 0 | Not Applicable Segment or Vintage | Not Applicable Segment or Vintage | Not Applicable Segment or Vintage | Not Applicable Segment or Vintage | Not Applicable Segment or Vintage | Not Applicable Segment or Vintage | Not Applicable Segment or Vintage | Not Applicable Segment or Vintage | Not Applicable Segment or Vintage | Not Applicable Segment or Vintage | Not Applicable Segment or Vintage | Not Applicable Segment or Vintage | Not Applicable Segment or Vintage | Not Applicable Segment or Vintage | Not Applicable Segment or Vintage | Not Applicable Segment or Vintage | Not Applicable Segment or Vintage | Not Applicable Segment or Vintage | Not Applicable Segment or Vintage | Not Applicable Segment or Vintage | Not Applicable Segment or Vintage | Not Applicable Segment or Vintage | Not Applicable Segment or Vintage | Not Applicable Segment or Vintage | Not Applicable Segment or Vintage | Not Applicable Segment or Vintage | Not Applicable Segment or Vintage | Not Applicable Segment or Vintage | 0 | 0 | 0 | 0 | 0 | 0 | 0 | 0 | 0 | 0 | 0 | 0 | 0 | 0 | 0 | 0 | 0 | 0 | 0 | 0 | 0 | 0 | 0 | 0 | 0 | 0 | 0 | 0 | 0 | 0 | 0 | 0 | 0 | 0 | 0 | 0 | 0 | 0 | 0 | 0 | 0 | 0 | 0 | 0 | 0 | 0 | 0 | 0 | 0 | 0 | 0 | 0 | 0 | 0 | 0 | 0 | 0 | 0 | 0 | 0 | 0 | 0 | 0 | 0 | 0 | 0 | 0 | 0 | 0 | 0 | 0 | 0 | 0 | 0 | 0 | 0 | 0 | 0 | 0 | 0 | 0 | 0 | 0 | 0 | 0 | 0 | 0 | 0 | 0 | 0 | 0 | 0 | 0 | 0 | 0 | 0 | 0 | 0 | 0 | 0 | 0 | 0 | 0 | 0 | 0 | 0 | 0 | 0 | 0 | 0 | 0 | 0 | 0 | 0 | 0 | 0 | 0 | 0 | 0 | 0 | 0 | 0 | 0 | 0 | 0 | 0 | 0 | 0 | 0 | 0 | 0 | 0 | 0 | 0 | 0 | 0 | 0 | 0 | 0 | 0 | 0 | 0
Destratification Fans (HVLS)_Miscellaneous_New_High Volume, Low Speed (HVLS) fans with a minimum diameter of 14 ft with Variable Speed Drive (VSD) installed | Destratification Fans (HVLS)_Miscellaneous_New | Destratification Fans (HVLS)_Commercial_New_No destratification fans or other means to effectively mix indoor air_High Volume, Low Speed (HVLS) fans with a minimum diameter of 14 ft with Variable Speed Drive (VSD) installed | Commercial | Miscellaneous | New | Space Heating | Natural Gas | Destratification Fans (HVLS) | NEQ | No destratification fans or other means to effectively mix indoor air | 10 | 10 | 10 | 0 | 0 | 0 | 0.15 | 0.2 | Retro1Slow | 0.012666666666666666 | TBD | A | WCM863 | 0.7 | 0.42 | sqft roof | 0.0321 | 0 | 0 | 0 | 0 | IL TRM v12 - 4.4.34 - Destratification Fan - CI-HVC-DSFN-V07-240101 | IL TRM v12 - 4.4.34 - Destratification Fan - CI-HVC-DSFN-V07-240101 | IL TRM v12 - 4.4.34 - Destratification Fan - CI-HVC-DSFN-V07-240101 | 0 | 0 | 0.71324 | No destratification fans or other means to effectively mix indoor air | No destratification fans or other means to effectively mix indoor air | No destratification fans or other means to effectively mix indoor air | No destratification fans or other means to effectively mix indoor air | No destratification fans or other means to effectively mix indoor air | No destratification fans or other means to effectively mix indoor air | No destratification fans or other means to effectively mix indoor air | No destratification fans or other means to effectively mix indoor air | No destratification fans or other means to effectively mix indoor air | No destratification fans or other means to effectively mix indoor air | No destratification fans or other means to effectively mix indoor air | No destratification fans or other means to effectively mix indoor air | No destratification fans or other means to effectively mix indoor air | No destratification fans or other means to effectively mix indoor air | No destratification fans or other means to effectively mix indoor air | No destratification fans or other means to effectively mix indoor air | No destratification fans or other means to effectively mix indoor air | No destratification fans or other means to effectively mix indoor air | No destratification fans or other means to effectively mix indoor air | No destratification fans or other means to effectively mix indoor air | No destratification fans or other means to effectively mix indoor air | No destratification fans or other means to effectively mix indoor air | No destratification fans or other means to effectively mix indoor air | No destratification fans or other means to effectively mix indoor air | No destratification fans or other means to effectively mix indoor air | No destratification fans or other means to effectively mix indoor air | No destratification fans or other means to effectively mix indoor air | No destratification fans or other means to effectively mix indoor air | 0 | 0 | 0 | 0 | 0 | 0 | 0 | 0 | 0 | 0 | 0 | 0 | 0 | 0 | 0 | 0 | 0 | 0 | 0 | 0 | 0 | 0 | 0 | 0 | 0 | 0 | 0 | 0 | 0 | 0 | 0 | 0 | 0 | 0 | 0 | 0 | 0 | 0 | 0 | 0 | 0 | 0 | 0 | 0 | 0 | 0 | 0 | 0 | 0 | 0 | 0 | 0 | 0 | 0 | 0 | 0 | 0 | 0 | 0 | 0 | 0 | 0 | 0 | 0 | 0 | 0 | 0 | 0 | 0 | 0 | 0 | 0 | 0 | 0 | 0 | 0 | 0 | 0 | 0 | 0 | 0 | 0 | 0 | 0 | 0 | 0 | 0 | 0 | 0 | 0 | 0 | 0 | 0 | 0 | 0 | 0 | 0 | 0 | 0 | 0 | 0 | 0 | 0 | 0 | 0 | 0 | 0 | 0 | 0 | 0 | 0 | 0 | High Volume, Low Speed (HVLS) fans with a minimum diameter of 14 ft with Variable Speed Drive (VSD) installed | High Volume, Low Speed (HVLS) fans with a minimum diameter of 14 ft with Variable Speed Drive (VSD) installed | High Volume, Low Speed (HVLS) fans with a minimum diameter of 14 ft with Variable Speed Drive (VSD) installed | High Volume, Low Speed (HVLS) fans with a minimum diameter of 14 ft with Variable Speed Drive (VSD) installed | High Volume, Low Speed (HVLS) fans with a minimum diameter of 14 ft with Variable Speed Drive (VSD) installed | High Volume, Low Speed (HVLS) fans with a minimum diameter of 14 ft with Variable Speed Drive (VSD) installed | High Volume, Low Speed (HVLS) fans with a minimum diameter of 14 ft with Variable Speed Drive (VSD) installed | High Volume, Low Speed (HVLS) fans with a minimum diameter of 14 ft with Variable Speed Drive (VSD) installed | High Volume, Low Speed (HVLS) fans with a minimum diameter of 14 ft with Variable Speed Drive (VSD) installed | High Volume, Low Speed (HVLS) fans with a minimum diameter of 14 ft with Variable Speed Drive (VSD) installed | High Volume, Low Speed (HVLS) fans with a minimum diameter of 14 ft with Variable Speed Drive (VSD) installed | High Volume, Low Speed (HVLS) fans with a minimum diameter of 14 ft with Variable Speed Drive (VSD) installed | High Volume, Low Speed (HVLS) fans with a minimum diameter of 14 ft with Variable Speed Drive (VSD) installed | High Volume, Low Speed (HVLS) fans with a minimum diameter of 14 ft with Variable Speed Drive (VSD) installed | High Volume, Low Speed (HVLS) fans with a minimum diameter of 14 ft with Variable Speed Drive (VSD) installed | High Volume, Low Speed (HVLS) fans with a minimum diameter of 14 ft with Variable Speed Drive (VSD) installed | High Volume, Low Speed (HVLS) fans with a minimum diameter of 14 ft with Variable Speed Drive (VSD) installed | High Volume, Low Speed (HVLS) fans with a minimum diameter of 14 ft with Variable Speed Drive (VSD) installed | High Volume, Low Speed (HVLS) fans with a minimum diameter of 14 ft with Variable Speed Drive (VSD) installed | High Volume, Low Speed (HVLS) fans with a minimum diameter of 14 ft with Variable Speed Drive (VSD) installed | High Volume, Low Speed (HVLS) fans with a minimum diameter of 14 ft with Variable Speed Drive (VSD) installed | High Volume, Low Speed (HVLS) fans with a minimum diameter of 14 ft with Variable Speed Drive (VSD) installed | High Volume, Low Speed (HVLS) fans with a minimum diameter of 14 ft with Variable Speed Drive (VSD) installed | High Volume, Low Speed (HVLS) fans with a minimum diameter of 14 ft with Variable Speed Drive (VSD) installed | High Volume, Low Speed (HVLS) fans with a minimum diameter of 14 ft with Variable Speed Drive (VSD) installed | High Volume, Low Speed (HVLS) fans with a minimum diameter of 14 ft with Variable Speed Drive (VSD) installed | High Volume, Low Speed (HVLS) fans with a minimum diameter of 14 ft with Variable Speed Drive (VSD) installed | High Volume, Low Speed (HVLS) fans with a minimum diameter of 14 ft with Variable Speed Drive (VSD) installed | 0.7132 | 0.7132 | 0.7132 | 0.7132 | 0.7132 | 0.7132 | 0.7132 | 0.7132 | 0.7132 | 0.7132 | 0.7132 | 0.7132 | 0.7132 | 0.7132 | 0.7132 | 0.7132 | 0.7132 | 0.7132 | 0.7132 | 0.7132 | 0.7132 | 0.7132 | 0.7132 | 0.7132 | 0.7132 | 0.7132 | 0.7132 | 0.7132 | 0 | 0 | 0 | 0 | 0 | 0 | 0 | 0 | 0 | 0 | 0 | 0 | 0 | 0 | 0 | 0 | 0 | 0 | 0 | 0 | 0 | 0 | 0 | 0 | 0 | 0 | 0 | 0 | 0 | 0 | 0 | 0 | 0 | 0 | 0 | 0 | 0 | 0 | 0 | 0 | 0 | 0 | 0 | 0 | 0 | 0 | 0 | 0 | 0 | 0 | 0 | 0 | 0 | 0 | 0 | 0 | 0 | 0 | 0 | 0 | 0 | 0 | 0 | 0 | 0 | 0 | 0 | 0 | 0 | 0 | 0 | 0 | 0 | 0 | 0 | 0 | 0 | 0 | 0 | 0 | 0 | 0 | 0 | 0 | 0 | 0 | 0 | 0 | 0 | 0 | 0 | 0 | 0 | 0 | 0 | 0 | 0 | 0 | 0 | 0 | 0 | 0 | 0 | 0 | 0 | 0 | 0 | 0 | 0 | 0 | 0 | 0 | 0 | 0 | 0 | 0 | 0 | 0 | 0 | 0 | 0 | 0 | 0 | 0 | 0 | 0 | 0 | 0 | 0 | 0 | 0 | 0 | 0 | 0 | 0 | 0 | 0 | 0 | 0 | 0 | High Volume, Low Speed (HVLS) fans with a minimum diameter of 14 ft with Variable Speed Drive (VSD) installed | High Volume, Low Speed (HVLS) fans with a minimum diameter of 14 ft with Variable Speed Drive (VSD) installed | High Volume, Low Speed (HVLS) fans with a minimum diameter of 14 ft with Variable Speed Drive (VSD) installed | High Volume, Low Speed (HVLS) fans with a minimum diameter of 14 ft with Variable Speed Drive (VSD) installed | High Volume, Low Speed (HVLS) fans with a minimum diameter of 14 ft with Variable Speed Drive (VSD) installed | High Volume, Low Speed (HVLS) fans with a minimum diameter of 14 ft with Variable Speed Drive (VSD) installed | High Volume, Low Speed (HVLS) fans with a minimum diameter of 14 ft with Variable Speed Drive (VSD) installed | High Volume, Low Speed (HVLS) fans with a minimum diameter of 14 ft with Variable Speed Drive (VSD) installed | High Volume, Low Speed (HVLS) fans with a minimum diameter of 14 ft with Variable Speed Drive (VSD) installed | High Volume, Low Speed (HVLS) fans with a minimum diameter of 14 ft with Variable Speed Drive (VSD) installed | High Volume, Low Speed (HVLS) fans with a minimum diameter of 14 ft with Variable Speed Drive (VSD) installed | High Volume, Low Speed (HVLS) fans with a minimum diameter of 14 ft with Variable Speed Drive (VSD) installed | High Volume, Low Speed (HVLS) fans with a minimum diameter of 14 ft with Variable Speed Drive (VSD) installed | High Volume, Low Speed (HVLS) fans with a minimum diameter of 14 ft with Variable Speed Drive (VSD) installed | High Volume, Low Speed (HVLS) fans with a minimum diameter of 14 ft with Variable Speed Drive (VSD) installed | High Volume, Low Speed (HVLS) fans with a minimum diameter of 14 ft with Variable Speed Drive (VSD) installed | High Volume, Low Speed (HVLS) fans with a minimum diameter of 14 ft with Variable Speed Drive (VSD) installed | High Volume, Low Speed (HVLS) fans with a minimum diameter of 14 ft with Variable Speed Drive (VSD) installed | High Volume, Low Speed (HVLS) fans with a minimum diameter of 14 ft with Variable Speed Drive (VSD) installed | High Volume, Low Speed (HVLS) fans with a minimum diameter of 14 ft with Variable Speed Drive (VSD) installed | High Volume, Low Speed (HVLS) fans with a minimum diameter of 14 ft with Variable Speed Drive (VSD) installed | High Volume, Low Speed (HVLS) fans with a minimum diameter of 14 ft with Variable Speed Drive (VSD) installed | High Volume, Low Speed (HVLS) fans with a minimum diameter of 14 ft with Variable Speed Drive (VSD) installed | High Volume, Low Speed (HVLS) fans with a minimum diameter of 14 ft with Variable Speed Drive (VSD) installed | High Volume, Low Speed (HVLS) fans with a minimum diameter of 14 ft with Variable Speed Drive (VSD) installed | High Volume, Low Speed (HVLS) fans with a minimum diameter of 14 ft with Variable Speed Drive (VSD) installed | High Volume, Low Speed (HVLS) fans with a minimum diameter of 14 ft with Variable Speed Drive (VSD) installed | High Volume, Low Speed (HVLS) fans with a minimum diameter of 14 ft with Variable Speed Drive (VSD) installed | 0.7132 | 0.7132 | 0.7132 | 0.7132 | 0.7132 | 0.7132 | 0.7132 | 0.7132 | 0.7132 | 0.7132 | 0.7132 | 0.7132 | 0.7132 | 0.7132 | 0.7132 | 0.7132 | 0.7132 | 0.7132 | 0.7132 | 0.7132 | 0.7132 | 0.7132 | 0.7132 | 0.7132 | 0.7132 | 0.7132 | 0.7132 | 0.7132 | 0 | 0 | 0 | 0 | 0 | 0 | 0 | 0 | 0 | 0 | 0 | 0 | 0 | 0 | 0 | 0 | 0 | 0 | 0 | 0 | 0 | 0 | 0 | 0 | 0 | 0 | 0 | 0 | 0 | 0 | 0 | 0 | 0 | 0 | 0 | 0 | 0 | 0 | 0 | 0 | 0 | 0 | 0 | 0 | 0 | 0 | 0 | 0 | 0 | 0 | 0 | 0 | 0 | 0 | 0 | 0 | 0 | 0 | 0 | 0 | 0 | 0 | 0 | 0 | 0 | 0 | 0 | 0 | 0 | 0 | 0 | 0 | 0 | 0 | 0 | 0 | 0 | 0 | 0 | 0 | 0 | 0 | 0 | 0 | 0 | 0 | 0 | 0 | 0 | 0 | 0 | 0 | 0 | 0 | 0 | 0 | 0 | 0 | 0 | 0 | 0 | 0 | 0 | 0 | 0 | 0 | 0 | 0 | 0 | 0 | 0 | 0 | 0 | 0
HVAC - Dedicated Outdoor Air System (DOAS)_Miscellaneous_New_0 | HVAC - Dedicated Outdoor Air System (DOAS)_Miscellaneous_New | HVAC - Dedicated Outdoor Air System (DOAS)_Commercial_New_0_0 | Commercial | Miscellaneous | New | Space Heating | Natural Gas | HVAC - Dedicated Outdoor Air System (DOAS) | NEQ | 0 | 20 | 20 | 20 | 0 | 0 | 0 | 0.11289 | 0 | Retro5Med | 8.35569166605469E-06 | TBD | A | WCM862 | 0.7 | 0.42 | sqft | 0.0321 | 0 | 0 | 0 | 0 | 2021P_Com-VRF-DOAS-2021P_V2 | 2021P_Com-VRF-DOAS-2021P_V2 | 2021P_Com-VRF-DOAS-2021P_V2 | 0 | 0 | 12.6637 | 0 | 0 | 0 | 0 | 0 | 0 | 0 | 0 | 0 | 0 | 0 | 0 | 0 | 0 | 0 | 0 | 0 | 0 | 0 | 0 | 0 | 0 | 0 | 0 | 0 | 0 | 0 | 0 | 0 | 0 | 0 | 0 | 0 | 0 | 0 | 0 | 0 | 0 | 0 | 0 | 0 | 0 | 0 | 0 | 0 | 0 | 0 | 0 | 0 | 0 | 0 | 0 | 0 | 0 | 0 | 0 | 0 | 0 | 0 | 0 | 0 | 0 | 0 | 0 | 0 | 0 | 0 | 0 | 0 | 0 | 0 | 0 | 0 | 0 | 0 | 0 | 0 | 0 | 0 | 0 | 0 | 0 | 0 | 0 | 0 | 0 | 0 | 0 | 0 | 0 | 0 | 0 | 0 | 0 | 0 | 0 | 0 | 0 | 0 | 0 | 0 | 0 | 0 | 0 | 0 | 0 | 0 | 0 | 0 | 0 | 0 | 0 | 0 | 0 | 0 | 0 | 0 | 0 | 0 | 0 | 0 | 0 | 0 | 0 | 0 | 0 | 0 | 0 | 0 | 0 | 0 | 0 | 0 | 0 | 0 | 0 | 0 | 0 | 0 | 0 | 0 | 0 | 0 | 0 | 0 | 0 | 0 | 0 | 0 | 0 | 0 | 0 | 0 | 0 | 0 | 0 | 0 | 0 | 0 | 0 | 0 | 0 | 0 | 0 | 0 | 0 | 0 | 0 | 12.6637 | 12.6637 | 12.6637 | 12.6637 | 12.6637 | 12.6637 | 12.6637 | 12.6637 | 12.6637 | 12.6637 | 12.6637 | 12.6637 | 12.6637 | 12.6637 | 12.6637 | 12.6637 | 12.6637 | 12.6637 | 12.6637 | 12.6637 | 12.6637 | 12.6637 | 12.6637 | 12.6637 | 12.6637 | 12.6637 | 12.6637 | 12.6637 | 0 | 0 | 0 | 0 | 0 | 0 | 0 | 0 | 0 | 0 | 0 | 0 | 0 | 0 | 0 | 0 | 0 | 0 | 0 | 0 | 0 | 0 | 0 | 0 | 0 | 0 | 0 | 0 | 0 | 0 | 0 | 0 | 0 | 0 | 0 | 0 | 0 | 0 | 0 | 0 | 0 | 0 | 0 | 0 | 0 | 0 | 0 | 0 | 0 | 0 | 0 | 0 | 0 | 0 | 0 | 0 | 0 | 0 | 0 | 0 | 0 | 0 | 0 | 0 | 0 | 0 | 0 | 0 | 0 | 0 | 0 | 0 | 0 | 0 | 0 | 0 | 0 | 0 | 0 | 0 | 0 | 0 | 0 | 0 | 0 | 0 | 0 | 0 | 0 | 0 | 0 | 0 | 0 | 0 | 0 | 0 | 0 | 0 | 0 | 0 | 0 | 0 | 0 | 0 | 0 | 0 | 0 | 0 | 0 | 0 | 0 | 0 | 0 | 0 | 0 | 0 | 0 | 0 | 0 | 0 | 0 | 0 | 0 | 0 | 0 | 0 | 0 | 0 | 0 | 0 | 0 | 0 | 0 | 0 | 0 | 0 | 0 | 0 | 0 | 0 | 0 | 0 | 0 | 0 | 0 | 0 | 0 | 0 | 0 | 0 | 0 | 0 | 0 | 0 | 0 | 0 | 0 | 0 | 0 | 0 | 0 | 0 | 0 | 0 | 0 | 0 | 0 | 0 | 12.6637 | 12.6637 | 12.6637 | 12.6637 | 12.6637 | 12.6637 | 12.6637 | 12.6637 | 12.6637 | 12.6637 | 12.6637 | 12.6637 | 12.6637 | 12.6637 | 12.6637 | 12.6637 | 12.6637 | 12.6637 | 12.6637 | 12.6637 | 12.6637 | 12.6637 | 12.6637 | 12.6637 | 12.6637 | 12.6637 | 12.6637 | 12.6637 | 0 | 0 | 0 | 0 | 0 | 0 | 0 | 0 | 0 | 0 | 0 | 0 | 0 | 0 | 0 | 0 | 0 | 0 | 0 | 0 | 0 | 0 | 0 | 0 | 0 | 0 | 0 | 0 | 0 | 0 | 0 | 0 | 0 | 0 | 0 | 0 | 0 | 0 | 0 | 0 | 0 | 0 | 0 | 0 | 0 | 0 | 0 | 0 | 0 | 0 | 0 | 0 | 0 | 0 | 0 | 0 | 0 | 0 | 0 | 0 | 0 | 0 | 0 | 0 | 0 | 0 | 0 | 0 | 0 | 0 | 0 | 0 | 0 | 0 | 0 | 0 | 0 | 0 | 0 | 0 | 0 | 0 | 0 | 0 | 0 | 0 | 0 | 0 | 0 | 0 | 0 | 0 | 0 | 0 | 0 | 0 | 0 | 0 | 0 | 0 | 0 | 0 | 0 | 0 | 0 | 0 | 0 | 0 | 0 | 0 | 0 | 0 | 0 | 0
Industrial Air Curtains_Miscellaneous_New_Air curtains installed | Industrial Air Curtains_Miscellaneous_New | Industrial Air Curtains_Commercial_New_No air curtain or other barriers to air on overhead door_Air curtains installed | Commercial | Miscellaneous | New | Space Heating | Natural Gas | Industrial Air Curtains | NEQ | No air curtain or other barriers to air on overhead door | 15 | 15 | 15 | 0 | 0 | 0 | 0.01 | 0.5 | Retro1Slow | 0.012666666666666666 | TBD | A | WCM859 | 0.7 | 0.42 | perbldg | 0.0321 | 0 | 0 | 0 | 0 | IL TRM v13 - 4.4.33 - Industrial Air Curtain - CI-HVC-AIRC-V07-250101 | IL TRM v13 - 4.4.33 - Industrial Air Curtain - CI-HVC-AIRC-V07-250101 | IL TRM v13 - 4.4.33 - Industrial Air Curtain - CI-HVC-AIRC-V07-250101 | 0 | 0 | 5536.2537 | No air curtain or other barriers to air on overhead door | No air curtain or other barriers to air on overhead door | No air curtain or other barriers to air on overhead door | No air curtain or other barriers to air on overhead door | No air curtain or other barriers to air on overhead door | No air curtain or other barriers to air on overhead door | No air curtain or other barriers to air on overhead door | No air curtain or other barriers to air on overhead door | No air curtain or other barriers to air on overhead door | No air curtain or other barriers to air on overhead door | No air curtain or other barriers to air on overhead door | No air curtain or other barriers to air on overhead door | No air curtain or other barriers to air on overhead door | No air curtain or other barriers to air on overhead door | No air curtain or other barriers to air on overhead door | No air curtain or other barriers to air on overhead door | No air curtain or other barriers to air on overhead door | No air curtain or other barriers to air on overhead door | No air curtain or other barriers to air on overhead door | No air curtain or other barriers to air on overhead door | No air curtain or other barriers to air on overhead door | No air curtain or other barriers to air on overhead door | No air curtain or other barriers to air on overhead door | No air curtain or other barriers to air on overhead door | No air curtain or other barriers to air on overhead door | No air curtain or other barriers to air on overhead door | No air curtain or other barriers to air on overhead door | No air curtain or other barriers to air on overhead door | 0 | 0 | 0 | 0 | 0 | 0 | 0 | 0 | 0 | 0 | 0 | 0 | 0 | 0 | 0 | 0 | 0 | 0 | 0 | 0 | 0 | 0 | 0 | 0 | 0 | 0 | 0 | 0 | 0 | 0 | 0 | 0 | 0 | 0 | 0 | 0 | 0 | 0 | 0 | 0 | 0 | 0 | 0 | 0 | 0 | 0 | 0 | 0 | 0 | 0 | 0 | 0 | 0 | 0 | 0 | 0 | 0 | 0 | 0 | 0 | 0 | 0 | 0 | 0 | 0 | 0 | 0 | 0 | 0 | 0 | 0 | 0 | 0 | 0 | 0 | 0 | 0 | 0 | 0 | 0 | 0 | 0 | 0 | 0 | 0 | 0 | 0 | 0 | 0 | 0 | 0 | 0 | 0 | 0 | 0 | 0 | 0 | 0 | 0 | 0 | 0 | 0 | 0 | 0 | 0 | 0 | 0 | 0 | 0 | 0 | 0 | 0 | Air curtains installed | Air curtains installed | Air curtains installed | Air curtains installed | Air curtains installed | Air curtains installed | Air curtains installed | Air curtains installed | Air curtains installed | Air curtains installed | Air curtains installed | Air curtains installed | Air curtains installed | Air curtains installed | Air curtains installed | Air curtains installed | Air curtains installed | Air curtains installed | Air curtains installed | Air curtains installed | Air curtains installed | Air curtains installed | Air curtains installed | Air curtains installed | Air curtains installed | Air curtains installed | Air curtains installed | Air curtains installed | 5536.2537 | 5536.2537 | 5536.2537 | 5536.2537 | 5536.2537 | 5536.2537 | 5536.2537 | 5536.2537 | 5536.2537 | 5536.2537 | 5536.2537 | 5536.2537 | 5536.2537 | 5536.2537 | 5536.2537 | 5536.2537 | 5536.2537 | 5536.2537 | 5536.2537 | 5536.2537 | 5536.2537 | 5536.2537 | 5536.2537 | 5536.2537 | 5536.2537 | 5536.2537 | 5536.2537 | 5536.2537 | 0 | 0 | 0 | 0 | 0 | 0 | 0 | 0 | 0 | 0 | 0 | 0 | 0 | 0 | 0 | 0 | 0 | 0 | 0 | 0 | 0 | 0 | 0 | 0 | 0 | 0 | 0 | 0 | 0 | 0 | 0 | 0 | 0 | 0 | 0 | 0 | 0 | 0 | 0 | 0 | 0 | 0 | 0 | 0 | 0 | 0 | 0 | 0 | 0 | 0 | 0 | 0 | 0 | 0 | 0 | 0 | 0 | 0 | 0 | 0 | 0 | 0 | 0 | 0 | 0 | 0 | 0 | 0 | 0 | 0 | 0 | 0 | 0 | 0 | 0 | 0 | 0 | 0 | 0 | 0 | 0 | 0 | 0 | 0 | 0 | 0 | 0 | 0 | 0 | 0 | 0 | 0 | 0 | 0 | 0 | 0 | 0 | 0 | 0 | 0 | 0 | 0 | 0 | 0 | 0 | 0 | 0 | 0 | 0 | 0 | 0 | 0 | 0 | 0 | 0 | 0 | 0 | 0 | 0 | 0 | 0 | 0 | 0 | 0 | 0 | 0 | 0 | 0 | 0 | 0 | 0 | 0 | 0 | 0 | 0 | 0 | 0 | 0 | 0 | 0 | Air curtains installed | Air curtains installed | Air curtains installed | Air curtains installed | Air curtains installed | Air curtains installed | Air curtains installed | Air curtains installed | Air curtains installed | Air curtains installed | Air curtains installed | Air curtains installed | Air curtains installed | Air curtains installed | Air curtains installed | Air curtains installed | Air curtains installed | Air curtains installed | Air curtains installed | Air curtains installed | Air curtains installed | Air curtains installed | Air curtains installed | Air curtains installed | Air curtains installed | Air curtains installed | Air curtains installed | Air curtains installed | 5536.2537 | 5536.2537 | 5536.2537 | 5536.2537 | 5536.2537 | 5536.2537 | 5536.2537 | 5536.2537 | 5536.2537 | 5536.2537 | 5536.2537 | 5536.2537 | 5536.2537 | 5536.2537 | 5536.2537 | 5536.2537 | 5536.2537 | 5536.2537 | 5536.2537 | 5536.2537 | 5536.2537 | 5536.2537 | 5536.2537 | 5536.2537 | 5536.2537 | 5536.2537 | 5536.2537 | 5536.2537 | 0 | 0 | 0 | 0 | 0 | 0 | 0 | 0 | 0 | 0 | 0 | 0 | 0 | 0 | 0 | 0 | 0 | 0 | 0 | 0 | 0 | 0 | 0 | 0 | 0 | 0 | 0 | 0 | 0 | 0 | 0 | 0 | 0 | 0 | 0 | 0 | 0 | 0 | 0 | 0 | 0 | 0 | 0 | 0 | 0 | 0 | 0 | 0 | 0 | 0 | 0 | 0 | 0 | 0 | 0 | 0 | 0 | 0 | 0 | 0 | 0 | 0 | 0 | 0 | 0 | 0 | 0 | 0 | 0 | 0 | 0 | 0 | 0 | 0 | 0 | 0 | 0 | 0 | 0 | 0 | 0 | 0 | 0 | 0 | 0 | 0 | 0 | 0 | 0 | 0 | 0 | 0 | 0 | 0 | 0 | 0 | 0 | 0 | 0 | 0 | 0 | 0 | 0 | 0 | 0 | 0 | 0 | 0 | 0 | 0 | 0 | 0 | 0 | 0
Insulation - Ceiling_Miscellaneous_New_Not Applicable Segment or Vintage_Not Applicable Segment or Vintage | Insulation - Ceiling_Miscellaneous_New | Insulation - Ceiling_Commercial_New_Not Applicable Segment or Vintage_Not Applicable Segment or Vintage | Commercial | Miscellaneous | New | Space Heating | Natural Gas | Insulation - Ceiling | NEQ | Not Applicable Segment or Vintage | 15 | 15 | 15 | 0 | 0 | 0 | 0 | 0 | Retro5Med | 8.35569166605469E-06 | TBD | A | WCM851 | 0.7 | 0.42 | sqft | 0.0321 | 0 | 0 | 0 | 0 | Not Applicable Segment or Vintage | Not Applicable Segment or Vintage | AEG BEST | 0 | 0 | 0 | Not Applicable Segment or Vintage | Not Applicable Segment or Vintage | Not Applicable Segment or Vintage | Not Applicable Segment or Vintage | Not Applicable Segment or Vintage | Not Applicable Segment or Vintage | Not Applicable Segment or Vintage | Not Applicable Segment or Vintage | Not Applicable Segment or Vintage | Not Applicable Segment or Vintage | Not Applicable Segment or Vintage | Not Applicable Segment or Vintage | Not Applicable Segment or Vintage | Not Applicable Segment or Vintage | Not Applicable Segment or Vintage | Not Applicable Segment or Vintage | Not Applicable Segment or Vintage | Not Applicable Segment or Vintage | Not Applicable Segment or Vintage | Not Applicable Segment or Vintage | Not Applicable Segment or Vintage | Not Applicable Segment or Vintage | Not Applicable Segment or Vintage | Not Applicable Segment or Vintage | Not Applicable Segment or Vintage | Not Applicable Segment or Vintage | Not Applicable Segment or Vintage | Not Applicable Segment or Vintage | 0 | 0 | 0 | 0 | 0 | 0 | 0 | 0 | 0 | 0 | 0 | 0 | 0 | 0 | 0 | 0 | 0 | 0 | 0 | 0 | 0 | 0 | 0 | 0 | 0 | 0 | 0 | 0 | 0 | 0 | 0 | 0 | 0 | 0 | 0 | 0 | 0 | 0 | 0 | 0 | 0 | 0 | 0 | 0 | 0 | 0 | 0 | 0 | 0 | 0 | 0 | 0 | 0 | 0 | 0 | 0 | 0 | 0 | 0 | 0 | 0 | 0 | 0 | 0 | 0 | 0 | 0 | 0 | 0 | 0 | 0 | 0 | 0 | 0 | 0 | 0 | 0 | 0 | 0 | 0 | 0 | 0 | 0 | 0 | 0 | 0 | 0 | 0 | 0 | 0 | 0 | 0 | 0 | 0 | 0 | 0 | 0 | 0 | 0 | 0 | 0 | 0 | 0 | 0 | 0 | 0 | 0 | 0 | 0 | 0 | 0 | 0 | Not Applicable Segment or Vintage | Not Applicable Segment or Vintage | Not Applicable Segment or Vintage | Not Applicable Segment or Vintage | Not Applicable Segment or Vintage | Not Applicable Segment or Vintage | Not Applicable Segment or Vintage | Not Applicable Segment or Vintage | Not Applicable Segment or Vintage | Not Applicable Segment or Vintage | Not Applicable Segment or Vintage | Not Applicable Segment or Vintage | Not Applicable Segment or Vintage | Not Applicable Segment or Vintage | Not Applicable Segment or Vintage | Not Applicable Segment or Vintage | Not Applicable Segment or Vintage | Not Applicable Segment or Vintage | Not Applicable Segment or Vintage | Not Applicable Segment or Vintage | Not Applicable Segment or Vintage | Not Applicable Segment or Vintage | Not Applicable Segment or Vintage | Not Applicable Segment or Vintage | Not Applicable Segment or Vintage | Not Applicable Segment or Vintage | Not Applicable Segment or Vintage | Not Applicable Segment or Vintage | 0 | 0 | 0 | 0 | 0 | 0 | 0 | 0 | 0 | 0 | 0 | 0 | 0 | 0 | 0 | 0 | 0 | 0 | 0 | 0 | 0 | 0 | 0 | 0 | 0 | 0 | 0 | 0 | 0 | 0 | 0 | 0 | 0 | 0 | 0 | 0 | 0 | 0 | 0 | 0 | 0 | 0 | 0 | 0 | 0 | 0 | 0 | 0 | 0 | 0 | 0 | 0 | 0 | 0 | 0 | 0 | 0 | 0 | 0 | 0 | 0 | 0 | 0 | 0 | 0 | 0 | 0 | 0 | 0 | 0 | 0 | 0 | 0 | 0 | 0 | 0 | 0 | 0 | 0 | 0 | 0 | 0 | 0 | 0 | 0 | 0 | 0 | 0 | 0 | 0 | 0 | 0 | 0 | 0 | 0 | 0 | 0 | 0 | 0 | 0 | 0 | 0 | 0 | 0 | 0 | 0 | 0 | 0 | 0 | 0 | 0 | 0 | 0 | 0 | 0 | 0 | 0 | 0 | 0 | 0 | 0 | 0 | 0 | 0 | 0 | 0 | 0 | 0 | 0 | 0 | 0 | 0 | 0 | 0 | 0 | 0 | 0 | 0 | 0 | 0 | 0 | 0 | 0 | 0 | 0 | 0 | 0 | 0 | 0 | 0 | 0 | 0 | 0 | 0 | 0 | 0 | 0 | 0 | 0 | 0 | 0 | 0 | 0 | 0 | 0 | 0 | 0 | 0 | Not Applicable Segment or Vintage | Not Applicable Segment or Vintage | Not Applicable Segment or Vintage | Not Applicable Segment or Vintage | Not Applicable Segment or Vintage | Not Applicable Segment or Vintage | Not Applicable Segment or Vintage | Not Applicable Segment or Vintage | Not Applicable Segment or Vintage | Not Applicable Segment or Vintage | Not Applicable Segment or Vintage | Not Applicable Segment or Vintage | Not Applicable Segment or Vintage | Not Applicable Segment or Vintage | Not Applicable Segment or Vintage | Not Applicable Segment or Vintage | Not Applicable Segment or Vintage | Not Applicable Segment or Vintage | Not Applicable Segment or Vintage | Not Applicable Segment or Vintage | Not Applicable Segment or Vintage | Not Applicable Segment or Vintage | Not Applicable Segment or Vintage | Not Applicable Segment or Vintage | Not Applicable Segment or Vintage | Not Applicable Segment or Vintage | Not Applicable Segment or Vintage | Not Applicable Segment or Vintage | 0 | 0 | 0 | 0 | 0 | 0 | 0 | 0 | 0 | 0 | 0 | 0 | 0 | 0 | 0 | 0 | 0 | 0 | 0 | 0 | 0 | 0 | 0 | 0 | 0 | 0 | 0 | 0 | 0 | 0 | 0 | 0 | 0 | 0 | 0 | 0 | 0 | 0 | 0 | 0 | 0 | 0 | 0 | 0 | 0 | 0 | 0 | 0 | 0 | 0 | 0 | 0 | 0 | 0 | 0 | 0 | 0 | 0 | 0 | 0 | 0 | 0 | 0 | 0 | 0 | 0 | 0 | 0 | 0 | 0 | 0 | 0 | 0 | 0 | 0 | 0 | 0 | 0 | 0 | 0 | 0 | 0 | 0 | 0 | 0 | 0 | 0 | 0 | 0 | 0 | 0 | 0 | 0 | 0 | 0 | 0 | 0 | 0 | 0 | 0 | 0 | 0 | 0 | 0 | 0 | 0 | 0 | 0 | 0 | 0 | 0 | 0 | 0 | 0 | 0 | 0 | 0 | 0 | 0 | 0 | 0 | 0 | 0 | 0 | 0 | 0 | 0 | 0 | 0 | 0 | 0 | 0 | 0 | 0 | 0 | 0 | 0 | 0 | 0 | 0 | 0 | 0
Insulation - Wall Cavity_Miscellaneous_New_Not Applicable Segment or Vintage | Insulation - Wall Cavity_Miscellaneous_New | Insulation - Wall Cavity_Commercial_New_Not Applicable Segment or Vintage_Not Applicable Segment or Vintage | Commercial | Miscellaneous | New | Space Heating | Natural Gas | Insulation - Wall Cavity | NEQ | Not Applicable Segment or Vintage | 15 | 15 | 15 | 0 | 0 | 0 | 0 | 0 | Retro3Slow | 0.004128203794943829 | TBD | A | WCM852 | 0.7 | 0.42 | sqft | 0.0321 | 0 | 0 | 0 | 0 | Not Applicable Segment or Vintage | Not Applicable Segment or Vintage | AEG BEST | 0 | 0 | 0 | Not Applicable Segment or Vintage | Not Applicable Segment or Vintage | Not Applicable Segment or Vintage | Not Applicable Segment or Vintage | Not Applicable Segment or Vintage | Not Applicable Segment or Vintage | Not Applicable Segment or Vintage | Not Applicable Segment or Vintage | Not Applicable Segment or Vintage | Not Applicable Segment or Vintage | Not Applicable Segment or Vintage | Not Applicable Segment or Vintage | Not Applicable Segment or Vintage | Not Applicable Segment or Vintage | Not Applicable Segment or Vintage | Not Applicable Segment or Vintage | Not Applicable Segment or Vintage | Not Applicable Segment or Vintage | Not Applicable Segment or Vintage | Not Applicable Segment or Vintage | Not Applicable Segment or Vintage | Not Applicable Segment or Vintage | Not Applicable Segment or Vintage | Not Applicable Segment or Vintage | Not Applicable Segment or Vintage | Not Applicable Segment or Vintage | Not Applicable Segment or Vintage | Not Applicable Segment or Vintage | 0 | 0 | 0 | 0 | 0 | 0 | 0 | 0 | 0 | 0 | 0 | 0 | 0 | 0 | 0 | 0 | 0 | 0 | 0 | 0 | 0 | 0 | 0 | 0 | 0 | 0 | 0 | 0 | 0 | 0 | 0 | 0 | 0 | 0 | 0 | 0 | 0 | 0 | 0 | 0 | 0 | 0 | 0 | 0 | 0 | 0 | 0 | 0 | 0 | 0 | 0 | 0 | 0 | 0 | 0 | 0 | 0 | 0 | 0 | 0 | 0 | 0 | 0 | 0 | 0 | 0 | 0 | 0 | 0 | 0 | 0 | 0 | 0 | 0 | 0 | 0 | 0 | 0 | 0 | 0 | 0 | 0 | 0 | 0 | 0 | 0 | 0 | 0 | 0 | 0 | 0 | 0 | 0 | 0 | 0 | 0 | 0 | 0 | 0 | 0 | 0 | 0 | 0 | 0 | 0 | 0 | 0 | 0 | 0 | 0 | 0 | 0 | Not Applicable Segment or Vintage | Not Applicable Segment or Vintage | Not Applicable Segment or Vintage | Not Applicable Segment or Vintage | Not Applicable Segment or Vintage | Not Applicable Segment or Vintage | Not Applicable Segment or Vintage | Not Applicable Segment or Vintage | Not Applicable Segment or Vintage | Not Applicable Segment or Vintage | Not Applicable Segment or Vintage | Not Applicable Segment or Vintage | Not Applicable Segment or Vintage | Not Applicable Segment or Vintage | Not Applicable Segment or Vintage | Not Applicable Segment or Vintage | Not Applicable Segment or Vintage | Not Applicable Segment or Vintage | Not Applicable Segment or Vintage | Not Applicable Segment or Vintage | Not Applicable Segment or Vintage | Not Applicable Segment or Vintage | Not Applicable Segment or Vintage | Not Applicable Segment or Vintage | Not Applicable Segment or Vintage | Not Applicable Segment or Vintage | Not Applicable Segment or Vintage | Not Applicable Segment or Vintage | 0 | 0 | 0 | 0 | 0 | 0 | 0 | 0 | 0 | 0 | 0 | 0 | 0 | 0 | 0 | 0 | 0 | 0 | 0 | 0 | 0 | 0 | 0 | 0 | 0 | 0 | 0 | 0 | 0 | 0 | 0 | 0 | 0 | 0 | 0 | 0 | 0 | 0 | 0 | 0 | 0 | 0 | 0 | 0 | 0 | 0 | 0 | 0 | 0 | 0 | 0 | 0 | 0 | 0 | 0 | 0 | 0 | 0 | 0 | 0 | 0 | 0 | 0 | 0 | 0 | 0 | 0 | 0 | 0 | 0 | 0 | 0 | 0 | 0 | 0 | 0 | 0 | 0 | 0 | 0 | 0 | 0 | 0 | 0 | 0 | 0 | 0 | 0 | 0 | 0 | 0 | 0 | 0 | 0 | 0 | 0 | 0 | 0 | 0 | 0 | 0 | 0 | 0 | 0 | 0 | 0 | 0 | 0 | 0 | 0 | 0 | 0 | 0 | 0 | 0 | 0 | 0 | 0 | 0 | 0 | 0 | 0 | 0 | 0 | 0 | 0 | 0 | 0 | 0 | 0 | 0 | 0 | 0 | 0 | 0 | 0 | 0 | 0 | 0 | 0 | 0 | 0 | 0 | 0 | 0 | 0 | 0 | 0 | 0 | 0 | 0 | 0 | 0 | 0 | 0 | 0 | 0 | 0 | 0 | 0 | 0 | 0 | 0 | 0 | 0 | 0 | 0 | 0 | Not Applicable Segment or Vintage | Not Applicable Segment or Vintage | Not Applicable Segment or Vintage | Not Applicable Segment or Vintage | Not Applicable Segment or Vintage | Not Applicable Segment or Vintage | Not Applicable Segment or Vintage | Not Applicable Segment or Vintage | Not Applicable Segment or Vintage | Not Applicable Segment or Vintage | Not Applicable Segment or Vintage | Not Applicable Segment or Vintage | Not Applicable Segment or Vintage | Not Applicable Segment or Vintage | Not Applicable Segment or Vintage | Not Applicable Segment or Vintage | Not Applicable Segment or Vintage | Not Applicable Segment or Vintage | Not Applicable Segment or Vintage | Not Applicable Segment or Vintage | Not Applicable Segment or Vintage | Not Applicable Segment or Vintage | Not Applicable Segment or Vintage | Not Applicable Segment or Vintage | Not Applicable Segment or Vintage | Not Applicable Segment or Vintage | Not Applicable Segment or Vintage | Not Applicable Segment or Vintage | 0 | 0 | 0 | 0 | 0 | 0 | 0 | 0 | 0 | 0 | 0 | 0 | 0 | 0 | 0 | 0 | 0 | 0 | 0 | 0 | 0 | 0 | 0 | 0 | 0 | 0 | 0 | 0 | 0 | 0 | 0 | 0 | 0 | 0 | 0 | 0 | 0 | 0 | 0 | 0 | 0 | 0 | 0 | 0 | 0 | 0 | 0 | 0 | 0 | 0 | 0 | 0 | 0 | 0 | 0 | 0 | 0 | 0 | 0 | 0 | 0 | 0 | 0 | 0 | 0 | 0 | 0 | 0 | 0 | 0 | 0 | 0 | 0 | 0 | 0 | 0 | 0 | 0 | 0 | 0 | 0 | 0 | 0 | 0 | 0 | 0 | 0 | 0 | 0 | 0 | 0 | 0 | 0 | 0 | 0 | 0 | 0 | 0 | 0 | 0 | 0 | 0 | 0 | 0 | 0 | 0 | 0 | 0 | 0 | 0 | 0 | 0 | 0 | 0 | 0 | 0 | 0 | 0 | 0 | 0 | 0 | 0 | 0 | 0 | 0 | 0 | 0 | 0 | 0 | 0 | 0 | 0 | 0 | 0 | 0 | 0 | 0 | 0 | 0 | 0 | 0 | 0
Lodging - Guest Room Controls_Miscellaneous_New_Equipment that determines the occupancy of the room | Lodging - Guest Room Controls_Miscellaneous_New | Lodging - Guest Room Controls_Commercial_New_manual heating/cooling temperature set-point and fan On/Off/Auto thermostat controls_Equipment that determines the occupancy of the room | Commercial | Miscellaneous | New | Space Heating | Natural Gas | Lodging - Guest Room Controls | NEQ | manual heating/cooling temperature set-point and fan On/Off/Auto thermostat controls | 15 | 15 | 15 | 0 | 0 | 0 | 0 | 0 | Retro5Med | 8.35569166605469E-06 | TBD | A | WCM893 | 0.7 | 0.42 | LodgUnit | 0.0321 | 0 | 0 | 0 | 0 | IL TRM v13 - 4.4.8 - Guest Room Energy Management (PTAC & PTHP) - CI-HVC-GREM-V06-0601 | IL TRM v13 - 4.4.8 - Guest Room Energy Management (PTAC & PTHP) - CI-HVC-GREM-V06-0601 | AEG BEST | 0 | 0 | 319.8724 | manual heating/cooling temperature set-point and fan On/Off/Auto thermostat controls | manual heating/cooling temperature set-point and fan On/Off/Auto thermostat controls | manual heating/cooling temperature set-point and fan On/Off/Auto thermostat controls | manual heating/cooling temperature set-point and fan On/Off/Auto thermostat controls | manual heating/cooling temperature set-point and fan On/Off/Auto thermostat controls | manual heating/cooling temperature set-point and fan On/Off/Auto thermostat controls | manual heating/cooling temperature set-point and fan On/Off/Auto thermostat controls | manual heating/cooling temperature set-point and fan On/Off/Auto thermostat controls | manual heating/cooling temperature set-point and fan On/Off/Auto thermostat controls | manual heating/cooling temperature set-point and fan On/Off/Auto thermostat controls | manual heating/cooling temperature set-point and fan On/Off/Auto thermostat controls | manual heating/cooling temperature set-point and fan On/Off/Auto thermostat controls | manual heating/cooling temperature set-point and fan On/Off/Auto thermostat controls | manual heating/cooling temperature set-point and fan On/Off/Auto thermostat controls | manual heating/cooling temperature set-point and fan On/Off/Auto thermostat controls | manual heating/cooling temperature set-point and fan On/Off/Auto thermostat controls | manual heating/cooling temperature set-point and fan On/Off/Auto thermostat controls | manual heating/cooling temperature set-point and fan On/Off/Auto thermostat controls | manual heating/cooling temperature set-point and fan On/Off/Auto thermostat controls | manual heating/cooling temperature set-point and fan On/Off/Auto thermostat controls | manual heating/cooling temperature set-point and fan On/Off/Auto thermostat controls | manual heating/cooling temperature set-point and fan On/Off/Auto thermostat controls | manual heating/cooling temperature set-point and fan On/Off/Auto thermostat controls | manual heating/cooling temperature set-point and fan On/Off/Auto thermostat controls | manual heating/cooling temperature set-point and fan On/Off/Auto thermostat controls | manual heating/cooling temperature set-point and fan On/Off/Auto thermostat controls | manual heating/cooling temperature set-point and fan On/Off/Auto thermostat controls | manual heating/cooling temperature set-point and fan On/Off/Auto thermostat controls | 0 | 0 | 0 | 0 | 0 | 0 | 0 | 0 | 0 | 0 | 0 | 0 | 0 | 0 | 0 | 0 | 0 | 0 | 0 | 0 | 0 | 0 | 0 | 0 | 0 | 0 | 0 | 0 | 0 | 0 | 0 | 0 | 0 | 0 | 0 | 0 | 0 | 0 | 0 | 0 | 0 | 0 | 0 | 0 | 0 | 0 | 0 | 0 | 0 | 0 | 0 | 0 | 0 | 0 | 0 | 0 | 0 | 0 | 0 | 0 | 0 | 0 | 0 | 0 | 0 | 0 | 0 | 0 | 0 | 0 | 0 | 0 | 0 | 0 | 0 | 0 | 0 | 0 | 0 | 0 | 0 | 0 | 0 | 0 | 0 | 0 | 0 | 0 | 0 | 0 | 0 | 0 | 0 | 0 | 0 | 0 | 0 | 0 | 0 | 0 | 0 | 0 | 0 | 0 | 0 | 0 | 0 | 0 | 0 | 0 | 0 | 0 | Equipment that determines the occupancy of the room | Equipment that determines the occupancy of the room | Equipment that determines the occupancy of the room | Equipment that determines the occupancy of the room | Equipment that determines the occupancy of the room | Equipment that determines the occupancy of the room | Equipment that determines the occupancy of the room | Equipment that determines the occupancy of the room | Equipment that determines the occupancy of the room | Equipment that determines the occupancy of the room | Equipment that determines the occupancy of the room | Equipment that determines the occupancy of the room | Equipment that determines the occupancy of the room | Equipment that determines the occupancy of the room | Equipment that determines the occupancy of the room | Equipment that determines the occupancy of the room | Equipment that determines the occupancy of the room | Equipment that determines the occupancy of the room | Equipment that determines the occupancy of the room | Equipment that determines the occupancy of the room | Equipment that determines the occupancy of the room | Equipment that determines the occupancy of the room | Equipment that determines the occupancy of the room | Equipment that determines the occupancy of the room | Equipment that determines the occupancy of the room | Equipment that determines the occupancy of the room | Equipment that determines the occupancy of the room | Equipment that determines the occupancy of the room | 319.8724 | 319.8724 | 319.8724 | 319.8724 | 319.8724 | 319.8724 | 319.8724 | 319.8724 | 319.8724 | 319.8724 | 319.8724 | 319.8724 | 319.8724 | 319.8724 | 319.8724 | 319.8724 | 319.8724 | 319.8724 | 319.8724 | 319.8724 | 319.8724 | 319.8724 | 319.8724 | 319.8724 | 319.8724 | 319.8724 | 319.8724 | 319.8724 | 0 | 0 | 0 | 0 | 0 | 0 | 0 | 0 | 0 | 0 | 0 | 0 | 0 | 0 | 0 | 0 | 0 | 0 | 0 | 0 | 0 | 0 | 0 | 0 | 0 | 0 | 0 | 0 | 0 | 0 | 0 | 0 | 0 | 0 | 0 | 0 | 0 | 0 | 0 | 0 | 0 | 0 | 0 | 0 | 0 | 0 | 0 | 0 | 0 | 0 | 0 | 0 | 0 | 0 | 0 | 0 | 0 | 0 | 0 | 0 | 0 | 0 | 0 | 0 | 0 | 0 | 0 | 0 | 0 | 0 | 0 | 0 | 0 | 0 | 0 | 0 | 0 | 0 | 0 | 0 | 0 | 0 | 0 | 0 | 0 | 0 | 0 | 0 | 0 | 0 | 0 | 0 | 0 | 0 | 0 | 0 | 0 | 0 | 0 | 0 | 0 | 0 | 0 | 0 | 0 | 0 | 0 | 0 | 0 | 0 | 0 | 0 | 0 | 0 | 0 | 0 | 0 | 0 | 0 | 0 | 0 | 0 | 0 | 0 | 0 | 0 | 0 | 0 | 0 | 0 | 0 | 0 | 0 | 0 | 0 | 0 | 0 | 0 | 0 | 0 | Equipment that determines the occupancy of the room | Equipment that determines the occupancy of the room | Equipment that determines the occupancy of the room | Equipment that determines the occupancy of the room | Equipment that determines the occupancy of the room | Equipment that determines the occupancy of the room | Equipment that determines the occupancy of the room | Equipment that determines the occupancy of the room | Equipment that determines the occupancy of the room | Equipment that determines the occupancy of the room | Equipment that determines the occupancy of the room | Equipment that determines the occupancy of the room | Equipment that determines the occupancy of the room | Equipment that determines the occupancy of the room | Equipment that determines the occupancy of the room | Equipment that determines the occupancy of the room | Equipment that determines the occupancy of the room | Equipment that determines the occupancy of the room | Equipment that determines the occupancy of the room | Equipment that determines the occupancy of the room | Equipment that determines the occupancy of the room | Equipment that determines the occupancy of the room | Equipment that determines the occupancy of the room | Equipment that determines the occupancy of the room | Equipment that determines the occupancy of the room | Equipment that determines the occupancy of the room | Equipment that determines the occupancy of the room | Equipment that determines the occupancy of the room | 319.8724 | 319.8724 | 319.8724 | 319.8724 | 319.8724 | 319.8724 | 319.8724 | 319.8724 | 319.8724 | 319.8724 | 319.8724 | 319.8724 | 319.8724 | 319.8724 | 319.8724 | 319.8724 | 319.8724 | 319.8724 | 319.8724 | 319.8724 | 319.8724 | 319.8724 | 319.8724 | 319.8724 | 319.8724 | 319.8724 | 319.8724 | 319.8724 | 0 | 0 | 0 | 0 | 0 | 0 | 0 | 0 | 0 | 0 | 0 | 0 | 0 | 0 | 0 | 0 | 0 | 0 | 0 | 0 | 0 | 0 | 0 | 0 | 0 | 0 | 0 | 0 | 0 | 0 | 0 | 0 | 0 | 0 | 0 | 0 | 0 | 0 | 0 | 0 | 0 | 0 | 0 | 0 | 0 | 0 | 0 | 0 | 0 | 0 | 0 | 0 | 0 | 0 | 0 | 0 | 0 | 0 | 0 | 0 | 0 | 0 | 0 | 0 | 0 | 0 | 0 | 0 | 0 | 0 | 0 | 0 | 0 | 0 | 0 | 0 | 0 | 0 | 0 | 0 | 0 | 0 | 0 | 0 | 0 | 0 | 0 | 0 | 0 | 0 | 0 | 0 | 0 | 0 | 0 | 0 | 0 | 0 | 0 | 0 | 0 | 0 | 0 | 0 | 0 | 0 | 0 | 0 | 0 | 0 | 0 | 0 | 0 | 0
Retrocommissioning_Miscellaneous_New_Not Applicable Segment or Vintage | Retrocommissioning_Miscellaneous_New | Retrocommissioning_Commercial_New_Not Applicable Segment or Vintage_Not Applicable Segment or Vintage | Commercial | Miscellaneous | New | Space Heating | Natural Gas | Retrocommissioning | NEQ | Not Applicable Segment or Vintage | 3 | 3 | 3 | 0 | 0 | 0 | 0 | 0 | RetroEven20 | 0.03333333333333333 | TBD | A | WCM899 | 0.7 | 0.42 | sqft | 0.0321 | 0 | 0 | 0 | 0 | Not Applicable Segment or Vintage | Not Applicable Segment or Vintage | Not Applicable Segment or Vintage | 0 | 0 | 0 | Not Applicable Segment or Vintage | Not Applicable Segment or Vintage | Not Applicable Segment or Vintage | Not Applicable Segment or Vintage | Not Applicable Segment or Vintage | Not Applicable Segment or Vintage | Not Applicable Segment or Vintage | Not Applicable Segment or Vintage | Not Applicable Segment or Vintage | Not Applicable Segment or Vintage | Not Applicable Segment or Vintage | Not Applicable Segment or Vintage | Not Applicable Segment or Vintage | Not Applicable Segment or Vintage | Not Applicable Segment or Vintage | Not Applicable Segment or Vintage | Not Applicable Segment or Vintage | Not Applicable Segment or Vintage | Not Applicable Segment or Vintage | Not Applicable Segment or Vintage | Not Applicable Segment or Vintage | Not Applicable Segment or Vintage | Not Applicable Segment or Vintage | Not Applicable Segment or Vintage | Not Applicable Segment or Vintage | Not Applicable Segment or Vintage | Not Applicable Segment or Vintage | Not Applicable Segment or Vintage | 0 | 0 | 0 | 0 | 0 | 0 | 0 | 0 | 0 | 0 | 0 | 0 | 0 | 0 | 0 | 0 | 0 | 0 | 0 | 0 | 0 | 0 | 0 | 0 | 0 | 0 | 0 | 0 | 0 | 0 | 0 | 0 | 0 | 0 | 0 | 0 | 0 | 0 | 0 | 0 | 0 | 0 | 0 | 0 | 0 | 0 | 0 | 0 | 0 | 0 | 0 | 0 | 0 | 0 | 0 | 0 | 0 | 0 | 0 | 0 | 0 | 0 | 0 | 0 | 0 | 0 | 0 | 0 | 0 | 0 | 0 | 0 | 0 | 0 | 0 | 0 | 0 | 0 | 0 | 0 | 0 | 0 | 0 | 0 | 0 | 0 | 0 | 0 | 0 | 0 | 0 | 0 | 0 | 0 | 0 | 0 | 0 | 0 | 0 | 0 | 0 | 0 | 0 | 0 | 0 | 0 | 0 | 0 | 0 | 0 | 0 | 0 | Not Applicable Segment or Vintage | Not Applicable Segment or Vintage | Not Applicable Segment or Vintage | Not Applicable Segment or Vintage | Not Applicable Segment or Vintage | Not Applicable Segment or Vintage | Not Applicable Segment or Vintage | Not Applicable Segment or Vintage | Not Applicable Segment or Vintage | Not Applicable Segment or Vintage | Not Applicable Segment or Vintage | Not Applicable Segment or Vintage | Not Applicable Segment or Vintage | Not Applicable Segment or Vintage | Not Applicable Segment or Vintage | Not Applicable Segment or Vintage | Not Applicable Segment or Vintage | Not Applicable Segment or Vintage | Not Applicable Segment or Vintage | Not Applicable Segment or Vintage | Not Applicable Segment or Vintage | Not Applicable Segment or Vintage | Not Applicable Segment or Vintage | Not Applicable Segment or Vintage | Not Applicable Segment or Vintage | Not Applicable Segment or Vintage | Not Applicable Segment or Vintage | Not Applicable Segment or Vintage | 0 | 0 | 0 | 0 | 0 | 0 | 0 | 0 | 0 | 0 | 0 | 0 | 0 | 0 | 0 | 0 | 0 | 0 | 0 | 0 | 0 | 0 | 0 | 0 | 0 | 0 | 0 | 0 | 0 | 0 | 0 | 0 | 0 | 0 | 0 | 0 | 0 | 0 | 0 | 0 | 0 | 0 | 0 | 0 | 0 | 0 | 0 | 0 | 0 | 0 | 0 | 0 | 0 | 0 | 0 | 0 | 0 | 0 | 0 | 0 | 0 | 0 | 0 | 0 | 0 | 0 | 0 | 0 | 0 | 0 | 0 | 0 | 0 | 0 | 0 | 0 | 0 | 0 | 0 | 0 | 0 | 0 | 0 | 0 | 0 | 0 | 0 | 0 | 0 | 0 | 0 | 0 | 0 | 0 | 0 | 0 | 0 | 0 | 0 | 0 | 0 | 0 | 0 | 0 | 0 | 0 | 0 | 0 | 0 | 0 | 0 | 0 | 0 | 0 | 0 | 0 | 0 | 0 | 0 | 0 | 0 | 0 | 0 | 0 | 0 | 0 | 0 | 0 | 0 | 0 | 0 | 0 | 0 | 0 | 0 | 0 | 0 | 0 | 0 | 0 | 0 | 0 | 0 | 0 | 0 | 0 | 0 | 0 | 0 | 0 | 0 | 0 | 0 | 0 | 0 | 0 | 0 | 0 | 0 | 0 | 0 | 0 | 0 | 0 | 0 | 0 | 0 | 0 | Not Applicable Segment or Vintage | Not Applicable Segment or Vintage | Not Applicable Segment or Vintage | Not Applicable Segment or Vintage | Not Applicable Segment or Vintage | Not Applicable Segment or Vintage | Not Applicable Segment or Vintage | Not Applicable Segment or Vintage | Not Applicable Segment or Vintage | Not Applicable Segment or Vintage | Not Applicable Segment or Vintage | Not Applicable Segment or Vintage | Not Applicable Segment or Vintage | Not Applicable Segment or Vintage | Not Applicable Segment or Vintage | Not Applicable Segment or Vintage | Not Applicable Segment or Vintage | Not Applicable Segment or Vintage | Not Applicable Segment or Vintage | Not Applicable Segment or Vintage | Not Applicable Segment or Vintage | Not Applicable Segment or Vintage | Not Applicable Segment or Vintage | Not Applicable Segment or Vintage | Not Applicable Segment or Vintage | Not Applicable Segment or Vintage | Not Applicable Segment or Vintage | Not Applicable Segment or Vintage | 0 | 0 | 0 | 0 | 0 | 0 | 0 | 0 | 0 | 0 | 0 | 0 | 0 | 0 | 0 | 0 | 0 | 0 | 0 | 0 | 0 | 0 | 0 | 0 | 0 | 0 | 0 | 0 | 0 | 0 | 0 | 0 | 0 | 0 | 0 | 0 | 0 | 0 | 0 | 0 | 0 | 0 | 0 | 0 | 0 | 0 | 0 | 0 | 0 | 0 | 0 | 0 | 0 | 0 | 0 | 0 | 0 | 0 | 0 | 0 | 0 | 0 | 0 | 0 | 0 | 0 | 0 | 0 | 0 | 0 | 0 | 0 | 0 | 0 | 0 | 0 | 0 | 0 | 0 | 0 | 0 | 0 | 0 | 0 | 0 | 0 | 0 | 0 | 0 | 0 | 0 | 0 | 0 | 0 | 0 | 0 | 0 | 0 | 0 | 0 | 0 | 0 | 0 | 0 | 0 | 0 | 0 | 0 | 0 | 0 | 0 | 0 | 0 | 0 | 0 | 0 | 0 | 0 | 0 | 0 | 0 | 0 | 0 | 0 | 0 | 0 | 0 | 0 | 0 | 0 | 0 | 0 | 0 | 0 | 0 | 0 | 0 | 0 | 0 | 0 | 0 | 0
Strategic Energy Management_Miscellaneous_New_Implementation of strategic energy management program. | Strategic Energy Management_Miscellaneous_New | Strategic Energy Management_Commercial_New_No strategic energy management._Implementation of strategic energy management program. | Commercial | Miscellaneous | New | Space Heating | Natural Gas | Strategic Energy Management | NEQ | No strategic energy management. | 3 | 3 | 3 | 0 | 0 | 0 | 0 | 0 | RetroEven20 | 0.03333333333333333 | TBD | A | WCM897 | 0.7 | 0.42 | sqft | 0.0321 | 0 | 0 | 0 | 0 | 2021 Power Plan - Com-EM-2021P_V4 - Commercial SEM, Northwest Power and Conservation Council (NWPCC), 2021 Power Plan Conservation Supply Workbooks. January 2022. | 2021 Power Plan - Com-EM-2021P_V4 - Commercial SEM, Northwest Power and Conservation Council (NWPCC), 2021 Power Plan Conservation Supply Workbooks. January 2022. | 2021 Power Plan - Com-EM-2021P_V4 - Commercial SEM, Northwest Power and Conservation Council (NWPCC), 2021 Power Plan Conservation Supply Workbooks. January 2022. | 0 | 0 | 0.19271 | No strategic energy management. | No strategic energy management. | No strategic energy management. | No strategic energy management. | No strategic energy management. | No strategic energy management. | No strategic energy management. | No strategic energy management. | No strategic energy management. | No strategic energy management. | No strategic energy management. | No strategic energy management. | No strategic energy management. | No strategic energy management. | No strategic energy management. | No strategic energy management. | No strategic energy management. | No strategic energy management. | No strategic energy management. | No strategic energy management. | No strategic energy management. | No strategic energy management. | No strategic energy management. | No strategic energy management. | No strategic energy management. | No strategic energy management. | No strategic energy management. | No strategic energy management. | 0 | 0 | 0 | 0 | 0 | 0 | 0 | 0 | 0 | 0 | 0 | 0 | 0 | 0 | 0 | 0 | 0 | 0 | 0 | 0 | 0 | 0 | 0 | 0 | 0 | 0 | 0 | 0 | 0 | 0 | 0 | 0 | 0 | 0 | 0 | 0 | 0 | 0 | 0 | 0 | 0 | 0 | 0 | 0 | 0 | 0 | 0 | 0 | 0 | 0 | 0 | 0 | 0 | 0 | 0 | 0 | 0 | 0 | 0 | 0 | 0 | 0 | 0 | 0 | 0 | 0 | 0 | 0 | 0 | 0 | 0 | 0 | 0 | 0 | 0 | 0 | 0 | 0 | 0 | 0 | 0 | 0 | 0 | 0 | 0 | 0 | 0 | 0 | 0 | 0 | 0 | 0 | 0 | 0 | 0 | 0 | 0 | 0 | 0 | 0 | 0 | 0 | 0 | 0 | 0 | 0 | 0 | 0 | 0 | 0 | 0 | 0 | Implementation of strategic energy management program. | Implementation of strategic energy management program. | Implementation of strategic energy management program. | Implementation of strategic energy management program. | Implementation of strategic energy management program. | Implementation of strategic energy management program. | Implementation of strategic energy management program. | Implementation of strategic energy management program. | Implementation of strategic energy management program. | Implementation of strategic energy management program. | Implementation of strategic energy management program. | Implementation of strategic energy management program. | Implementation of strategic energy management program. | Implementation of strategic energy management program. | Implementation of strategic energy management program. | Implementation of strategic energy management program. | Implementation of strategic energy management program. | Implementation of strategic energy management program. | Implementation of strategic energy management program. | Implementation of strategic energy management program. | Implementation of strategic energy management program. | Implementation of strategic energy management program. | Implementation of strategic energy management program. | Implementation of strategic energy management program. | Implementation of strategic energy management program. | Implementation of strategic energy management program. | Implementation of strategic energy management program. | Implementation of strategic energy management program. | 0.1927 | 0.1927 | 0.1927 | 0.1927 | 0.1927 | 0.1927 | 0.1927 | 0.1927 | 0.1927 | 0.1927 | 0.1927 | 0.1927 | 0.1927 | 0.1927 | 0.1927 | 0.1927 | 0.1927 | 0.1927 | 0.1927 | 0.1927 | 0.1927 | 0.1927 | 0.1927 | 0.1927 | 0.1927 | 0.1927 | 0.1927 | 0.1927 | 0 | 0 | 0 | 0 | 0 | 0 | 0 | 0 | 0 | 0 | 0 | 0 | 0 | 0 | 0 | 0 | 0 | 0 | 0 | 0 | 0 | 0 | 0 | 0 | 0 | 0 | 0 | 0 | 0 | 0 | 0 | 0 | 0 | 0 | 0 | 0 | 0 | 0 | 0 | 0 | 0 | 0 | 0 | 0 | 0 | 0 | 0 | 0 | 0 | 0 | 0 | 0 | 0 | 0 | 0 | 0 | 0 | 0 | 0 | 0 | 0 | 0 | 0 | 0 | 0 | 0 | 0 | 0 | 0 | 0 | 0 | 0 | 0 | 0 | 0 | 0 | 0 | 0 | 0 | 0 | 0 | 0 | 0 | 0 | 0 | 0 | 0 | 0 | 0 | 0 | 0 | 0 | 0 | 0 | 0 | 0 | 0 | 0 | 0 | 0 | 0 | 0 | 0 | 0 | 0 | 0 | 0 | 0 | 0 | 0 | 0 | 0 | 0 | 0 | 0 | 0 | 0 | 0 | 0 | 0 | 0 | 0 | 0 | 0 | 0 | 0 | 0 | 0 | 0 | 0 | 0 | 0 | 0 | 0 | 0 | 0 | 0 | 0 | 0 | 0 | Implementation of strategic energy management program. | Implementation of strategic energy management program. | Implementation of strategic energy management program. | Implementation of strategic energy management program. | Implementation of strategic energy management program. | Implementation of strategic energy management program. | Implementation of strategic energy management program. | Implementation of strategic energy management program. | Implementation of strategic energy management program. | Implementation of strategic energy management program. | Implementation of strategic energy management program. | Implementation of strategic energy management program. | Implementation of strategic energy management program. | Implementation of strategic energy management program. | Implementation of strategic energy management program. | Implementation of strategic energy management program. | Implementation of strategic energy management program. | Implementation of strategic energy management program. | Implementation of strategic energy management program. | Implementation of strategic energy management program. | Implementation of strategic energy management program. | Implementation of strategic energy management program. | Implementation of strategic energy management program. | Implementation of strategic energy management program. | Implementation of strategic energy management program. | Implementation of strategic energy management program. | Implementation of strategic energy management program. | Implementation of strategic energy management program. | 0.1927 | 0.1927 | 0.1927 | 0.1927 | 0.1927 | 0.1927 | 0.1927 | 0.1927 | 0.1927 | 0.1927 | 0.1927 | 0.1927 | 0.1927 | 0.1927 | 0.1927 | 0.1927 | 0.1927 | 0.1927 | 0.1927 | 0.1927 | 0.1927 | 0.1927 | 0.1927 | 0.1927 | 0.1927 | 0.1927 | 0.1927 | 0.1927 | 0 | 0 | 0 | 0 | 0 | 0 | 0 | 0 | 0 | 0 | 0 | 0 | 0 | 0 | 0 | 0 | 0 | 0 | 0 | 0 | 0 | 0 | 0 | 0 | 0 | 0 | 0 | 0 | 0 | 0 | 0 | 0 | 0 | 0 | 0 | 0 | 0 | 0 | 0 | 0 | 0 | 0 | 0 | 0 | 0 | 0 | 0 | 0 | 0 | 0 | 0 | 0 | 0 | 0 | 0 | 0 | 0 | 0 | 0 | 0 | 0 | 0 | 0 | 0 | 0 | 0 | 0 | 0 | 0 | 0 | 0 | 0 | 0 | 0 | 0 | 0 | 0 | 0 | 0 | 0 | 0 | 0 | 0 | 0 | 0 | 0 | 0 | 0 | 0 | 0 | 0 | 0 | 0 | 0 | 0 | 0 | 0 | 0 | 0 | 0 | 0 | 0 | 0 | 0 | 0 | 0 | 0 | 0 | 0 | 0 | 0 | 0 | 0 | 0
Ventilation - Demand Controlled_Miscellaneous_New_new CO2 sensors installed on return air systems where no other sensors were previously installed | Ventilation - Demand Controlled_Miscellaneous_New | Ventilation - Demand Controlled_Commercial_New_space with no demand control capability_new CO2 sensors installed on return air systems where no other sensors were previously installed | Commercial | Miscellaneous | New | Space Heating | Natural Gas | Ventilation - Demand Controlled | NEQ | space with no demand control capability | 10 | 10 | 10 | 0 | 0 | 0 | 0.08892 | 0.29654 | Retro3Slow | 0.004128203794943829 | TBD | A | WCM861 | 0.7 | 0.42 | sqft | 0.0321 | 0 | 0 | 0 | 0 | IL TRM v13 - 4.4.19 - Demand Controlled Ventilation - CI-HVC-DCV-V07-240101 | IL TRM v13 - 4.4.19 - Demand Controlled Ventilation - CI-HVC-DCV-V07-240101 | IL TRM v13 - 4.4.19 - Demand Controlled Ventilation - CI-HVC-DCV-V07-240101 | 0 | 0 | 0.53487 | space with no demand control capability | space with no demand control capability | space with no demand control capability | space with no demand control capability | space with no demand control capability | space with no demand control capability | space with no demand control capability | space with no demand control capability | space with no demand control capability | space with no demand control capability | space with no demand control capability | space with no demand control capability | space with no demand control capability | space with no demand control capability | space with no demand control capability | space with no demand control capability | space with no demand control capability | space with no demand control capability | space with no demand control capability | space with no demand control capability | space with no demand control capability | space with no demand control capability | space with no demand control capability | space with no demand control capability | space with no demand control capability | space with no demand control capability | space with no demand control capability | space with no demand control capability | 0 | 0 | 0 | 0 | 0 | 0 | 0 | 0 | 0 | 0 | 0 | 0 | 0 | 0 | 0 | 0 | 0 | 0 | 0 | 0 | 0 | 0 | 0 | 0 | 0 | 0 | 0 | 0 | 0 | 0 | 0 | 0 | 0 | 0 | 0 | 0 | 0 | 0 | 0 | 0 | 0 | 0 | 0 | 0 | 0 | 0 | 0 | 0 | 0 | 0 | 0 | 0 | 0 | 0 | 0 | 0 | 0 | 0 | 0 | 0 | 0 | 0 | 0 | 0 | 0 | 0 | 0 | 0 | 0 | 0 | 0 | 0 | 0 | 0 | 0 | 0 | 0 | 0 | 0 | 0 | 0 | 0 | 0 | 0 | 0 | 0 | 0 | 0 | 0 | 0 | 0 | 0 | 0 | 0 | 0 | 0 | 0 | 0 | 0 | 0 | 0 | 0 | 0 | 0 | 0 | 0 | 0 | 0 | 0 | 0 | 0 | 0 | new CO2 sensors installed on return air systems where no other sensors were previously installed | new CO2 sensors installed on return air systems where no other sensors were previously installed | new CO2 sensors installed on return air systems where no other sensors were previously installed | new CO2 sensors installed on return air systems where no other sensors were previously installed | new CO2 sensors installed on return air systems where no other sensors were previously installed | new CO2 sensors installed on return air systems where no other sensors were previously installed | new CO2 sensors installed on return air systems where no other sensors were previously installed | new CO2 sensors installed on return air systems where no other sensors were previously installed | new CO2 sensors installed on return air systems where no other sensors were previously installed | new CO2 sensors installed on return air systems where no other sensors were previously installed | new CO2 sensors installed on return air systems where no other sensors were previously installed | new CO2 sensors installed on return air systems where no other sensors were previously installed | new CO2 sensors installed on return air systems where no other sensors were previously installed | new CO2 sensors installed on return air systems where no other sensors were previously installed | new CO2 sensors installed on return air systems where no other sensors were previously installed | new CO2 sensors installed on return air systems where no other sensors were previously installed | new CO2 sensors installed on return air systems where no other sensors were previously installed | new CO2 sensors installed on return air systems where no other sensors were previously installed | new CO2 sensors installed on return air systems where no other sensors were previously installed | new CO2 sensors installed on return air systems where no other sensors were previously installed | new CO2 sensors installed on return air systems where no other sensors were previously installed | new CO2 sensors installed on return air systems where no other sensors were previously installed | new CO2 sensors installed on return air systems where no other sensors were previously installed | new CO2 sensors installed on return air systems where no other sensors were previously installed | new CO2 sensors installed on return air systems where no other sensors were previously installed | new CO2 sensors installed on return air systems where no other sensors were previously installed | new CO2 sensors installed on return air systems where no other sensors were previously installed | new CO2 sensors installed on return air systems where no other sensors were previously installed | 0.5349 | 0.5349 | 0.5349 | 0.5349 | 0.5349 | 0.5349 | 0.5349 | 0.5349 | 0.5349 | 0.5349 | 0.5349 | 0.5349 | 0.5349 | 0.5349 | 0.5349 | 0.5349 | 0.5349 | 0.5349 | 0.5349 | 0.5349 | 0.5349 | 0.5349 | 0.5349 | 0.5349 | 0.5349 | 0.5349 | 0.5349 | 0.5349 | 0 | 0 | 0 | 0 | 0 | 0 | 0 | 0 | 0 | 0 | 0 | 0 | 0 | 0 | 0 | 0 | 0 | 0 | 0 | 0 | 0 | 0 | 0 | 0 | 0 | 0 | 0 | 0 | 0 | 0 | 0 | 0 | 0 | 0 | 0 | 0 | 0 | 0 | 0 | 0 | 0 | 0 | 0 | 0 | 0 | 0 | 0 | 0 | 0 | 0 | 0 | 0 | 0 | 0 | 0 | 0 | 0 | 0 | 0 | 0 | 0 | 0 | 0 | 0 | 0 | 0 | 0 | 0 | 0 | 0 | 0 | 0 | 0 | 0 | 0 | 0 | 0 | 0 | 0 | 0 | 0 | 0 | 0 | 0 | 0 | 0 | 0 | 0 | 0 | 0 | 0 | 0 | 0 | 0 | 0 | 0 | 0 | 0 | 0 | 0 | 0 | 0 | 0 | 0 | 0 | 0 | 0 | 0 | 0 | 0 | 0 | 0 | 0 | 0 | 0 | 0 | 0 | 0 | 0 | 0 | 0 | 0 | 0 | 0 | 0 | 0 | 0 | 0 | 0 | 0 | 0 | 0 | 0 | 0 | 0 | 0 | 0 | 0 | 0 | 0 | new CO2 sensors installed on return air systems where no other sensors were previously installed | new CO2 sensors installed on return air systems where no other sensors were previously installed | new CO2 sensors installed on return air systems where no other sensors were previously installed | new CO2 sensors installed on return air systems where no other sensors were previously installed | new CO2 sensors installed on return air systems where no other sensors were previously installed | new CO2 sensors installed on return air systems where no other sensors were previously installed | new CO2 sensors installed on return air systems where no other sensors were previously installed | new CO2 sensors installed on return air systems where no other sensors were previously installed | new CO2 sensors installed on return air systems where no other sensors were previously installed | new CO2 sensors installed on return air systems where no other sensors were previously installed | new CO2 sensors installed on return air systems where no other sensors were previously installed | new CO2 sensors installed on return air systems where no other sensors were previously installed | new CO2 sensors installed on return air systems where no other sensors were previously installed | new CO2 sensors installed on return air systems where no other sensors were previously installed | new CO2 sensors installed on return air systems where no other sensors were previously installed | new CO2 sensors installed on return air systems where no other sensors were previously installed | new CO2 sensors installed on return air systems where no other sensors were previously installed | new CO2 sensors installed on return air systems where no other sensors were previously installed | new CO2 sensors installed on return air systems where no other sensors were previously installed | new CO2 sensors installed on return air systems where no other sensors were previously installed | new CO2 sensors installed on return air systems where no other sensors were previously installed | new CO2 sensors installed on return air systems where no other sensors were previously installed | new CO2 sensors installed on return air systems where no other sensors were previously installed | new CO2 sensors installed on return air systems where no other sensors were previously installed | new CO2 sensors installed on return air systems where no other sensors were previously installed | new CO2 sensors installed on return air systems where no other sensors were previously installed | new CO2 sensors installed on return air systems where no other sensors were previously installed | new CO2 sensors installed on return air systems where no other sensors were previously installed | 0.5349 | 0.5349 | 0.5349 | 0.5349 | 0.5349 | 0.5349 | 0.5349 | 0.5349 | 0.5349 | 0.5349 | 0.5349 | 0.5349 | 0.5349 | 0.5349 | 0.5349 | 0.5349 | 0.5349 | 0.5349 | 0.5349 | 0.5349 | 0.5349 | 0.5349 | 0.5349 | 0.5349 | 0.5349 | 0.5349 | 0.5349 | 0.5349 | 0 | 0 | 0 | 0 | 0 | 0 | 0 | 0 | 0 | 0 | 0 | 0 | 0 | 0 | 0 | 0 | 0 | 0 | 0 | 0 | 0 | 0 | 0 | 0 | 0 | 0 | 0 | 0 | 0 | 0 | 0 | 0 | 0 | 0 | 0 | 0 | 0 | 0 | 0 | 0 | 0 | 0 | 0 | 0 | 0 | 0 | 0 | 0 | 0 | 0 | 0 | 0 | 0 | 0 | 0 | 0 | 0 | 0 | 0 | 0 | 0 | 0 | 0 | 0 | 0 | 0 | 0 | 0 | 0 | 0 | 0 | 0 | 0 | 0 | 0 | 0 | 0 | 0 | 0 | 0 | 0 | 0 | 0 | 0 | 0 | 0 | 0 | 0 | 0 | 0 | 0 | 0 | 0 | 0 | 0 | 0 | 0 | 0 | 0 | 0 | 0 | 0 | 0 | 0 | 0 | 0 | 0 | 0 | 0 | 0 | 0 | 0 | 0 | 0
Windows - High Efficiency Glazing_Miscellaneous_New_U-0.29 Window | Windows - High Efficiency Glazing_Miscellaneous_New | Windows - High Efficiency Glazing_Commercial_New_U-0.34 Window_U-0.29 Window | Commercial | Miscellaneous | New | Space Heating | Natural Gas | Windows - High Efficiency Glazing | NEQ | U-0.34 Window | 45 | 45 | 45 | 0 | 0 | 0 | 0.42485 | 0.94953 | Retro1Slow | 0.012666666666666666 | TBD | A | WCM855 | 0.7 | 0.42 | sqft window | 0.0321 | 0 | 0 | 0 | 0 | RTF Wkbk - ComWeatherizationSchool_v4_1 | RTF Workbook - ComWeatherizationSchool_v4_1 - AEG Adjusted | AEG BEST | 0 | 0 | 5.2306 | U-0.34 Window | U-0.34 Window | U-0.34 Window | U-0.34 Window | U-0.34 Window | U-0.34 Window | U-0.34 Window | U-0.34 Window | U-0.34 Window | U-0.34 Window | U-0.34 Window | U-0.34 Window | U-0.34 Window | U-0.34 Window | U-0.34 Window | U-0.34 Window | U-0.34 Window | U-0.34 Window | U-0.34 Window | U-0.34 Window | U-0.34 Window | U-0.34 Window | U-0.34 Window | U-0.34 Window | U-0.34 Window | U-0.34 Window | U-0.34 Window | U-0.34 Window | 0 | 0 | 0 | 0 | 0 | 0 | 0 | 0 | 0 | 0 | 0 | 0 | 0 | 0 | 0 | 0 | 0 | 0 | 0 | 0 | 0 | 0 | 0 | 0 | 0 | 0 | 0 | 0 | 0 | 0 | 0 | 0 | 0 | 0 | 0 | 0 | 0 | 0 | 0 | 0 | 0 | 0 | 0 | 0 | 0 | 0 | 0 | 0 | 0 | 0 | 0 | 0 | 0 | 0 | 0 | 0 | 0 | 0 | 0 | 0 | 0 | 0 | 0 | 0 | 0 | 0 | 0 | 0 | 0 | 0 | 0 | 0 | 0 | 0 | 0 | 0 | 0 | 0 | 0 | 0 | 0 | 0 | 0 | 0 | 0 | 0 | 0 | 0 | 0 | 0 | 0 | 0 | 0 | 0 | 0 | 0 | 0 | 0 | 0 | 0 | 0 | 0 | 0 | 0 | 0 | 0 | 0 | 0 | 0 | 0 | 0 | 0 | U-0.29 Window | U-0.29 Window | U-0.29 Window | U-0.29 Window | U-0.29 Window | U-0.29 Window | U-0.29 Window | U-0.29 Window | U-0.29 Window | U-0.29 Window | U-0.29 Window | U-0.29 Window | U-0.29 Window | U-0.29 Window | U-0.29 Window | U-0.29 Window | U-0.29 Window | U-0.29 Window | U-0.29 Window | U-0.29 Window | U-0.29 Window | U-0.29 Window | U-0.29 Window | U-0.29 Window | U-0.29 Window | U-0.29 Window | U-0.29 Window | U-0.29 Window | 5.2306 | 5.2306 | 5.2306 | 5.2306 | 5.2306 | 5.2306 | 5.2306 | 5.2306 | 5.2306 | 5.2306 | 5.2306 | 5.2306 | 5.2306 | 5.2306 | 5.2306 | 5.2306 | 5.2306 | 5.2306 | 5.2306 | 5.2306 | 5.2306 | 5.2306 | 5.2306 | 5.2306 | 5.2306 | 5.2306 | 5.2306 | 5.2306 | 0 | 0 | 0 | 0 | 0 | 0 | 0 | 0 | 0 | 0 | 0 | 0 | 0 | 0 | 0 | 0 | 0 | 0 | 0 | 0 | 0 | 0 | 0 | 0 | 0 | 0 | 0 | 0 | 0 | 0 | 0 | 0 | 0 | 0 | 0 | 0 | 0 | 0 | 0 | 0 | 0 | 0 | 0 | 0 | 0 | 0 | 0 | 0 | 0 | 0 | 0 | 0 | 0 | 0 | 0 | 0 | 0 | 0 | 0 | 0 | 0 | 0 | 0 | 0 | 0 | 0 | 0 | 0 | 0 | 0 | 0 | 0 | 0 | 0 | 0 | 0 | 0 | 0 | 0 | 0 | 0 | 0 | 0 | 0 | 0 | 0 | 0 | 0 | 0 | 0 | 0 | 0 | 0 | 0 | 0 | 0 | 0 | 0 | 0 | 0 | 0 | 0 | 0 | 0 | 0 | 0 | 0 | 0 | 0 | 0 | 0 | 0 | 0 | 0 | 0 | 0 | 0 | 0 | 0 | 0 | 0 | 0 | 0 | 0 | 0 | 0 | 0 | 0 | 0 | 0 | 0 | 0 | 0 | 0 | 0 | 0 | 0 | 0 | 0 | 0 | U-0.29 Window | U-0.29 Window | U-0.29 Window | U-0.29 Window | U-0.29 Window | U-0.29 Window | U-0.29 Window | U-0.29 Window | U-0.29 Window | U-0.29 Window | U-0.29 Window | U-0.29 Window | U-0.29 Window | U-0.29 Window | U-0.29 Window | U-0.29 Window | U-0.29 Window | U-0.29 Window | U-0.29 Window | U-0.29 Window | U-0.29 Window | U-0.29 Window | U-0.29 Window | U-0.29 Window | U-0.29 Window | U-0.29 Window | U-0.29 Window | U-0.29 Window | 5.2306 | 5.2306 | 5.2306 | 5.2306 | 5.2306 | 5.2306 | 5.2306 | 5.2306 | 5.2306 | 5.2306 | 5.2306 | 5.2306 | 5.2306 | 5.2306 | 5.2306 | 5.2306 | 5.2306 | 5.2306 | 5.2306 | 5.2306 | 5.2306 | 5.2306 | 5.2306 | 5.2306 | 5.2306 | 5.2306 | 5.2306 | 5.2306 | 0 | 0 | 0 | 0 | 0 | 0 | 0 | 0 | 0 | 0 | 0 | 0 | 0 | 0 | 0 | 0 | 0 | 0 | 0 | 0 | 0 | 0 | 0 | 0 | 0 | 0 | 0 | 0 | 0 | 0 | 0 | 0 | 0 | 0 | 0 | 0 | 0 | 0 | 0 | 0 | 0 | 0 | 0 | 0 | 0 | 0 | 0 | 0 | 0 | 0 | 0 | 0 | 0 | 0 | 0 | 0 | 0 | 0 | 0 | 0 | 0 | 0 | 0 | 0 | 0 | 0 | 0 | 0 | 0 | 0 | 0 | 0 | 0 | 0 | 0 | 0 | 0 | 0 | 0 | 0 | 0 | 0 | 0 | 0 | 0 | 0 | 0 | 0 | 0 | 0 | 0 | 0 | 0 | 0 | 0 | 0 | 0 | 0 | 0 | 0 | 0 | 0 | 0 | 0 | 0 | 0 | 0 | 0 | 0 | 0 | 0 | 0 | 0 | 0
Windows - Secondary Glazing Systems_Miscellaneous_New_Windows Upgraded with Secondary Commercial Window Glazing | Windows - Secondary Glazing Systems_Miscellaneous_New | Windows - Secondary Glazing Systems_Commercial_New_Standard Commercial Windows_Windows Upgraded with Secondary Commercial Window Glazing | Commercial | Miscellaneous | New | Space Heating | Natural Gas | Windows - Secondary Glazing Systems | NEQ | Standard Commercial Windows | 30 | 30 | 30 | 0 | 0 | 0 | 0.01 | 0.5 | Retro1Slow | 0.012666666666666666 | TBD | A | WCM856 | 0.7 | 0.42 | sqft window | 0.0321 | 0 | 0 | 0 | 0 | Regional Technical Forum - UES Workbook - Secondary Glazing Systems (SGS) - ComSecondaryGlazingSystems_v3_1 - AEG Adjusted | Regional Technical Forum - UES Workbook - Secondary Glazing Systems (SGS) - ComSecondaryGlazingSystems_v3_1 - AEG Adjusted | Regional Technical Forum - UES Workbook - Secondary Glazing Systems (SGS) - ComSecondaryGlazingSystems_v3_1 - AEG Adjusted | 0 | 0 | 48.1437 | Standard Commercial Windows | Standard Commercial Windows | Standard Commercial Windows | Standard Commercial Windows | Standard Commercial Windows | Standard Commercial Windows | Standard Commercial Windows | Standard Commercial Windows | Standard Commercial Windows | Standard Commercial Windows | Standard Commercial Windows | Standard Commercial Windows | Standard Commercial Windows | Standard Commercial Windows | Standard Commercial Windows | Standard Commercial Windows | Standard Commercial Windows | Standard Commercial Windows | Standard Commercial Windows | Standard Commercial Windows | Standard Commercial Windows | Standard Commercial Windows | Standard Commercial Windows | Standard Commercial Windows | Standard Commercial Windows | Standard Commercial Windows | Standard Commercial Windows | Standard Commercial Windows | 0 | 0 | 0 | 0 | 0 | 0 | 0 | 0 | 0 | 0 | 0 | 0 | 0 | 0 | 0 | 0 | 0 | 0 | 0 | 0 | 0 | 0 | 0 | 0 | 0 | 0 | 0 | 0 | 0 | 0 | 0 | 0 | 0 | 0 | 0 | 0 | 0 | 0 | 0 | 0 | 0 | 0 | 0 | 0 | 0 | 0 | 0 | 0 | 0 | 0 | 0 | 0 | 0 | 0 | 0 | 0 | 0 | 0 | 0 | 0 | 0 | 0 | 0 | 0 | 0 | 0 | 0 | 0 | 0 | 0 | 0 | 0 | 0 | 0 | 0 | 0 | 0 | 0 | 0 | 0 | 0 | 0 | 0 | 0 | 0 | 0 | 0 | 0 | 0 | 0 | 0 | 0 | 0 | 0 | 0 | 0 | 0 | 0 | 0 | 0 | 0 | 0 | 0 | 0 | 0 | 0 | 0 | 0 | 0 | 0 | 0 | 0 | Windows Upgraded with Secondary Commercial Window Glazing | Windows Upgraded with Secondary Commercial Window Glazing | Windows Upgraded with Secondary Commercial Window Glazing | Windows Upgraded with Secondary Commercial Window Glazing | Windows Upgraded with Secondary Commercial Window Glazing | Windows Upgraded with Secondary Commercial Window Glazing | Windows Upgraded with Secondary Commercial Window Glazing | Windows Upgraded with Secondary Commercial Window Glazing | Windows Upgraded with Secondary Commercial Window Glazing | Windows Upgraded with Secondary Commercial Window Glazing | Windows Upgraded with Secondary Commercial Window Glazing | Windows Upgraded with Secondary Commercial Window Glazing | Windows Upgraded with Secondary Commercial Window Glazing | Windows Upgraded with Secondary Commercial Window Glazing | Windows Upgraded with Secondary Commercial Window Glazing | Windows Upgraded with Secondary Commercial Window Glazing | Windows Upgraded with Secondary Commercial Window Glazing | Windows Upgraded with Secondary Commercial Window Glazing | Windows Upgraded with Secondary Commercial Window Glazing | Windows Upgraded with Secondary Commercial Window Glazing | Windows Upgraded with Secondary Commercial Window Glazing | Windows Upgraded with Secondary Commercial Window Glazing | Windows Upgraded with Secondary Commercial Window Glazing | Windows Upgraded with Secondary Commercial Window Glazing | Windows Upgraded with Secondary Commercial Window Glazing | Windows Upgraded with Secondary Commercial Window Glazing | Windows Upgraded with Secondary Commercial Window Glazing | Windows Upgraded with Secondary Commercial Window Glazing | 48.1437 | 48.1437 | 48.1437 | 48.1437 | 48.1437 | 48.1437 | 48.1437 | 48.1437 | 48.1437 | 48.1437 | 48.1437 | 48.1437 | 48.1437 | 48.1437 | 48.1437 | 48.1437 | 48.1437 | 48.1437 | 48.1437 | 48.1437 | 48.1437 | 48.1437 | 48.1437 | 48.1437 | 48.1437 | 48.1437 | 48.1437 | 48.1437 | 0 | 0 | 0 | 0 | 0 | 0 | 0 | 0 | 0 | 0 | 0 | 0 | 0 | 0 | 0 | 0 | 0 | 0 | 0 | 0 | 0 | 0 | 0 | 0 | 0 | 0 | 0 | 0 | 0 | 0 | 0 | 0 | 0 | 0 | 0 | 0 | 0 | 0 | 0 | 0 | 0 | 0 | 0 | 0 | 0 | 0 | 0 | 0 | 0 | 0 | 0 | 0 | 0 | 0 | 0 | 0 | 0 | 0 | 0 | 0 | 0 | 0 | 0 | 0 | 0 | 0 | 0 | 0 | 0 | 0 | 0 | 0 | 0 | 0 | 0 | 0 | 0 | 0 | 0 | 0 | 0 | 0 | 0 | 0 | 0 | 0 | 0 | 0 | 0 | 0 | 0 | 0 | 0 | 0 | 0 | 0 | 0 | 0 | 0 | 0 | 0 | 0 | 0 | 0 | 0 | 0 | 0 | 0 | 0 | 0 | 0 | 0 | 0 | 0 | 0 | 0 | 0 | 0 | 0 | 0 | 0 | 0 | 0 | 0 | 0 | 0 | 0 | 0 | 0 | 0 | 0 | 0 | 0 | 0 | 0 | 0 | 0 | 0 | 0 | 0 | Windows Upgraded with Secondary Commercial Window Glazing | Windows Upgraded with Secondary Commercial Window Glazing | Windows Upgraded with Secondary Commercial Window Glazing | Windows Upgraded with Secondary Commercial Window Glazing | Windows Upgraded with Secondary Commercial Window Glazing | Windows Upgraded with Secondary Commercial Window Glazing | Windows Upgraded with Secondary Commercial Window Glazing | Windows Upgraded with Secondary Commercial Window Glazing | Windows Upgraded with Secondary Commercial Window Glazing | Windows Upgraded with Secondary Commercial Window Glazing | Windows Upgraded with Secondary Commercial Window Glazing | Windows Upgraded with Secondary Commercial Window Glazing | Windows Upgraded with Secondary Commercial Window Glazing | Windows Upgraded with Secondary Commercial Window Glazing | Windows Upgraded with Secondary Commercial Window Glazing | Windows Upgraded with Secondary Commercial Window Glazing | Windows Upgraded with Secondary Commercial Window Glazing | Windows Upgraded with Secondary Commercial Window Glazing | Windows Upgraded with Secondary Commercial Window Glazing | Windows Upgraded with Secondary Commercial Window Glazing | Windows Upgraded with Secondary Commercial Window Glazing | Windows Upgraded with Secondary Commercial Window Glazing | Windows Upgraded with Secondary Commercial Window Glazing | Windows Upgraded with Secondary Commercial Window Glazing | Windows Upgraded with Secondary Commercial Window Glazing | Windows Upgraded with Secondary Commercial Window Glazing | Windows Upgraded with Secondary Commercial Window Glazing | Windows Upgraded with Secondary Commercial Window Glazing | 48.1437 | 48.1437 | 48.1437 | 48.1437 | 48.1437 | 48.1437 | 48.1437 | 48.1437 | 48.1437 | 48.1437 | 48.1437 | 48.1437 | 48.1437 | 48.1437 | 48.1437 | 48.1437 | 48.1437 | 48.1437 | 48.1437 | 48.1437 | 48.1437 | 48.1437 | 48.1437 | 48.1437 | 48.1437 | 48.1437 | 48.1437 | 48.1437 | 0 | 0 | 0 | 0 | 0 | 0 | 0 | 0 | 0 | 0 | 0 | 0 | 0 | 0 | 0 | 0 | 0 | 0 | 0 | 0 | 0 | 0 | 0 | 0 | 0 | 0 | 0 | 0 | 0 | 0 | 0 | 0 | 0 | 0 | 0 | 0 | 0 | 0 | 0 | 0 | 0 | 0 | 0 | 0 | 0 | 0 | 0 | 0 | 0 | 0 | 0 | 0 | 0 | 0 | 0 | 0 | 0 | 0 | 0 | 0 | 0 | 0 | 0 | 0 | 0 | 0 | 0 | 0 | 0 | 0 | 0 | 0 | 0 | 0 | 0 | 0 | 0 | 0 | 0 | 0 | 0 | 0 | 0 | 0 | 0 | 0 | 0 | 0 | 0 | 0 | 0 | 0 | 0 | 0 | 0 | 0 | 0 | 0 | 0 | 0 | 0 | 0 | 0 | 0 | 0 | 0 | 0 | 0 | 0 | 0 | 0 | 0 | 0 | 0
Gas Boiler - Hot Water Reset_Miscellaneous_New_Not Applicable Segment or Vintage | Gas Boiler - Hot Water Reset_Miscellaneous_New | Gas Boiler - Hot Water Reset_Commercial_New_Not Applicable Segment or Vintage_Not Applicable Segment or Vintage | Commercial | Miscellaneous | New | Space Heating | Natural Gas | Gas Boiler - Hot Water Reset | NEQ | Not Applicable Segment or Vintage | 20 | 20 | 20 | 0 | 0 | 0 | 0 | 0 | Retro5Med | 8.35569166605469E-06 | TBD | A | WCM868 | 0.7 | 0.42 | kBtuh heat | 0.0321 | 0 | 0 | 0 | 0 | Not Applicable Segment or Vintage | Not Applicable Segment or Vintage | Not Applicable Segment or Vintage | 0 | 0 | 0 | Not Applicable Segment or Vintage | Not Applicable Segment or Vintage | Not Applicable Segment or Vintage | Not Applicable Segment or Vintage | Not Applicable Segment or Vintage | Not Applicable Segment or Vintage | Not Applicable Segment or Vintage | Not Applicable Segment or Vintage | Not Applicable Segment or Vintage | Not Applicable Segment or Vintage | Not Applicable Segment or Vintage | Not Applicable Segment or Vintage | Not Applicable Segment or Vintage | Not Applicable Segment or Vintage | Not Applicable Segment or Vintage | Not Applicable Segment or Vintage | Not Applicable Segment or Vintage | Not Applicable Segment or Vintage | Not Applicable Segment or Vintage | Not Applicable Segment or Vintage | Not Applicable Segment or Vintage | Not Applicable Segment or Vintage | Not Applicable Segment or Vintage | Not Applicable Segment or Vintage | Not Applicable Segment or Vintage | Not Applicable Segment or Vintage | Not Applicable Segment or Vintage | Not Applicable Segment or Vintage | 0 | 0 | 0 | 0 | 0 | 0 | 0 | 0 | 0 | 0 | 0 | 0 | 0 | 0 | 0 | 0 | 0 | 0 | 0 | 0 | 0 | 0 | 0 | 0 | 0 | 0 | 0 | 0 | 0 | 0 | 0 | 0 | 0 | 0 | 0 | 0 | 0 | 0 | 0 | 0 | 0 | 0 | 0 | 0 | 0 | 0 | 0 | 0 | 0 | 0 | 0 | 0 | 0 | 0 | 0 | 0 | 0 | 0 | 0 | 0 | 0 | 0 | 0 | 0 | 0 | 0 | 0 | 0 | 0 | 0 | 0 | 0 | 0 | 0 | 0 | 0 | 0 | 0 | 0 | 0 | 0 | 0 | 0 | 0 | 0 | 0 | 0 | 0 | 0 | 0 | 0 | 0 | 0 | 0 | 0 | 0 | 0 | 0 | 0 | 0 | 0 | 0 | 0 | 0 | 0 | 0 | 0 | 0 | 0 | 0 | 0 | 0 | Not Applicable Segment or Vintage | Not Applicable Segment or Vintage | Not Applicable Segment or Vintage | Not Applicable Segment or Vintage | Not Applicable Segment or Vintage | Not Applicable Segment or Vintage | Not Applicable Segment or Vintage | Not Applicable Segment or Vintage | Not Applicable Segment or Vintage | Not Applicable Segment or Vintage | Not Applicable Segment or Vintage | Not Applicable Segment or Vintage | Not Applicable Segment or Vintage | Not Applicable Segment or Vintage | Not Applicable Segment or Vintage | Not Applicable Segment or Vintage | Not Applicable Segment or Vintage | Not Applicable Segment or Vintage | Not Applicable Segment or Vintage | Not Applicable Segment or Vintage | Not Applicable Segment or Vintage | Not Applicable Segment or Vintage | Not Applicable Segment or Vintage | Not Applicable Segment or Vintage | Not Applicable Segment or Vintage | Not Applicable Segment or Vintage | Not Applicable Segment or Vintage | Not Applicable Segment or Vintage | 0 | 0 | 0 | 0 | 0 | 0 | 0 | 0 | 0 | 0 | 0 | 0 | 0 | 0 | 0 | 0 | 0 | 0 | 0 | 0 | 0 | 0 | 0 | 0 | 0 | 0 | 0 | 0 | 0 | 0 | 0 | 0 | 0 | 0 | 0 | 0 | 0 | 0 | 0 | 0 | 0 | 0 | 0 | 0 | 0 | 0 | 0 | 0 | 0 | 0 | 0 | 0 | 0 | 0 | 0 | 0 | 0 | 0 | 0 | 0 | 0 | 0 | 0 | 0 | 0 | 0 | 0 | 0 | 0 | 0 | 0 | 0 | 0 | 0 | 0 | 0 | 0 | 0 | 0 | 0 | 0 | 0 | 0 | 0 | 0 | 0 | 0 | 0 | 0 | 0 | 0 | 0 | 0 | 0 | 0 | 0 | 0 | 0 | 0 | 0 | 0 | 0 | 0 | 0 | 0 | 0 | 0 | 0 | 0 | 0 | 0 | 0 | 0 | 0 | 0 | 0 | 0 | 0 | 0 | 0 | 0 | 0 | 0 | 0 | 0 | 0 | 0 | 0 | 0 | 0 | 0 | 0 | 0 | 0 | 0 | 0 | 0 | 0 | 0 | 0 | 0 | 0 | 0 | 0 | 0 | 0 | 0 | 0 | 0 | 0 | 0 | 0 | 0 | 0 | 0 | 0 | 0 | 0 | 0 | 0 | 0 | 0 | 0 | 0 | 0 | 0 | 0 | 0 | Not Applicable Segment or Vintage | Not Applicable Segment or Vintage | Not Applicable Segment or Vintage | Not Applicable Segment or Vintage | Not Applicable Segment or Vintage | Not Applicable Segment or Vintage | Not Applicable Segment or Vintage | Not Applicable Segment or Vintage | Not Applicable Segment or Vintage | Not Applicable Segment or Vintage | Not Applicable Segment or Vintage | Not Applicable Segment or Vintage | Not Applicable Segment or Vintage | Not Applicable Segment or Vintage | Not Applicable Segment or Vintage | Not Applicable Segment or Vintage | Not Applicable Segment or Vintage | Not Applicable Segment or Vintage | Not Applicable Segment or Vintage | Not Applicable Segment or Vintage | Not Applicable Segment or Vintage | Not Applicable Segment or Vintage | Not Applicable Segment or Vintage | Not Applicable Segment or Vintage | Not Applicable Segment or Vintage | Not Applicable Segment or Vintage | Not Applicable Segment or Vintage | Not Applicable Segment or Vintage | 0 | 0 | 0 | 0 | 0 | 0 | 0 | 0 | 0 | 0 | 0 | 0 | 0 | 0 | 0 | 0 | 0 | 0 | 0 | 0 | 0 | 0 | 0 | 0 | 0 | 0 | 0 | 0 | 0 | 0 | 0 | 0 | 0 | 0 | 0 | 0 | 0 | 0 | 0 | 0 | 0 | 0 | 0 | 0 | 0 | 0 | 0 | 0 | 0 | 0 | 0 | 0 | 0 | 0 | 0 | 0 | 0 | 0 | 0 | 0 | 0 | 0 | 0 | 0 | 0 | 0 | 0 | 0 | 0 | 0 | 0 | 0 | 0 | 0 | 0 | 0 | 0 | 0 | 0 | 0 | 0 | 0 | 0 | 0 | 0 | 0 | 0 | 0 | 0 | 0 | 0 | 0 | 0 | 0 | 0 | 0 | 0 | 0 | 0 | 0 | 0 | 0 | 0 | 0 | 0 | 0 | 0 | 0 | 0 | 0 | 0 | 0 | 0 | 0 | 0 | 0 | 0 | 0 | 0 | 0 | 0 | 0 | 0 | 0 | 0 | 0 | 0 | 0 | 0 | 0 | 0 | 0 | 0 | 0 | 0 | 0 | 0 | 0 | 0 | 0 | 0 | 0
Thermostat - Programmable_Miscellaneous_New_Programmable Thermostat | Thermostat - Programmable_Miscellaneous_New | Thermostat - Programmable_Commercial_New_Manual Thermostat_Programmable Thermostat | Commercial | Miscellaneous | New | Space Heating | Natural Gas | Thermostat - Programmable | NEQ | Manual Thermostat | 16 | 16 | 16 | 0 | 0 | 0 | 0 | 0 | Retro5Med | 8.35569166605469E-06 | TBD | A | WCM879 | 0.7 | 0.42 | perbldg | 0.0321 | 0 | 0 | 0 | 0 | IL TRM v13 - 5.3.11 - Programmable Thermostats - RS-HVC-PROG-V09-250101_x000D_ | IL TRM v13 - 5.3.11 - Programmable Thermostats - RS-HVC-PROG-V09-250101_x000D_ | IL TRM v13 - 5.3.11 - Programmable Thermostats - RS-HVC-PROG-V09-250101_x000D_ | 0 | 0 | 33.1655 | Manual Thermostat | Manual Thermostat | Manual Thermostat | Manual Thermostat | Manual Thermostat | Manual Thermostat | Manual Thermostat | Manual Thermostat | Manual Thermostat | Manual Thermostat | Manual Thermostat | Manual Thermostat | Manual Thermostat | Manual Thermostat | Manual Thermostat | Manual Thermostat | Manual Thermostat | Manual Thermostat | Manual Thermostat | Manual Thermostat | Manual Thermostat | Manual Thermostat | Manual Thermostat | Manual Thermostat | Manual Thermostat | Manual Thermostat | Manual Thermostat | Manual Thermostat | 0 | 0 | 0 | 0 | 0 | 0 | 0 | 0 | 0 | 0 | 0 | 0 | 0 | 0 | 0 | 0 | 0 | 0 | 0 | 0 | 0 | 0 | 0 | 0 | 0 | 0 | 0 | 0 | 0 | 0 | 0 | 0 | 0 | 0 | 0 | 0 | 0 | 0 | 0 | 0 | 0 | 0 | 0 | 0 | 0 | 0 | 0 | 0 | 0 | 0 | 0 | 0 | 0 | 0 | 0 | 0 | 0 | 0 | 0 | 0 | 0 | 0 | 0 | 0 | 0 | 0 | 0 | 0 | 0 | 0 | 0 | 0 | 0 | 0 | 0 | 0 | 0 | 0 | 0 | 0 | 0 | 0 | 0 | 0 | 0 | 0 | 0 | 0 | 0 | 0 | 0 | 0 | 0 | 0 | 0 | 0 | 0 | 0 | 0 | 0 | 0 | 0 | 0 | 0 | 0 | 0 | 0 | 0 | 0 | 0 | 0 | 0 | Programmable Thermostat | Programmable Thermostat | Programmable Thermostat | Programmable Thermostat | Programmable Thermostat | Programmable Thermostat | Programmable Thermostat | Programmable Thermostat | Programmable Thermostat | Programmable Thermostat | Programmable Thermostat | Programmable Thermostat | Programmable Thermostat | Programmable Thermostat | Programmable Thermostat | Programmable Thermostat | Programmable Thermostat | Programmable Thermostat | Programmable Thermostat | Programmable Thermostat | Programmable Thermostat | Programmable Thermostat | Programmable Thermostat | Programmable Thermostat | Programmable Thermostat | Programmable Thermostat | Programmable Thermostat | Programmable Thermostat | 33.1655 | 33.1655 | 33.1655 | 33.1655 | 33.1655 | 33.1655 | 33.1655 | 33.1655 | 33.1655 | 33.1655 | 33.1655 | 33.1655 | 33.1655 | 33.1655 | 33.1655 | 33.1655 | 33.1655 | 33.1655 | 33.1655 | 33.1655 | 33.1655 | 33.1655 | 33.1655 | 33.1655 | 33.1655 | 33.1655 | 33.1655 | 33.1655 | 0 | 0 | 0 | 0 | 0 | 0 | 0 | 0 | 0 | 0 | 0 | 0 | 0 | 0 | 0 | 0 | 0 | 0 | 0 | 0 | 0 | 0 | 0 | 0 | 0 | 0 | 0 | 0 | 0 | 0 | 0 | 0 | 0 | 0 | 0 | 0 | 0 | 0 | 0 | 0 | 0 | 0 | 0 | 0 | 0 | 0 | 0 | 0 | 0 | 0 | 0 | 0 | 0 | 0 | 0 | 0 | 0 | 0 | 0 | 0 | 0 | 0 | 0 | 0 | 0 | 0 | 0 | 0 | 0 | 0 | 0 | 0 | 0 | 0 | 0 | 0 | 0 | 0 | 0 | 0 | 0 | 0 | 0 | 0 | 0 | 0 | 0 | 0 | 0 | 0 | 0 | 0 | 0 | 0 | 0 | 0 | 0 | 0 | 0 | 0 | 0 | 0 | 0 | 0 | 0 | 0 | 0 | 0 | 0 | 0 | 0 | 0 | 0 | 0 | 0 | 0 | 0 | 0 | 0 | 0 | 0 | 0 | 0 | 0 | 0 | 0 | 0 | 0 | 0 | 0 | 0 | 0 | 0 | 0 | 0 | 0 | 0 | 0 | 0 | 0 | Programmable Thermostat | Programmable Thermostat | Programmable Thermostat | Programmable Thermostat | Programmable Thermostat | Programmable Thermostat | Programmable Thermostat | Programmable Thermostat | Programmable Thermostat | Programmable Thermostat | Programmable Thermostat | Programmable Thermostat | Programmable Thermostat | Programmable Thermostat | Programmable Thermostat | Programmable Thermostat | Programmable Thermostat | Programmable Thermostat | Programmable Thermostat | Programmable Thermostat | Programmable Thermostat | Programmable Thermostat | Programmable Thermostat | Programmable Thermostat | Programmable Thermostat | Programmable Thermostat | Programmable Thermostat | Programmable Thermostat | 33.1655 | 33.1655 | 33.1655 | 33.1655 | 33.1655 | 33.1655 | 33.1655 | 33.1655 | 33.1655 | 33.1655 | 33.1655 | 33.1655 | 33.1655 | 33.1655 | 33.1655 | 33.1655 | 33.1655 | 33.1655 | 33.1655 | 33.1655 | 33.1655 | 33.1655 | 33.1655 | 33.1655 | 33.1655 | 33.1655 | 33.1655 | 33.1655 | 0 | 0 | 0 | 0 | 0 | 0 | 0 | 0 | 0 | 0 | 0 | 0 | 0 | 0 | 0 | 0 | 0 | 0 | 0 | 0 | 0 | 0 | 0 | 0 | 0 | 0 | 0 | 0 | 0 | 0 | 0 | 0 | 0 | 0 | 0 | 0 | 0 | 0 | 0 | 0 | 0 | 0 | 0 | 0 | 0 | 0 | 0 | 0 | 0 | 0 | 0 | 0 | 0 | 0 | 0 | 0 | 0 | 0 | 0 | 0 | 0 | 0 | 0 | 0 | 0 | 0 | 0 | 0 | 0 | 0 | 0 | 0 | 0 | 0 | 0 | 0 | 0 | 0 | 0 | 0 | 0 | 0 | 0 | 0 | 0 | 0 | 0 | 0 | 0 | 0 | 0 | 0 | 0 | 0 | 0 | 0 | 0 | 0 | 0 | 0 | 0 | 0 | 0 | 0 | 0 | 0 | 0 | 0 | 0 | 0 | 0 | 0 | 0 | 0
Gas Boiler - Insulate Steam Lines/Condensate Tank_Miscellaneous_New_Addition of 2" wrap insulation to hot water boiler pipe | Gas Boiler - Insulate Steam Lines/Condensate Tank_Miscellaneous_New | Gas Boiler - Insulate Steam Lines/Condensate Tank_Commercial_New_bare pipe_Addition of 2" wrap insulation to hot water boiler pipe | Commercial | Miscellaneous | New | Space Heating | Natural Gas | Gas Boiler - Insulate Steam Lines/Condensate Tank | NEQ | bare pipe | 15 | 15 | 15 | 0.36118 | 0 | 0 | 1 | 1 | Retro5Med | 8.35569166605469E-06 | TBD | A | WCM877 | 0.7 | 0.42 | boiler pipe | 0.0321 | 0 | 0 | 0 | 0 | IL TRM v12 - 4.4.14 - Pipe Insulation - CI-HVC-PINS-V08-230101 | IL TRM v12 - 4.4.14 - Pipe Insulation - CI-HVC-PINS-V08-230101 | IL TRM v12 - 4.4.14 - Pipe Insulation - CI-HVC-PINS-V08-230101 | 0 | 0 | 36.2322 | bare pipe | bare pipe | bare pipe | bare pipe | bare pipe | bare pipe | bare pipe | bare pipe | bare pipe | bare pipe | bare pipe | bare pipe | bare pipe | bare pipe | bare pipe | bare pipe | bare pipe | bare pipe | bare pipe | bare pipe | bare pipe | bare pipe | bare pipe | bare pipe | bare pipe | bare pipe | bare pipe | bare pipe | 0 | 0 | 0 | 0 | 0 | 0 | 0 | 0 | 0 | 0 | 0 | 0 | 0 | 0 | 0 | 0 | 0 | 0 | 0 | 0 | 0 | 0 | 0 | 0 | 0 | 0 | 0 | 0 | 0 | 0 | 0 | 0 | 0 | 0 | 0 | 0 | 0 | 0 | 0 | 0 | 0 | 0 | 0 | 0 | 0 | 0 | 0 | 0 | 0 | 0 | 0 | 0 | 0 | 0 | 0 | 0 | 0 | 0 | 0 | 0 | 0 | 0 | 0 | 0 | 0 | 0 | 0 | 0 | 0 | 0 | 0 | 0 | 0 | 0 | 0 | 0 | 0 | 0 | 0 | 0 | 0 | 0 | 0 | 0 | 0 | 0 | 0 | 0 | 0 | 0 | 0 | 0 | 0 | 0 | 0 | 0 | 0 | 0 | 0 | 0 | 0 | 0 | 0 | 0 | 0 | 0 | 0 | 0 | 0 | 0 | 0 | 0 | Addition of 2" wrap insulation to hot water boiler pipe | Addition of 2" wrap insulation to hot water boiler pipe | Addition of 2" wrap insulation to hot water boiler pipe | Addition of 2" wrap insulation to hot water boiler pipe | Addition of 2" wrap insulation to hot water boiler pipe | Addition of 2" wrap insulation to hot water boiler pipe | Addition of 2" wrap insulation to hot water boiler pipe | Addition of 2" wrap insulation to hot water boiler pipe | Addition of 2" wrap insulation to hot water boiler pipe | Addition of 2" wrap insulation to hot water boiler pipe | Addition of 2" wrap insulation to hot water boiler pipe | Addition of 2" wrap insulation to hot water boiler pipe | Addition of 2" wrap insulation to hot water boiler pipe | Addition of 2" wrap insulation to hot water boiler pipe | Addition of 2" wrap insulation to hot water boiler pipe | Addition of 2" wrap insulation to hot water boiler pipe | Addition of 2" wrap insulation to hot water boiler pipe | Addition of 2" wrap insulation to hot water boiler pipe | Addition of 2" wrap insulation to hot water boiler pipe | Addition of 2" wrap insulation to hot water boiler pipe | Addition of 2" wrap insulation to hot water boiler pipe | Addition of 2" wrap insulation to hot water boiler pipe | Addition of 2" wrap insulation to hot water boiler pipe | Addition of 2" wrap insulation to hot water boiler pipe | Addition of 2" wrap insulation to hot water boiler pipe | Addition of 2" wrap insulation to hot water boiler pipe | Addition of 2" wrap insulation to hot water boiler pipe | Addition of 2" wrap insulation to hot water boiler pipe | 36.2322 | 36.2322 | 36.2322 | 36.2322 | 36.2322 | 36.2322 | 36.2322 | 36.2322 | 36.2322 | 36.2322 | 36.2322 | 36.2322 | 36.2322 | 36.2322 | 36.2322 | 36.2322 | 36.2322 | 36.2322 | 36.2322 | 36.2322 | 36.2322 | 36.2322 | 36.2322 | 36.2322 | 36.2322 | 36.2322 | 36.2322 | 36.2322 | 0.3612 | 0.3612 | 0.3612 | 0.3612 | 0.3612 | 0.3612 | 0.3612 | 0.3612 | 0.3612 | 0.3612 | 0.3612 | 0.3612 | 0.3612 | 0.3612 | 0.3612 | 0.3612 | 0.3612 | 0.3612 | 0.3612 | 0.3612 | 0.3612 | 0.3612 | 0.3612 | 0.3612 | 0.3612 | 0.3612 | 0.3612 | 0.3612 | 0 | 0 | 0 | 0 | 0 | 0 | 0 | 0 | 0 | 0 | 0 | 0 | 0 | 0 | 0 | 0 | 0 | 0 | 0 | 0 | 0 | 0 | 0 | 0 | 0 | 0 | 0 | 0 | 0 | 0 | 0 | 0 | 0 | 0 | 0 | 0 | 0 | 0 | 0 | 0 | 0 | 0 | 0 | 0 | 0 | 0 | 0 | 0 | 0 | 0 | 0 | 0 | 0 | 0 | 0 | 0 | 0 | 0 | 0 | 0 | 0 | 0 | 0 | 0 | 0 | 0 | 0 | 0 | 0 | 0 | 0 | 0 | 0 | 0 | 0 | 0 | 0 | 0 | 0 | 0 | 0 | 0 | 0 | 0 | 0 | 0 | 0 | 0 | 0 | 0 | 0 | 0 | 0 | 0 | 0 | 0 | 0 | 0 | 0 | 0 | 0 | 0 | 0 | 0 | 0 | 0 | 0 | 0 | 0 | 0 | 0 | 0 | Addition of 2" wrap insulation to hot water boiler pipe | Addition of 2" wrap insulation to hot water boiler pipe | Addition of 2" wrap insulation to hot water boiler pipe | Addition of 2" wrap insulation to hot water boiler pipe | Addition of 2" wrap insulation to hot water boiler pipe | Addition of 2" wrap insulation to hot water boiler pipe | Addition of 2" wrap insulation to hot water boiler pipe | Addition of 2" wrap insulation to hot water boiler pipe | Addition of 2" wrap insulation to hot water boiler pipe | Addition of 2" wrap insulation to hot water boiler pipe | Addition of 2" wrap insulation to hot water boiler pipe | Addition of 2" wrap insulation to hot water boiler pipe | Addition of 2" wrap insulation to hot water boiler pipe | Addition of 2" wrap insulation to hot water boiler pipe | Addition of 2" wrap insulation to hot water boiler pipe | Addition of 2" wrap insulation to hot water boiler pipe | Addition of 2" wrap insulation to hot water boiler pipe | Addition of 2" wrap insulation to hot water boiler pipe | Addition of 2" wrap insulation to hot water boiler pipe | Addition of 2" wrap insulation to hot water boiler pipe | Addition of 2" wrap insulation to hot water boiler pipe | Addition of 2" wrap insulation to hot water boiler pipe | Addition of 2" wrap insulation to hot water boiler pipe | Addition of 2" wrap insulation to hot water boiler pipe | Addition of 2" wrap insulation to hot water boiler pipe | Addition of 2" wrap insulation to hot water boiler pipe | Addition of 2" wrap insulation to hot water boiler pipe | Addition of 2" wrap insulation to hot water boiler pipe | 36.2322 | 36.2322 | 36.2322 | 36.2322 | 36.2322 | 36.2322 | 36.2322 | 36.2322 | 36.2322 | 36.2322 | 36.2322 | 36.2322 | 36.2322 | 36.2322 | 36.2322 | 36.2322 | 36.2322 | 36.2322 | 36.2322 | 36.2322 | 36.2322 | 36.2322 | 36.2322 | 36.2322 | 36.2322 | 36.2322 | 36.2322 | 36.2322 | 0.3612 | 0.3612 | 0.3612 | 0.3612 | 0.3612 | 0.3612 | 0.3612 | 0.3612 | 0.3612 | 0.3612 | 0.3612 | 0.3612 | 0.3612 | 0.3612 | 0.3612 | 0.3612 | 0.3612 | 0.3612 | 0.3612 | 0.3612 | 0.3612 | 0.3612 | 0.3612 | 0.3612 | 0.3612 | 0.3612 | 0.3612 | 0.3612 | 0 | 0 | 0 | 0 | 0 | 0 | 0 | 0 | 0 | 0 | 0 | 0 | 0 | 0 | 0 | 0 | 0 | 0 | 0 | 0 | 0 | 0 | 0 | 0 | 0 | 0 | 0 | 0 | 0 | 0 | 0 | 0 | 0 | 0 | 0 | 0 | 0 | 0 | 0 | 0 | 0 | 0 | 0 | 0 | 0 | 0 | 0 | 0 | 0 | 0 | 0 | 0 | 0 | 0 | 0 | 0 | 0 | 0 | 0 | 0 | 0 | 0 | 0 | 0 | 0 | 0 | 0 | 0 | 0 | 0 | 0 | 0 | 0 | 0 | 0 | 0 | 0 | 0 | 0 | 0 | 0 | 0 | 0 | 0 | 0 | 0
Gas Boiler - Stack Economizer_Miscellaneous_New_Boiler with an economizer installed on a exhaust stack | Gas Boiler - Stack Economizer_Miscellaneous_New | Gas Boiler - Stack Economizer_Commercial_New_The baseline boiler does not have an economizer installed._Boiler with an economizer installed on a exhaust stack | Commercial | Miscellaneous | New | Space Heating | Natural Gas | Gas Boiler - Stack Economizer | NEQ | The baseline boiler does not have an economizer installed. | 15 | 15 | 15 | 0.52168 | 0 | 0 | 0.15 | 0.55 | Retro1Slow | 0.012666666666666666 | TBD | A | WCM874 | 0.7 | 0.42 | kBtuh heat | 0.0321 | 0 | 0 | 0 | 0 | IL TRM v13 - 4.4.28 - Stack Economizer for Boilers Serving HVAC Loads - CI-HVC-BECO-V03-250101 | Efficiency Maine TRM - 2023.1 - Boiler Stack Heat Exchanger (Boiler Economizer) - AF2. ¦ GDS Associates, Inc. (2009). Natural Gas Energy Efficiency Potential in Massachusetts. Prepared for GasNetworks. | IL TRM v13 - 4.4.28 - Stack Economizer for Boilers Serving HVAC Loads - CI-HVC-BECO-V03-250101 | 0 | 0 | 1.9889 | The baseline boiler does not have an economizer installed. | The baseline boiler does not have an economizer installed. | The baseline boiler does not have an economizer installed. | The baseline boiler does not have an economizer installed. | The baseline boiler does not have an economizer installed. | The baseline boiler does not have an economizer installed. | The baseline boiler does not have an economizer installed. | The baseline boiler does not have an economizer installed. | The baseline boiler does not have an economizer installed. | The baseline boiler does not have an economizer installed. | The baseline boiler does not have an economizer installed. | The baseline boiler does not have an economizer installed. | The baseline boiler does not have an economizer installed. | The baseline boiler does not have an economizer installed. | The baseline boiler does not have an economizer installed. | The baseline boiler does not have an economizer installed. | The baseline boiler does not have an economizer installed. | The baseline boiler does not have an economizer installed. | The baseline boiler does not have an economizer installed. | The baseline boiler does not have an economizer installed. | The baseline boiler does not have an economizer installed. | The baseline boiler does not have an economizer installed. | The baseline boiler does not have an economizer installed. | The baseline boiler does not have an economizer installed. | The baseline boiler does not have an economizer installed. | The baseline boiler does not have an economizer installed. | The baseline boiler does not have an economizer installed. | The baseline boiler does not have an economizer installed. | 0 | 0 | 0 | 0 | 0 | 0 | 0 | 0 | 0 | 0 | 0 | 0 | 0 | 0 | 0 | 0 | 0 | 0 | 0 | 0 | 0 | 0 | 0 | 0 | 0 | 0 | 0 | 0 | 0 | 0 | 0 | 0 | 0 | 0 | 0 | 0 | 0 | 0 | 0 | 0 | 0 | 0 | 0 | 0 | 0 | 0 | 0 | 0 | 0 | 0 | 0 | 0 | 0 | 0 | 0 | 0 | 0 | 0 | 0 | 0 | 0 | 0 | 0 | 0 | 0 | 0 | 0 | 0 | 0 | 0 | 0 | 0 | 0 | 0 | 0 | 0 | 0 | 0 | 0 | 0 | 0 | 0 | 0 | 0 | 0 | 0 | 0 | 0 | 0 | 0 | 0 | 0 | 0 | 0 | 0 | 0 | 0 | 0 | 0 | 0 | 0 | 0 | 0 | 0 | 0 | 0 | 0 | 0 | 0 | 0 | 0 | 0 | Boiler with an economizer installed on a exhaust stack | Boiler with an economizer installed on a exhaust stack | Boiler with an economizer installed on a exhaust stack | Boiler with an economizer installed on a exhaust stack | Boiler with an economizer installed on a exhaust stack | Boiler with an economizer installed on a exhaust stack | Boiler with an economizer installed on a exhaust stack | Boiler with an economizer installed on a exhaust stack | Boiler with an economizer installed on a exhaust stack | Boiler with an economizer installed on a exhaust stack | Boiler with an economizer installed on a exhaust stack | Boiler with an economizer installed on a exhaust stack | Boiler with an economizer installed on a exhaust stack | Boiler with an economizer installed on a exhaust stack | Boiler with an economizer installed on a exhaust stack | Boiler with an economizer installed on a exhaust stack | Boiler with an economizer installed on a exhaust stack | Boiler with an economizer installed on a exhaust stack | Boiler with an economizer installed on a exhaust stack | Boiler with an economizer installed on a exhaust stack | Boiler with an economizer installed on a exhaust stack | Boiler with an economizer installed on a exhaust stack | Boiler with an economizer installed on a exhaust stack | Boiler with an economizer installed on a exhaust stack | Boiler with an economizer installed on a exhaust stack | Boiler with an economizer installed on a exhaust stack | Boiler with an economizer installed on a exhaust stack | Boiler with an economizer installed on a exhaust stack | 1.9889 | 1.9889 | 1.9889 | 1.9889 | 1.9889 | 1.9889 | 1.9889 | 1.9889 | 1.9889 | 1.9889 | 1.9889 | 1.9889 | 1.9889 | 1.9889 | 1.9889 | 1.9889 | 1.9889 | 1.9889 | 1.9889 | 1.9889 | 1.9889 | 1.9889 | 1.9889 | 1.9889 | 1.9889 | 1.9889 | 1.9889 | 1.9889 | 0.5217 | 0.5217 | 0.5217 | 0.5217 | 0.5217 | 0.5217 | 0.5217 | 0.5217 | 0.5217 | 0.5217 | 0.5217 | 0.5217 | 0.5217 | 0.5217 | 0.5217 | 0.5217 | 0.5217 | 0.5217 | 0.5217 | 0.5217 | 0.5217 | 0.5217 | 0.5217 | 0.5217 | 0.5217 | 0.5217 | 0.5217 | 0.5217 | 0 | 0 | 0 | 0 | 0 | 0 | 0 | 0 | 0 | 0 | 0 | 0 | 0 | 0 | 0 | 0 | 0 | 0 | 0 | 0 | 0 | 0 | 0 | 0 | 0 | 0 | 0 | 0 | 0 | 0 | 0 | 0 | 0 | 0 | 0 | 0 | 0 | 0 | 0 | 0 | 0 | 0 | 0 | 0 | 0 | 0 | 0 | 0 | 0 | 0 | 0 | 0 | 0 | 0 | 0 | 0 | 0 | 0 | 0 | 0 | 0 | 0 | 0 | 0 | 0 | 0 | 0 | 0 | 0 | 0 | 0 | 0 | 0 | 0 | 0 | 0 | 0 | 0 | 0 | 0 | 0 | 0 | 0 | 0 | 0 | 0 | 0 | 0 | 0 | 0 | 0 | 0 | 0 | 0 | 0 | 0 | 0 | 0 | 0 | 0 | 0 | 0 | 0 | 0 | 0 | 0 | 0 | 0 | 0 | 0 | 0 | 0 | Boiler with an economizer installed on a exhaust stack | Boiler with an economizer installed on a exhaust stack | Boiler with an economizer installed on a exhaust stack | Boiler with an economizer installed on a exhaust stack | Boiler with an economizer installed on a exhaust stack | Boiler with an economizer installed on a exhaust stack | Boiler with an economizer installed on a exhaust stack | Boiler with an economizer installed on a exhaust stack | Boiler with an economizer installed on a exhaust stack | Boiler with an economizer installed on a exhaust stack | Boiler with an economizer installed on a exhaust stack | Boiler with an economizer installed on a exhaust stack | Boiler with an economizer installed on a exhaust stack | Boiler with an economizer installed on a exhaust stack | Boiler with an economizer installed on a exhaust stack | Boiler with an economizer installed on a exhaust stack | Boiler with an economizer installed on a exhaust stack | Boiler with an economizer installed on a exhaust stack | Boiler with an economizer installed on a exhaust stack | Boiler with an economizer installed on a exhaust stack | Boiler with an economizer installed on a exhaust stack | Boiler with an economizer installed on a exhaust stack | Boiler with an economizer installed on a exhaust stack | Boiler with an economizer installed on a exhaust stack | Boiler with an economizer installed on a exhaust stack | Boiler with an economizer installed on a exhaust stack | Boiler with an economizer installed on a exhaust stack | Boiler with an economizer installed on a exhaust stack | 1.9889 | 1.9889 | 1.9889 | 1.9889 | 1.9889 | 1.9889 | 1.9889 | 1.9889 | 1.9889 | 1.9889 | 1.9889 | 1.9889 | 1.9889 | 1.9889 | 1.9889 | 1.9889 | 1.9889 | 1.9889 | 1.9889 | 1.9889 | 1.9889 | 1.9889 | 1.9889 | 1.9889 | 1.9889 | 1.9889 | 1.9889 | 1.9889 | 0.5217 | 0.5217 | 0.5217 | 0.5217 | 0.5217 | 0.5217 | 0.5217 | 0.5217 | 0.5217 | 0.5217 | 0.5217 | 0.5217 | 0.5217 | 0.5217 | 0.5217 | 0.5217 | 0.5217 | 0.5217 | 0.5217 | 0.5217 | 0.5217 | 0.5217 | 0.5217 | 0.5217 | 0.5217 | 0.5217 | 0.5217 | 0.5217 | 0 | 0 | 0 | 0 | 0 | 0 | 0 | 0 | 0 | 0 | 0 | 0 | 0 | 0 | 0 | 0 | 0 | 0 | 0 | 0 | 0 | 0 | 0 | 0 | 0 | 0 | 0 | 0 | 0 | 0 | 0 | 0 | 0 | 0 | 0 | 0 | 0 | 0 | 0 | 0 | 0 | 0 | 0 | 0 | 0 | 0 | 0 | 0 | 0 | 0 | 0 | 0 | 0 | 0 | 0 | 0 | 0 | 0 | 0 | 0 | 0 | 0 | 0 | 0 | 0 | 0 | 0 | 0 | 0 | 0 | 0 | 0 | 0 | 0 | 0 | 0 | 0 | 0 | 0 | 0 | 0 | 0 | 0 | 0 | 0 | 0
HVAC - Shut Off Damper_Miscellaneous_New_boiler or furnace with electrically or thermally activated shut off damper installed on either the exhaust flue or combustion air intake | HVAC - Shut Off Damper_Miscellaneous_New | HVAC - Shut Off Damper_Commercial_New_boiler or furnace that incorporates no shut off damper on the combustion air intake or flue exhaust_boiler or furnace with electrically or thermally activated shut off damper installed on either the exhaust flue or combustion air intake | Commercial | Miscellaneous | New | Space Heating | Natural Gas | HVAC - Shut Off Damper | NEQ | boiler or furnace that incorporates no shut off damper on the combustion air intake or flue exhaust | 15 | 15 | 15 | 0 | 0 | 0 | 0 | 0.25 | Retro12Med | 3.879925052500492E-06 | TBD | A | WCM873 | 0.7 | 0.42 | BoilerCtrl | 0.0321 | 0 | 0 | 0 | 0 | IL TRM v12 - 4.4.23 - Shut Off Damper for Space Heating Boilers or Furnaces - CI-HVC-SODP-V03-240101 | IL TRM v12 - 4.4.23 - Shut Off Damper for Space Heating Boilers or Furnaces - CI-HVC-SODP-V03-240101 | IL TRM v12 - 4.4.23 - Shut Off Damper for Space Heating Boilers or Furnaces - CI-HVC-SODP-V03-240101 | 0 | 0 | 2242.39 | boiler or furnace that incorporates no shut off damper on the combustion air intake or flue exhaust | boiler or furnace that incorporates no shut off damper on the combustion air intake or flue exhaust | boiler or furnace that incorporates no shut off damper on the combustion air intake or flue exhaust | boiler or furnace that incorporates no shut off damper on the combustion air intake or flue exhaust | boiler or furnace that incorporates no shut off damper on the combustion air intake or flue exhaust | boiler or furnace that incorporates no shut off damper on the combustion air intake or flue exhaust | boiler or furnace that incorporates no shut off damper on the combustion air intake or flue exhaust | boiler or furnace that incorporates no shut off damper on the combustion air intake or flue exhaust | boiler or furnace that incorporates no shut off damper on the combustion air intake or flue exhaust | boiler or furnace that incorporates no shut off damper on the combustion air intake or flue exhaust | boiler or furnace that incorporates no shut off damper on the combustion air intake or flue exhaust | boiler or furnace that incorporates no shut off damper on the combustion air intake or flue exhaust | boiler or furnace that incorporates no shut off damper on the combustion air intake or flue exhaust | boiler or furnace that incorporates no shut off damper on the combustion air intake or flue exhaust | boiler or furnace that incorporates no shut off damper on the combustion air intake or flue exhaust | boiler or furnace that incorporates no shut off damper on the combustion air intake or flue exhaust | boiler or furnace that incorporates no shut off damper on the combustion air intake or flue exhaust | boiler or furnace that incorporates no shut off damper on the combustion air intake or flue exhaust | boiler or furnace that incorporates no shut off damper on the combustion air intake or flue exhaust | boiler or furnace that incorporates no shut off damper on the combustion air intake or flue exhaust | boiler or furnace that incorporates no shut off damper on the combustion air intake or flue exhaust | boiler or furnace that incorporates no shut off damper on the combustion air intake or flue exhaust | boiler or furnace that incorporates no shut off damper on the combustion air intake or flue exhaust | boiler or furnace that incorporates no shut off damper on the combustion air intake or flue exhaust | boiler or furnace that incorporates no shut off damper on the combustion air intake or flue exhaust | boiler or furnace that incorporates no shut off damper on the combustion air intake or flue exhaust | boiler or furnace that incorporates no shut off damper on the combustion air intake or flue exhaust | boiler or furnace that incorporates no shut off damper on the combustion air intake or flue exhaust | 0 | 0 | 0 | 0 | 0 | 0 | 0 | 0 | 0 | 0 | 0 | 0 | 0 | 0 | 0 | 0 | 0 | 0 | 0 | 0 | 0 | 0 | 0 | 0 | 0 | 0 | 0 | 0 | 0 | 0 | 0 | 0 | 0 | 0 | 0 | 0 | 0 | 0 | 0 | 0 | 0 | 0 | 0 | 0 | 0 | 0 | 0 | 0 | 0 | 0 | 0 | 0 | 0 | 0 | 0 | 0 | 0 | 0 | 0 | 0 | 0 | 0 | 0 | 0 | 0 | 0 | 0 | 0 | 0 | 0 | 0 | 0 | 0 | 0 | 0 | 0 | 0 | 0 | 0 | 0 | 0 | 0 | 0 | 0 | 0 | 0 | 0 | 0 | 0 | 0 | 0 | 0 | 0 | 0 | 0 | 0 | 0 | 0 | 0 | 0 | 0 | 0 | 0 | 0 | 0 | 0 | 0 | 0 | 0 | 0 | 0 | 0 | boiler or furnace with electrically or thermally activated shut off damper installed on either the exhaust flue or combustion air intake | boiler or furnace with electrically or thermally activated shut off damper installed on either the exhaust flue or combustion air intake | boiler or furnace with electrically or thermally activated shut off damper installed on either the exhaust flue or combustion air intake | boiler or furnace with electrically or thermally activated shut off damper installed on either the exhaust flue or combustion air intake | boiler or furnace with electrically or thermally activated shut off damper installed on either the exhaust flue or combustion air intake | boiler or furnace with electrically or thermally activated shut off damper installed on either the exhaust flue or combustion air intake | boiler or furnace with electrically or thermally activated shut off damper installed on either the exhaust flue or combustion air intake | boiler or furnace with electrically or thermally activated shut off damper installed on either the exhaust flue or combustion air intake | boiler or furnace with electrically or thermally activated shut off damper installed on either the exhaust flue or combustion air intake | boiler or furnace with electrically or thermally activated shut off damper installed on either the exhaust flue or combustion air intake | boiler or furnace with electrically or thermally activated shut off damper installed on either the exhaust flue or combustion air intake | boiler or furnace with electrically or thermally activated shut off damper installed on either the exhaust flue or combustion air intake | boiler or furnace with electrically or thermally activated shut off damper installed on either the exhaust flue or combustion air intake | boiler or furnace with electrically or thermally activated shut off damper installed on either the exhaust flue or combustion air intake | boiler or furnace with electrically or thermally activated shut off damper installed on either the exhaust flue or combustion air intake | boiler or furnace with electrically or thermally activated shut off damper installed on either the exhaust flue or combustion air intake | boiler or furnace with electrically or thermally activated shut off damper installed on either the exhaust flue or combustion air intake | boiler or furnace with electrically or thermally activated shut off damper installed on either the exhaust flue or combustion air intake | boiler or furnace with electrically or thermally activated shut off damper installed on either the exhaust flue or combustion air intake | boiler or furnace with electrically or thermally activated shut off damper installed on either the exhaust flue or combustion air intake | boiler or furnace with electrically or thermally activated shut off damper installed on either the exhaust flue or combustion air intake | boiler or furnace with electrically or thermally activated shut off damper installed on either the exhaust flue or combustion air intake | boiler or furnace with electrically or thermally activated shut off damper installed on either the exhaust flue or combustion air intake | boiler or furnace with electrically or thermally activated shut off damper installed on either the exhaust flue or combustion air intake | boiler or furnace with electrically or thermally activated shut off damper installed on either the exhaust flue or combustion air intake | boiler or furnace with electrically or thermally activated shut off damper installed on either the exhaust flue or combustion air intake | boiler or furnace with electrically or thermally activated shut off damper installed on either the exhaust flue or combustion air intake | boiler or furnace with electrically or thermally activated shut off damper installed on either the exhaust flue or combustion air intake | 2242.39 | 2242.39 | 2242.39 | 2242.39 | 2242.39 | 2242.39 | 2242.39 | 2242.39 | 2242.39 | 2242.39 | 2242.39 | 2242.39 | 2242.39 | 2242.39 | 2242.39 | 2242.39 | 2242.39 | 2242.39 | 2242.39 | 2242.39 | 2242.39 | 2242.39 | 2242.39 | 2242.39 | 2242.39 | 2242.39 | 2242.39 | 2242.39 | 0 | 0 | 0 | 0 | 0 | 0 | 0 | 0 | 0 | 0 | 0 | 0 | 0 | 0 | 0 | 0 | 0 | 0 | 0 | 0 | 0 | 0 | 0 | 0 | 0 | 0 | 0 | 0 | 0 | 0 | 0 | 0 | 0 | 0 | 0 | 0 | 0 | 0 | 0 | 0 | 0 | 0 | 0 | 0 | 0 | 0 | 0 | 0 | 0 | 0 | 0 | 0 | 0 | 0 | 0 | 0 | 0 | 0 | 0 | 0 | 0 | 0 | 0 | 0 | 0 | 0 | 0 | 0 | 0 | 0 | 0 | 0 | 0 | 0 | 0 | 0 | 0 | 0 | 0 | 0 | 0 | 0 | 0 | 0 | 0 | 0 | 0 | 0 | 0 | 0 | 0 | 0 | 0 | 0 | 0 | 0 | 0 | 0 | 0 | 0 | 0 | 0 | 0 | 0 | 0 | 0 | 0 | 0 | 0 | 0 | 0 | 0 | 0 | 0 | 0 | 0 | 0 | 0 | 0 | 0 | 0 | 0 | 0 | 0 | 0 | 0 | 0 | 0 | 0 | 0 | 0 | 0 | 0 | 0 | 0 | 0 | 0 | 0 | 0 | 0 | boiler or furnace with electrically or thermally activated shut off damper installed on either the exhaust flue or combustion air intake | boiler or furnace with electrically or thermally activated shut off damper installed on either the exhaust flue or combustion air intake | boiler or furnace with electrically or thermally activated shut off damper installed on either the exhaust flue or combustion air intake | boiler or furnace with electrically or thermally activated shut off damper installed on either the exhaust flue or combustion air intake | boiler or furnace with electrically or thermally activated shut off damper installed on either the exhaust flue or combustion air intake | boiler or furnace with electrically or thermally activated shut off damper installed on either the exhaust flue or combustion air intake | boiler or furnace with electrically or thermally activated shut off damper installed on either the exhaust flue or combustion air intake | boiler or furnace with electrically or thermally activated shut off damper installed on either the exhaust flue or combustion air intake | boiler or furnace with electrically or thermally activated shut off damper installed on either the exhaust flue or combustion air intake | boiler or furnace with electrically or thermally activated shut off damper installed on either the exhaust flue or combustion air intake | boiler or furnace with electrically or thermally activated shut off damper installed on either the exhaust flue or combustion air intake | boiler or furnace with electrically or thermally activated shut off damper installed on either the exhaust flue or combustion air intake | boiler or furnace with electrically or thermally activated shut off damper installed on either the exhaust flue or combustion air intake | boiler or furnace with electrically or thermally activated shut off damper installed on either the exhaust flue or combustion air intake | boiler or furnace with electrically or thermally activated shut off damper installed on either the exhaust flue or combustion air intake | boiler or furnace with electrically or thermally activated shut off damper installed on either the exhaust flue or combustion air intake | boiler or furnace with electrically or thermally activated shut off damper installed on either the exhaust flue or combustion air intake | boiler or furnace with electrically or thermally activated shut off damper installed on either the exhaust flue or combustion air intake | boiler or furnace with electrically or thermally activated shut off damper installed on either the exhaust flue or combustion air intake | boiler or furnace with electrically or thermally activated shut off damper installed on either the exhaust flue or combustion air intake | boiler or furnace with electrically or thermally activated shut off damper installed on either the exhaust flue or combustion air intake | boiler or furnace with electrically or thermally activated shut off damper installed on either the exhaust flue or combustion air intake | boiler or furnace with electrically or thermally activated shut off damper installed on either the exhaust flue or combustion air intake | boiler or furnace with electrically or thermally activated shut off damper installed on either the exhaust flue or combustion air intake | boiler or furnace with electrically or thermally activated shut off damper installed on either the exhaust flue or combustion air intake | boiler or furnace with electrically or thermally activated shut off damper installed on either the exhaust flue or combustion air intake | boiler or furnace with electrically or thermally activated shut off damper installed on either the exhaust flue or combustion air intake | boiler or furnace with electrically or thermally activated shut off damper installed on either the exhaust flue or combustion air intake | 2242.39 | 2242.39 | 2242.39 | 2242.39 | 2242.39 | 2242.39 | 2242.39 | 2242.39 | 2242.39 | 2242.39 | 2242.39 | 2242.39 | 2242.39 | 2242.39 | 2242.39 | 2242.39 | 2242.39 | 2242.39 | 2242.39 | 2242.39 | 2242.39 | 2242.39 | 2242.39 | 2242.39 | 2242.39 | 2242.39 | 2242.39 | 2242.39 | 0 | 0 | 0 | 0 | 0 | 0 | 0 | 0 | 0 | 0 | 0 | 0 | 0 | 0 | 0 | 0 | 0 | 0 | 0 | 0 | 0 | 0 | 0 | 0 | 0 | 0 | 0 | 0 | 0 | 0 | 0 | 0 | 0 | 0 | 0 | 0 | 0 | 0 | 0 | 0 | 0 | 0 | 0 | 0 | 0 | 0 | 0 | 0 | 0 | 0 | 0 | 0 | 0 | 0 | 0 | 0 | 0 | 0 | 0 | 0 | 0 | 0 | 0 | 0 | 0 | 0 | 0 | 0 | 0 | 0 | 0 | 0 | 0 | 0 | 0 | 0 | 0 | 0 | 0 | 0 | 0 | 0 | 0 | 0 | 0 | 0 | 0 | 0 | 0 | 0 | 0 | 0 | 0 | 0 | 0 | 0 | 0 | 0 | 0 | 0 | 0 | 0 | 0 | 0 | 0 | 0 | 0 | 0 | 0 | 0 | 0 | 0 | 0 | 0
Gas Boiler - Burner Control Optimization_Miscellaneous_New_Linkageless/parallel positioning controls with oxygen trim for burner combustion control. | Gas Boiler - Burner Control Optimization_Miscellaneous_New | Gas Boiler - Burner Control Optimization_Commercial_New_Single point positioning for burner combustion control_Linkageless/parallel positioning controls with oxygen trim for burner combustion control. | Commercial | Miscellaneous | New | Space Heating | Natural Gas | Gas Boiler - Burner Control Optimization | NEQ | Single point positioning for burner combustion control | 20 | 20 | 20 | 157.748 | 0 | 0 | 0.05 | 0.85 | Retro5Med | 8.35569166605469E-06 | TBD | A | WCM871 | 0.7 | 0.42 | perbldg | 0.0321 | 0 | 0 | 0 | 0 | IL TRM v12 - 4.4.21 Linkageless Boiler Controls for Space Heating - CI-HVC-LBC-V06-220101 ¦ IL TRM v12 - 4.4.22 Oxygen Trim Controls for Space Heating Boilers - CI-HVC-O2TC-V02-220101 | IL TRM v12 - 4.4.22 Oxygen Trim Controls for Space Heating Boilers - CI-HVC-O2TC-V02-220101 | IL TRM v12 - 4.4.21 Linkageless Boiler Controls for Space Heating - CI-HVC-LBC-V06-220101 ¦ IL TRM v12 - 4.4.22 Oxygen Trim Controls for Space Heating Boilers - CI-HVC-O2TC-V02-220101 | 0 | 0 | 29888.108 | Single point positioning for burner combustion control | Single point positioning for burner combustion control | Single point positioning for burner combustion control | Single point positioning for burner combustion control | Single point positioning for burner combustion control | Single point positioning for burner combustion control | Single point positioning for burner combustion control | Single point positioning for burner combustion control | Single point positioning for burner combustion control | Single point positioning for burner combustion control | Single point positioning for burner combustion control | Single point positioning for burner combustion control | Single point positioning for burner combustion control | Single point positioning for burner combustion control | Single point positioning for burner combustion control | Single point positioning for burner combustion control | Single point positioning for burner combustion control | Single point positioning for burner combustion control | Single point positioning for burner combustion control | Single point positioning for burner combustion control | Single point positioning for burner combustion control | Single point positioning for burner combustion control | Single point positioning for burner combustion control | Single point positioning for burner combustion control | Single point positioning for burner combustion control | Single point positioning for burner combustion control | Single point positioning for burner combustion control | Single point positioning for burner combustion control | 0 | 0 | 0 | 0 | 0 | 0 | 0 | 0 | 0 | 0 | 0 | 0 | 0 | 0 | 0 | 0 | 0 | 0 | 0 | 0 | 0 | 0 | 0 | 0 | 0 | 0 | 0 | 0 | 0 | 0 | 0 | 0 | 0 | 0 | 0 | 0 | 0 | 0 | 0 | 0 | 0 | 0 | 0 | 0 | 0 | 0 | 0 | 0 | 0 | 0 | 0 | 0 | 0 | 0 | 0 | 0 | 0 | 0 | 0 | 0 | 0 | 0 | 0 | 0 | 0 | 0 | 0 | 0 | 0 | 0 | 0 | 0 | 0 | 0 | 0 | 0 | 0 | 0 | 0 | 0 | 0 | 0 | 0 | 0 | 0 | 0 | 0 | 0 | 0 | 0 | 0 | 0 | 0 | 0 | 0 | 0 | 0 | 0 | 0 | 0 | 0 | 0 | 0 | 0 | 0 | 0 | 0 | 0 | 0 | 0 | 0 | 0 | Linkageless/parallel positioning controls with oxygen trim for burner combustion control. | Linkageless/parallel positioning controls with oxygen trim for burner combustion control. | Linkageless/parallel positioning controls with oxygen trim for burner combustion control. | Linkageless/parallel positioning controls with oxygen trim for burner combustion control. | Linkageless/parallel positioning controls with oxygen trim for burner combustion control. | Linkageless/parallel positioning controls with oxygen trim for burner combustion control. | Linkageless/parallel positioning controls with oxygen trim for burner combustion control. | Linkageless/parallel positioning controls with oxygen trim for burner combustion control. | Linkageless/parallel positioning controls with oxygen trim for burner combustion control. | Linkageless/parallel positioning controls with oxygen trim for burner combustion control. | Linkageless/parallel positioning controls with oxygen trim for burner combustion control. | Linkageless/parallel positioning controls with oxygen trim for burner combustion control. | Linkageless/parallel positioning controls with oxygen trim for burner combustion control. | Linkageless/parallel positioning controls with oxygen trim for burner combustion control. | Linkageless/parallel positioning controls with oxygen trim for burner combustion control. | Linkageless/parallel positioning controls with oxygen trim for burner combustion control. | Linkageless/parallel positioning controls with oxygen trim for burner combustion control. | Linkageless/parallel positioning controls with oxygen trim for burner combustion control. | Linkageless/parallel positioning controls with oxygen trim for burner combustion control. | Linkageless/parallel positioning controls with oxygen trim for burner combustion control. | Linkageless/parallel positioning controls with oxygen trim for burner combustion control. | Linkageless/parallel positioning controls with oxygen trim for burner combustion control. | Linkageless/parallel positioning controls with oxygen trim for burner combustion control. | Linkageless/parallel positioning controls with oxygen trim for burner combustion control. | Linkageless/parallel positioning controls with oxygen trim for burner combustion control. | Linkageless/parallel positioning controls with oxygen trim for burner combustion control. | Linkageless/parallel positioning controls with oxygen trim for burner combustion control. | Linkageless/parallel positioning controls with oxygen trim for burner combustion control. | 29888.108 | 29888.108 | 29888.108 | 29888.108 | 29888.108 | 29888.108 | 29888.108 | 29888.108 | 29888.108 | 29888.108 | 29888.108 | 29888.108 | 29888.108 | 29888.108 | 29888.108 | 29888.108 | 29888.108 | 29888.108 | 29888.108 | 29888.108 | 29888.108 | 29888.108 | 29888.108 | 29888.108 | 29888.108 | 29888.108 | 29888.108 | 29888.108 | 157.748 | 157.748 | 157.748 | 157.748 | 157.748 | 157.748 | 157.748 | 157.748 | 157.748 | 157.748 | 157.748 | 157.748 | 157.748 | 157.748 | 157.748 | 157.748 | 157.748 | 157.748 | 157.748 | 157.748 | 157.748 | 157.748 | 157.748 | 157.748 | 157.748 | 157.748 | 157.748 | 157.748 | 0 | 0 | 0 | 0 | 0 | 0 | 0 | 0 | 0 | 0 | 0 | 0 | 0 | 0 | 0 | 0 | 0 | 0 | 0 | 0 | 0 | 0 | 0 | 0 | 0 | 0 | 0 | 0 | 0 | 0 | 0 | 0 | 0 | 0 | 0 | 0 | 0 | 0 | 0 | 0 | 0 | 0 | 0 | 0 | 0 | 0 | 0 | 0 | 0 | 0 | 0 | 0 | 0 | 0 | 0 | 0 | 0 | 0 | 0 | 0 | 0 | 0 | 0 | 0 | 0 | 0 | 0 | 0 | 0 | 0 | 0 | 0 | 0 | 0 | 0 | 0 | 0 | 0 | 0 | 0 | 0 | 0 | 0 | 0 | 0 | 0 | 0 | 0 | 0 | 0 | 0 | 0 | 0 | 0 | 0 | 0 | 0 | 0 | 0 | 0 | 0 | 0 | 0 | 0 | 0 | 0 | 0 | 0 | 0 | 0 | 0 | 0 | Linkageless/parallel positioning controls with oxygen trim for burner combustion control. | Linkageless/parallel positioning controls with oxygen trim for burner combustion control. | Linkageless/parallel positioning controls with oxygen trim for burner combustion control. | Linkageless/parallel positioning controls with oxygen trim for burner combustion control. | Linkageless/parallel positioning controls with oxygen trim for burner combustion control. | Linkageless/parallel positioning controls with oxygen trim for burner combustion control. | Linkageless/parallel positioning controls with oxygen trim for burner combustion control. | Linkageless/parallel positioning controls with oxygen trim for burner combustion control. | Linkageless/parallel positioning controls with oxygen trim for burner combustion control. | Linkageless/parallel positioning controls with oxygen trim for burner combustion control. | Linkageless/parallel positioning controls with oxygen trim for burner combustion control. | Linkageless/parallel positioning controls with oxygen trim for burner combustion control. | Linkageless/parallel positioning controls with oxygen trim for burner combustion control. | Linkageless/parallel positioning controls with oxygen trim for burner combustion control. | Linkageless/parallel positioning controls with oxygen trim for burner combustion control. | Linkageless/parallel positioning controls with oxygen trim for burner combustion control. | Linkageless/parallel positioning controls with oxygen trim for burner combustion control. | Linkageless/parallel positioning controls with oxygen trim for burner combustion control. | Linkageless/parallel positioning controls with oxygen trim for burner combustion control. | Linkageless/parallel positioning controls with oxygen trim for burner combustion control. | Linkageless/parallel positioning controls with oxygen trim for burner combustion control. | Linkageless/parallel positioning controls with oxygen trim for burner combustion control. | Linkageless/parallel positioning controls with oxygen trim for burner combustion control. | Linkageless/parallel positioning controls with oxygen trim for burner combustion control. | Linkageless/parallel positioning controls with oxygen trim for burner combustion control. | Linkageless/parallel positioning controls with oxygen trim for burner combustion control. | Linkageless/parallel positioning controls with oxygen trim for burner combustion control. | Linkageless/parallel positioning controls with oxygen trim for burner combustion control. | 29888.108 | 29888.108 | 29888.108 | 29888.108 | 29888.108 | 29888.108 | 29888.108 | 29888.108 | 29888.108 | 29888.108 | 29888.108 | 29888.108 | 29888.108 | 29888.108 | 29888.108 | 29888.108 | 29888.108 | 29888.108 | 29888.108 | 29888.108 | 29888.108 | 29888.108 | 29888.108 | 29888.108 | 29888.108 | 29888.108 | 29888.108 | 29888.108 | 157.748 | 157.748 | 157.748 | 157.748 | 157.748 | 157.748 | 157.748 | 157.748 | 157.748 | 157.748 | 157.748 | 157.748 | 157.748 | 157.748 | 157.748 | 157.748 | 157.748 | 157.748 | 157.748 | 157.748 | 157.748 | 157.748 | 157.748 | 157.748 | 157.748 | 157.748 | 157.748 | 157.748 | 0 | 0 | 0 | 0 | 0 | 0 | 0 | 0 | 0 | 0 | 0 | 0 | 0 | 0 | 0 | 0 | 0 | 0 | 0 | 0 | 0 | 0 | 0 | 0 | 0 | 0 | 0 | 0 | 0 | 0 | 0 | 0 | 0 | 0 | 0 | 0 | 0 | 0 | 0 | 0 | 0 | 0 | 0 | 0 | 0 | 0 | 0 | 0 | 0 | 0 | 0 | 0 | 0 | 0 | 0 | 0 | 0 | 0 | 0 | 0 | 0 | 0 | 0 | 0 | 0 | 0 | 0 | 0 | 0 | 0 | 0 | 0 | 0 | 0 | 0 | 0 | 0 | 0 | 0 | 0 | 0 | 0 | 0 | 0 | 0 | 0
Gas Boiler - Insulate Hot Water Lines_Miscellaneous_New_Not Applicable Segment or Vintage | Gas Boiler - Insulate Hot Water Lines_Miscellaneous_New | Gas Boiler - Insulate Hot Water Lines_Commercial_New_Not Applicable Segment or Vintage_Not Applicable Segment or Vintage | Commercial | Miscellaneous | New | Space Heating | Natural Gas | Gas Boiler - Insulate Hot Water Lines | NEQ | Not Applicable Segment or Vintage | 11 | 11 | 11 | 0 | 0 | 0 | 0 | 0 | Retro5Med | 8.35569166605469E-06 | TBD | A | WCM878 | 0.7 | 0.42 | sqft | 0.0321 | 0 | 0 | 0 | 0 | Not Applicable Segment or Vintage | Not Applicable Segment or Vintage | Not Applicable Segment or Vintage | 0 | 0 | 0 | Not Applicable Segment or Vintage | Not Applicable Segment or Vintage | Not Applicable Segment or Vintage | Not Applicable Segment or Vintage | Not Applicable Segment or Vintage | Not Applicable Segment or Vintage | Not Applicable Segment or Vintage | Not Applicable Segment or Vintage | Not Applicable Segment or Vintage | Not Applicable Segment or Vintage | Not Applicable Segment or Vintage | Not Applicable Segment or Vintage | Not Applicable Segment or Vintage | Not Applicable Segment or Vintage | Not Applicable Segment or Vintage | Not Applicable Segment or Vintage | Not Applicable Segment or Vintage | Not Applicable Segment or Vintage | Not Applicable Segment or Vintage | Not Applicable Segment or Vintage | Not Applicable Segment or Vintage | Not Applicable Segment or Vintage | Not Applicable Segment or Vintage | Not Applicable Segment or Vintage | Not Applicable Segment or Vintage | Not Applicable Segment or Vintage | Not Applicable Segment or Vintage | Not Applicable Segment or Vintage | 0 | 0 | 0 | 0 | 0 | 0 | 0 | 0 | 0 | 0 | 0 | 0 | 0 | 0 | 0 | 0 | 0 | 0 | 0 | 0 | 0 | 0 | 0 | 0 | 0 | 0 | 0 | 0 | 0 | 0 | 0 | 0 | 0 | 0 | 0 | 0 | 0 | 0 | 0 | 0 | 0 | 0 | 0 | 0 | 0 | 0 | 0 | 0 | 0 | 0 | 0 | 0 | 0 | 0 | 0 | 0 | 0 | 0 | 0 | 0 | 0 | 0 | 0 | 0 | 0 | 0 | 0 | 0 | 0 | 0 | 0 | 0 | 0 | 0 | 0 | 0 | 0 | 0 | 0 | 0 | 0 | 0 | 0 | 0 | 0 | 0 | 0 | 0 | 0 | 0 | 0 | 0 | 0 | 0 | 0 | 0 | 0 | 0 | 0 | 0 | 0 | 0 | 0 | 0 | 0 | 0 | 0 | 0 | 0 | 0 | 0 | 0 | Not Applicable Segment or Vintage | Not Applicable Segment or Vintage | Not Applicable Segment or Vintage | Not Applicable Segment or Vintage | Not Applicable Segment or Vintage | Not Applicable Segment or Vintage | Not Applicable Segment or Vintage | Not Applicable Segment or Vintage | Not Applicable Segment or Vintage | Not Applicable Segment or Vintage | Not Applicable Segment or Vintage | Not Applicable Segment or Vintage | Not Applicable Segment or Vintage | Not Applicable Segment or Vintage | Not Applicable Segment or Vintage | Not Applicable Segment or Vintage | Not Applicable Segment or Vintage | Not Applicable Segment or Vintage | Not Applicable Segment or Vintage | Not Applicable Segment or Vintage | Not Applicable Segment or Vintage | Not Applicable Segment or Vintage | Not Applicable Segment or Vintage | Not Applicable Segment or Vintage | Not Applicable Segment or Vintage | Not Applicable Segment or Vintage | Not Applicable Segment or Vintage | Not Applicable Segment or Vintage | 0 | 0 | 0 | 0 | 0 | 0 | 0 | 0 | 0 | 0 | 0 | 0 | 0 | 0 | 0 | 0 | 0 | 0 | 0 | 0 | 0 | 0 | 0 | 0 | 0 | 0 | 0 | 0 | 0 | 0 | 0 | 0 | 0 | 0 | 0 | 0 | 0 | 0 | 0 | 0 | 0 | 0 | 0 | 0 | 0 | 0 | 0 | 0 | 0 | 0 | 0 | 0 | 0 | 0 | 0 | 0 | 0 | 0 | 0 | 0 | 0 | 0 | 0 | 0 | 0 | 0 | 0 | 0 | 0 | 0 | 0 | 0 | 0 | 0 | 0 | 0 | 0 | 0 | 0 | 0 | 0 | 0 | 0 | 0 | 0 | 0 | 0 | 0 | 0 | 0 | 0 | 0 | 0 | 0 | 0 | 0 | 0 | 0 | 0 | 0 | 0 | 0 | 0 | 0 | 0 | 0 | 0 | 0 | 0 | 0 | 0 | 0 | 0 | 0 | 0 | 0 | 0 | 0 | 0 | 0 | 0 | 0 | 0 | 0 | 0 | 0 | 0 | 0 | 0 | 0 | 0 | 0 | 0 | 0 | 0 | 0 | 0 | 0 | 0 | 0 | 0 | 0 | 0 | 0 | 0 | 0 | 0 | 0 | 0 | 0 | 0 | 0 | 0 | 0 | 0 | 0 | 0 | 0 | 0 | 0 | 0 | 0 | 0 | 0 | 0 | 0 | 0 | 0 | Not Applicable Segment or Vintage | Not Applicable Segment or Vintage | Not Applicable Segment or Vintage | Not Applicable Segment or Vintage | Not Applicable Segment or Vintage | Not Applicable Segment or Vintage | Not Applicable Segment or Vintage | Not Applicable Segment or Vintage | Not Applicable Segment or Vintage | Not Applicable Segment or Vintage | Not Applicable Segment or Vintage | Not Applicable Segment or Vintage | Not Applicable Segment or Vintage | Not Applicable Segment or Vintage | Not Applicable Segment or Vintage | Not Applicable Segment or Vintage | Not Applicable Segment or Vintage | Not Applicable Segment or Vintage | Not Applicable Segment or Vintage | Not Applicable Segment or Vintage | Not Applicable Segment or Vintage | Not Applicable Segment or Vintage | Not Applicable Segment or Vintage | Not Applicable Segment or Vintage | Not Applicable Segment or Vintage | Not Applicable Segment or Vintage | Not Applicable Segment or Vintage | Not Applicable Segment or Vintage | 0 | 0 | 0 | 0 | 0 | 0 | 0 | 0 | 0 | 0 | 0 | 0 | 0 | 0 | 0 | 0 | 0 | 0 | 0 | 0 | 0 | 0 | 0 | 0 | 0 | 0 | 0 | 0 | 0 | 0 | 0 | 0 | 0 | 0 | 0 | 0 | 0 | 0 | 0 | 0 | 0 | 0 | 0 | 0 | 0 | 0 | 0 | 0 | 0 | 0 | 0 | 0 | 0 | 0 | 0 | 0 | 0 | 0 | 0 | 0 | 0 | 0 | 0 | 0 | 0 | 0 | 0 | 0 | 0 | 0 | 0 | 0 | 0 | 0 | 0 | 0 | 0 | 0 | 0 | 0 | 0 | 0 | 0 | 0 | 0 | 0 | 0 | 0 | 0 | 0 | 0 | 0 | 0 | 0 | 0 | 0 | 0 | 0 | 0 | 0 | 0 | 0 | 0 | 0 | 0 | 0 | 0 | 0 | 0 | 0 | 0 | 0 | 0 | 0 | 0 | 0 | 0 | 0 | 0 | 0 | 0 | 0 | 0 | 0 | 0 | 0 | 0 | 0 | 0 | 0 | 0 | 0 | 0 | 0 | 0 | 0 | 0 | 0 | 0 | 0 | 0 | 0
Connected Thermostat - ENERGY STAR (1.0)_Miscellaneous_New_Thermostat with capability to establish a schedule | Connected Thermostat - ENERGY STAR (1.0)_Miscellaneous_New | Connected Thermostat - ENERGY STAR (1.0)_Commercial_New_Manual or programmable thermostat_Thermostat with capability to establish a schedule | Commercial | Miscellaneous | New | Space Heating | Natural Gas | Connected Thermostat - ENERGY STAR (1.0) | NEQ | Manual or programmable thermostat | 5 | 5 | 5 | 0 | 0 | 0 | 0.070136 | 0.80873 | Retro5Med | 8.35569166605469E-06 | TBD | A | WCM880 | 0.7 | 0.42 | tonCool | 0.0321 | 0 | 0 | 0 | 0 | RTF Wkbk - ComConnectedThermostats_v2_1 | RTF Wkbk - ComConnectedThermostats_v2_1 | AEG BEST | 0 | 0 | 102.1619 | Manual or programmable thermostat | Manual or programmable thermostat | Manual or programmable thermostat | Manual or programmable thermostat | Manual or programmable thermostat | Manual or programmable thermostat | Manual or programmable thermostat | Manual or programmable thermostat | Manual or programmable thermostat | Manual or programmable thermostat | Manual or programmable thermostat | Manual or programmable thermostat | Manual or programmable thermostat | Manual or programmable thermostat | Manual or programmable thermostat | Manual or programmable thermostat | Manual or programmable thermostat | Manual or programmable thermostat | Manual or programmable thermostat | Manual or programmable thermostat | Manual or programmable thermostat | Manual or programmable thermostat | Manual or programmable thermostat | Manual or programmable thermostat | Manual or programmable thermostat | Manual or programmable thermostat | Manual or programmable thermostat | Manual or programmable thermostat | 0 | 0 | 0 | 0 | 0 | 0 | 0 | 0 | 0 | 0 | 0 | 0 | 0 | 0 | 0 | 0 | 0 | 0 | 0 | 0 | 0 | 0 | 0 | 0 | 0 | 0 | 0 | 0 | 0 | 0 | 0 | 0 | 0 | 0 | 0 | 0 | 0 | 0 | 0 | 0 | 0 | 0 | 0 | 0 | 0 | 0 | 0 | 0 | 0 | 0 | 0 | 0 | 0 | 0 | 0 | 0 | 0 | 0 | 0 | 0 | 0 | 0 | 0 | 0 | 0 | 0 | 0 | 0 | 0 | 0 | 0 | 0 | 0 | 0 | 0 | 0 | 0 | 0 | 0 | 0 | 0 | 0 | 0 | 0 | 0 | 0 | 0 | 0 | 0 | 0 | 0 | 0 | 0 | 0 | 0 | 0 | 0 | 0 | 0 | 0 | 0 | 0 | 0 | 0 | 0 | 0 | 0 | 0 | 0 | 0 | 0 | 0 | Thermostat with capability to establish a schedule | Thermostat with capability to establish a schedule | Thermostat with capability to establish a schedule | Thermostat with capability to establish a schedule | Thermostat with capability to establish a schedule | Thermostat with capability to establish a schedule | Thermostat with capability to establish a schedule | Thermostat with capability to establish a schedule | Thermostat with capability to establish a schedule | Thermostat with capability to establish a schedule | Thermostat with capability to establish a schedule | Thermostat with capability to establish a schedule | Thermostat with capability to establish a schedule | Thermostat with capability to establish a schedule | Thermostat with capability to establish a schedule | Thermostat with capability to establish a schedule | Thermostat with capability to establish a schedule | Thermostat with capability to establish a schedule | Thermostat with capability to establish a schedule | Thermostat with capability to establish a schedule | Thermostat with capability to establish a schedule | Thermostat with capability to establish a schedule | Thermostat with capability to establish a schedule | Thermostat with capability to establish a schedule | Thermostat with capability to establish a schedule | Thermostat with capability to establish a schedule | Thermostat with capability to establish a schedule | Thermostat with capability to establish a schedule | 102.1619 | 102.1619 | 102.1619 | 102.1619 | 102.1619 | 102.1619 | 102.1619 | 102.1619 | 102.1619 | 102.1619 | 102.1619 | 102.1619 | 102.1619 | 102.1619 | 102.1619 | 102.1619 | 102.1619 | 102.1619 | 102.1619 | 102.1619 | 102.1619 | 102.1619 | 102.1619 | 102.1619 | 102.1619 | 102.1619 | 102.1619 | 102.1619 | 0 | 0 | 0 | 0 | 0 | 0 | 0 | 0 | 0 | 0 | 0 | 0 | 0 | 0 | 0 | 0 | 0 | 0 | 0 | 0 | 0 | 0 | 0 | 0 | 0 | 0 | 0 | 0 | 0 | 0 | 0 | 0 | 0 | 0 | 0 | 0 | 0 | 0 | 0 | 0 | 0 | 0 | 0 | 0 | 0 | 0 | 0 | 0 | 0 | 0 | 0 | 0 | 0 | 0 | 0 | 0 | 0 | 0 | 0 | 0 | 0 | 0 | 0 | 0 | 0 | 0 | 0 | 0 | 0 | 0 | 0 | 0 | 0 | 0 | 0 | 0 | 0 | 0 | 0 | 0 | 0 | 0 | 0 | 0 | 0 | 0 | 0 | 0 | 0 | 0 | 0 | 0 | 0 | 0 | 0 | 0 | 0 | 0 | 0 | 0 | 0 | 0 | 0 | 0 | 0 | 0 | 0 | 0 | 0 | 0 | 0 | 0 | 0 | 0 | 0 | 0 | 0 | 0 | 0 | 0 | 0 | 0 | 0 | 0 | 0 | 0 | 0 | 0 | 0 | 0 | 0 | 0 | 0 | 0 | 0 | 0 | 0 | 0 | 0 | 0 | Thermostat with capability to establish a schedule | Thermostat with capability to establish a schedule | Thermostat with capability to establish a schedule | Thermostat with capability to establish a schedule | Thermostat with capability to establish a schedule | Thermostat with capability to establish a schedule | Thermostat with capability to establish a schedule | Thermostat with capability to establish a schedule | Thermostat with capability to establish a schedule | Thermostat with capability to establish a schedule | Thermostat with capability to establish a schedule | Thermostat with capability to establish a schedule | Thermostat with capability to establish a schedule | Thermostat with capability to establish a schedule | Thermostat with capability to establish a schedule | Thermostat with capability to establish a schedule | Thermostat with capability to establish a schedule | Thermostat with capability to establish a schedule | Thermostat with capability to establish a schedule | Thermostat with capability to establish a schedule | Thermostat with capability to establish a schedule | Thermostat with capability to establish a schedule | Thermostat with capability to establish a schedule | Thermostat with capability to establish a schedule | Thermostat with capability to establish a schedule | Thermostat with capability to establish a schedule | Thermostat with capability to establish a schedule | Thermostat with capability to establish a schedule | 102.1619 | 102.1619 | 102.1619 | 102.1619 | 102.1619 | 102.1619 | 102.1619 | 102.1619 | 102.1619 | 102.1619 | 102.1619 | 102.1619 | 102.1619 | 102.1619 | 102.1619 | 102.1619 | 102.1619 | 102.1619 | 102.1619 | 102.1619 | 102.1619 | 102.1619 | 102.1619 | 102.1619 | 102.1619 | 102.1619 | 102.1619 | 102.1619 | 0 | 0 | 0 | 0 | 0 | 0 | 0 | 0 | 0 | 0 | 0 | 0 | 0 | 0 | 0 | 0 | 0 | 0 | 0 | 0 | 0 | 0 | 0 | 0 | 0 | 0 | 0 | 0 | 0 | 0 | 0 | 0 | 0 | 0 | 0 | 0 | 0 | 0 | 0 | 0 | 0 | 0 | 0 | 0 | 0 | 0 | 0 | 0 | 0 | 0 | 0 | 0 | 0 | 0 | 0 | 0 | 0 | 0 | 0 | 0 | 0 | 0 | 0 | 0 | 0 | 0 | 0 | 0 | 0 | 0 | 0 | 0 | 0 | 0 | 0 | 0 | 0 | 0 | 0 | 0 | 0 | 0 | 0 | 0 | 0 | 0 | 0 | 0 | 0 | 0 | 0 | 0 | 0 | 0 | 0 | 0 | 0 | 0 | 0 | 0 | 0 | 0 | 0 | 0 | 0 | 0 | 0 | 0 | 0 | 0 | 0 | 0 | 0 | 0
Gas Boiler - Maintenance_Miscellaneous_New_Not Applicable Segment or Vintage | Gas Boiler - Maintenance_Miscellaneous_New | Gas Boiler - Maintenance_Commercial_New_Not Applicable Segment or Vintage_Not Applicable Segment or Vintage | Commercial | Miscellaneous | New | Space Heating | Natural Gas | Gas Boiler - Maintenance | NEQ | Not Applicable Segment or Vintage | 3 | 3 | 3 | 0 | 0 | 0 | 0 | 0 | Retro5Med | 8.35569166605469E-06 | TBD | A | WCM866 | 0.7 | 0.42 | sqft | 0.0321 | 0 | 0 | 0 | 0 | Not Applicable Segment or Vintage | Not Applicable Segment or Vintage | Not Applicable Segment or Vintage | 0 | 0 | 0 | Not Applicable Segment or Vintage | Not Applicable Segment or Vintage | Not Applicable Segment or Vintage | Not Applicable Segment or Vintage | Not Applicable Segment or Vintage | Not Applicable Segment or Vintage | Not Applicable Segment or Vintage | Not Applicable Segment or Vintage | Not Applicable Segment or Vintage | Not Applicable Segment or Vintage | Not Applicable Segment or Vintage | Not Applicable Segment or Vintage | Not Applicable Segment or Vintage | Not Applicable Segment or Vintage | Not Applicable Segment or Vintage | Not Applicable Segment or Vintage | Not Applicable Segment or Vintage | Not Applicable Segment or Vintage | Not Applicable Segment or Vintage | Not Applicable Segment or Vintage | Not Applicable Segment or Vintage | Not Applicable Segment or Vintage | Not Applicable Segment or Vintage | Not Applicable Segment or Vintage | Not Applicable Segment or Vintage | Not Applicable Segment or Vintage | Not Applicable Segment or Vintage | Not Applicable Segment or Vintage | 0 | 0 | 0 | 0 | 0 | 0 | 0 | 0 | 0 | 0 | 0 | 0 | 0 | 0 | 0 | 0 | 0 | 0 | 0 | 0 | 0 | 0 | 0 | 0 | 0 | 0 | 0 | 0 | 0 | 0 | 0 | 0 | 0 | 0 | 0 | 0 | 0 | 0 | 0 | 0 | 0 | 0 | 0 | 0 | 0 | 0 | 0 | 0 | 0 | 0 | 0 | 0 | 0 | 0 | 0 | 0 | 0 | 0 | 0 | 0 | 0 | 0 | 0 | 0 | 0 | 0 | 0 | 0 | 0 | 0 | 0 | 0 | 0 | 0 | 0 | 0 | 0 | 0 | 0 | 0 | 0 | 0 | 0 | 0 | 0 | 0 | 0 | 0 | 0 | 0 | 0 | 0 | 0 | 0 | 0 | 0 | 0 | 0 | 0 | 0 | 0 | 0 | 0 | 0 | 0 | 0 | 0 | 0 | 0 | 0 | 0 | 0 | Not Applicable Segment or Vintage | Not Applicable Segment or Vintage | Not Applicable Segment or Vintage | Not Applicable Segment or Vintage | Not Applicable Segment or Vintage | Not Applicable Segment or Vintage | Not Applicable Segment or Vintage | Not Applicable Segment or Vintage | Not Applicable Segment or Vintage | Not Applicable Segment or Vintage | Not Applicable Segment or Vintage | Not Applicable Segment or Vintage | Not Applicable Segment or Vintage | Not Applicable Segment or Vintage | Not Applicable Segment or Vintage | Not Applicable Segment or Vintage | Not Applicable Segment or Vintage | Not Applicable Segment or Vintage | Not Applicable Segment or Vintage | Not Applicable Segment or Vintage | Not Applicable Segment or Vintage | Not Applicable Segment or Vintage | Not Applicable Segment or Vintage | Not Applicable Segment or Vintage | Not Applicable Segment or Vintage | Not Applicable Segment or Vintage | Not Applicable Segment or Vintage | Not Applicable Segment or Vintage | 0 | 0 | 0 | 0 | 0 | 0 | 0 | 0 | 0 | 0 | 0 | 0 | 0 | 0 | 0 | 0 | 0 | 0 | 0 | 0 | 0 | 0 | 0 | 0 | 0 | 0 | 0 | 0 | 0 | 0 | 0 | 0 | 0 | 0 | 0 | 0 | 0 | 0 | 0 | 0 | 0 | 0 | 0 | 0 | 0 | 0 | 0 | 0 | 0 | 0 | 0 | 0 | 0 | 0 | 0 | 0 | 0 | 0 | 0 | 0 | 0 | 0 | 0 | 0 | 0 | 0 | 0 | 0 | 0 | 0 | 0 | 0 | 0 | 0 | 0 | 0 | 0 | 0 | 0 | 0 | 0 | 0 | 0 | 0 | 0 | 0 | 0 | 0 | 0 | 0 | 0 | 0 | 0 | 0 | 0 | 0 | 0 | 0 | 0 | 0 | 0 | 0 | 0 | 0 | 0 | 0 | 0 | 0 | 0 | 0 | 0 | 0 | 0 | 0 | 0 | 0 | 0 | 0 | 0 | 0 | 0 | 0 | 0 | 0 | 0 | 0 | 0 | 0 | 0 | 0 | 0 | 0 | 0 | 0 | 0 | 0 | 0 | 0 | 0 | 0 | 0 | 0 | 0 | 0 | 0 | 0 | 0 | 0 | 0 | 0 | 0 | 0 | 0 | 0 | 0 | 0 | 0 | 0 | 0 | 0 | 0 | 0 | 0 | 0 | 0 | 0 | 0 | 0 | Not Applicable Segment or Vintage | Not Applicable Segment or Vintage | Not Applicable Segment or Vintage | Not Applicable Segment or Vintage | Not Applicable Segment or Vintage | Not Applicable Segment or Vintage | Not Applicable Segment or Vintage | Not Applicable Segment or Vintage | Not Applicable Segment or Vintage | Not Applicable Segment or Vintage | Not Applicable Segment or Vintage | Not Applicable Segment or Vintage | Not Applicable Segment or Vintage | Not Applicable Segment or Vintage | Not Applicable Segment or Vintage | Not Applicable Segment or Vintage | Not Applicable Segment or Vintage | Not Applicable Segment or Vintage | Not Applicable Segment or Vintage | Not Applicable Segment or Vintage | Not Applicable Segment or Vintage | Not Applicable Segment or Vintage | Not Applicable Segment or Vintage | Not Applicable Segment or Vintage | Not Applicable Segment or Vintage | Not Applicable Segment or Vintage | Not Applicable Segment or Vintage | Not Applicable Segment or Vintage | 0 | 0 | 0 | 0 | 0 | 0 | 0 | 0 | 0 | 0 | 0 | 0 | 0 | 0 | 0 | 0 | 0 | 0 | 0 | 0 | 0 | 0 | 0 | 0 | 0 | 0 | 0 | 0 | 0 | 0 | 0 | 0 | 0 | 0 | 0 | 0 | 0 | 0 | 0 | 0 | 0 | 0 | 0 | 0 | 0 | 0 | 0 | 0 | 0 | 0 | 0 | 0 | 0 | 0 | 0 | 0 | 0 | 0 | 0 | 0 | 0 | 0 | 0 | 0 | 0 | 0 | 0 | 0 | 0 | 0 | 0 | 0 | 0 | 0 | 0 | 0 | 0 | 0 | 0 | 0 | 0 | 0 | 0 | 0 | 0 | 0 | 0 | 0 | 0 | 0 | 0 | 0 | 0 | 0 | 0 | 0 | 0 | 0 | 0 | 0 | 0 | 0 | 0 | 0 | 0 | 0 | 0 | 0 | 0 | 0 | 0 | 0 | 0 | 0 | 0 | 0 | 0 | 0 | 0 | 0 | 0 | 0 | 0 | 0 | 0 | 0 | 0 | 0 | 0 | 0 | 0 | 0 | 0 | 0 | 0 | 0 | 0 | 0 | 0 | 0 | 0 | 0
Gas Furnace - Maintenance_Miscellaneous_New_Not Applicable Segment or Vintage | Gas Furnace - Maintenance_Miscellaneous_New | Gas Furnace - Maintenance_Commercial_New_Not Applicable Segment or Vintage_Not Applicable Segment or Vintage | Commercial | Miscellaneous | New | Space Heating | Natural Gas | Gas Furnace - Maintenance | NEQ | Not Applicable Segment or Vintage | 3 | 3 | 3 | 0 | 0 | 0 | 0 | 0 | Retro5Med | 8.35569166605469E-06 | TBD | A | WCM867 | 0.7 | 0.42 | sqft | 0.0321 | 0 | 0 | 0 | 0 | Not Applicable Segment or Vintage | Not Applicable Segment or Vintage | Not Applicable Segment or Vintage | 0 | 0 | 0 | Not Applicable Segment or Vintage | Not Applicable Segment or Vintage | Not Applicable Segment or Vintage | Not Applicable Segment or Vintage | Not Applicable Segment or Vintage | Not Applicable Segment or Vintage | Not Applicable Segment or Vintage | Not Applicable Segment or Vintage | Not Applicable Segment or Vintage | Not Applicable Segment or Vintage | Not Applicable Segment or Vintage | Not Applicable Segment or Vintage | Not Applicable Segment or Vintage | Not Applicable Segment or Vintage | Not Applicable Segment or Vintage | Not Applicable Segment or Vintage | Not Applicable Segment or Vintage | Not Applicable Segment or Vintage | Not Applicable Segment or Vintage | Not Applicable Segment or Vintage | Not Applicable Segment or Vintage | Not Applicable Segment or Vintage | Not Applicable Segment or Vintage | Not Applicable Segment or Vintage | Not Applicable Segment or Vintage | Not Applicable Segment or Vintage | Not Applicable Segment or Vintage | Not Applicable Segment or Vintage | 0 | 0 | 0 | 0 | 0 | 0 | 0 | 0 | 0 | 0 | 0 | 0 | 0 | 0 | 0 | 0 | 0 | 0 | 0 | 0 | 0 | 0 | 0 | 0 | 0 | 0 | 0 | 0 | 0 | 0 | 0 | 0 | 0 | 0 | 0 | 0 | 0 | 0 | 0 | 0 | 0 | 0 | 0 | 0 | 0 | 0 | 0 | 0 | 0 | 0 | 0 | 0 | 0 | 0 | 0 | 0 | 0 | 0 | 0 | 0 | 0 | 0 | 0 | 0 | 0 | 0 | 0 | 0 | 0 | 0 | 0 | 0 | 0 | 0 | 0 | 0 | 0 | 0 | 0 | 0 | 0 | 0 | 0 | 0 | 0 | 0 | 0 | 0 | 0 | 0 | 0 | 0 | 0 | 0 | 0 | 0 | 0 | 0 | 0 | 0 | 0 | 0 | 0 | 0 | 0 | 0 | 0 | 0 | 0 | 0 | 0 | 0 | Not Applicable Segment or Vintage | Not Applicable Segment or Vintage | Not Applicable Segment or Vintage | Not Applicable Segment or Vintage | Not Applicable Segment or Vintage | Not Applicable Segment or Vintage | Not Applicable Segment or Vintage | Not Applicable Segment or Vintage | Not Applicable Segment or Vintage | Not Applicable Segment or Vintage | Not Applicable Segment or Vintage | Not Applicable Segment or Vintage | Not Applicable Segment or Vintage | Not Applicable Segment or Vintage | Not Applicable Segment or Vintage | Not Applicable Segment or Vintage | Not Applicable Segment or Vintage | Not Applicable Segment or Vintage | Not Applicable Segment or Vintage | Not Applicable Segment or Vintage | Not Applicable Segment or Vintage | Not Applicable Segment or Vintage | Not Applicable Segment or Vintage | Not Applicable Segment or Vintage | Not Applicable Segment or Vintage | Not Applicable Segment or Vintage | Not Applicable Segment or Vintage | Not Applicable Segment or Vintage | 0 | 0 | 0 | 0 | 0 | 0 | 0 | 0 | 0 | 0 | 0 | 0 | 0 | 0 | 0 | 0 | 0 | 0 | 0 | 0 | 0 | 0 | 0 | 0 | 0 | 0 | 0 | 0 | 0 | 0 | 0 | 0 | 0 | 0 | 0 | 0 | 0 | 0 | 0 | 0 | 0 | 0 | 0 | 0 | 0 | 0 | 0 | 0 | 0 | 0 | 0 | 0 | 0 | 0 | 0 | 0 | 0 | 0 | 0 | 0 | 0 | 0 | 0 | 0 | 0 | 0 | 0 | 0 | 0 | 0 | 0 | 0 | 0 | 0 | 0 | 0 | 0 | 0 | 0 | 0 | 0 | 0 | 0 | 0 | 0 | 0 | 0 | 0 | 0 | 0 | 0 | 0 | 0 | 0 | 0 | 0 | 0 | 0 | 0 | 0 | 0 | 0 | 0 | 0 | 0 | 0 | 0 | 0 | 0 | 0 | 0 | 0 | 0 | 0 | 0 | 0 | 0 | 0 | 0 | 0 | 0 | 0 | 0 | 0 | 0 | 0 | 0 | 0 | 0 | 0 | 0 | 0 | 0 | 0 | 0 | 0 | 0 | 0 | 0 | 0 | 0 | 0 | 0 | 0 | 0 | 0 | 0 | 0 | 0 | 0 | 0 | 0 | 0 | 0 | 0 | 0 | 0 | 0 | 0 | 0 | 0 | 0 | 0 | 0 | 0 | 0 | 0 | 0 | Not Applicable Segment or Vintage | Not Applicable Segment or Vintage | Not Applicable Segment or Vintage | Not Applicable Segment or Vintage | Not Applicable Segment or Vintage | Not Applicable Segment or Vintage | Not Applicable Segment or Vintage | Not Applicable Segment or Vintage | Not Applicable Segment or Vintage | Not Applicable Segment or Vintage | Not Applicable Segment or Vintage | Not Applicable Segment or Vintage | Not Applicable Segment or Vintage | Not Applicable Segment or Vintage | Not Applicable Segment or Vintage | Not Applicable Segment or Vintage | Not Applicable Segment or Vintage | Not Applicable Segment or Vintage | Not Applicable Segment or Vintage | Not Applicable Segment or Vintage | Not Applicable Segment or Vintage | Not Applicable Segment or Vintage | Not Applicable Segment or Vintage | Not Applicable Segment or Vintage | Not Applicable Segment or Vintage | Not Applicable Segment or Vintage | Not Applicable Segment or Vintage | Not Applicable Segment or Vintage | 0 | 0 | 0 | 0 | 0 | 0 | 0 | 0 | 0 | 0 | 0 | 0 | 0 | 0 | 0 | 0 | 0 | 0 | 0 | 0 | 0 | 0 | 0 | 0 | 0 | 0 | 0 | 0 | 0 | 0 | 0 | 0 | 0 | 0 | 0 | 0 | 0 | 0 | 0 | 0 | 0 | 0 | 0 | 0 | 0 | 0 | 0 | 0 | 0 | 0 | 0 | 0 | 0 | 0 | 0 | 0 | 0 | 0 | 0 | 0 | 0 | 0 | 0 | 0 | 0 | 0 | 0 | 0 | 0 | 0 | 0 | 0 | 0 | 0 | 0 | 0 | 0 | 0 | 0 | 0 | 0 | 0 | 0 | 0 | 0 | 0 | 0 | 0 | 0 | 0 | 0 | 0 | 0 | 0 | 0 | 0 | 0 | 0 | 0 | 0 | 0 | 0 | 0 | 0 | 0 | 0 | 0 | 0 | 0 | 0 | 0 | 0 | 0 | 0 | 0 | 0 | 0 | 0 | 0 | 0 | 0 | 0 | 0 | 0 | 0 | 0 | 0 | 0 | 0 | 0 | 0 | 0 | 0 | 0 | 0 | 0 | 0 | 0 | 0 | 0 | 0 | 0
Gas Boiler - Thermostatic Radiator Valves_Miscellaneous_New_TRV installed on an existing hydronic or steam heated radiator | Gas Boiler - Thermostatic Radiator Valves_Miscellaneous_New | Gas Boiler - Thermostatic Radiator Valves_Commercial_New_existing hydronic or steam heated radiator without a TRV installed_TRV installed on an existing hydronic or steam heated radiator | Commercial | Miscellaneous | New | Space Heating | Natural Gas | Gas Boiler - Thermostatic Radiator Valves | NEQ | existing hydronic or steam heated radiator without a TRV installed | 15 | 15 | 15 | 50 | 0 | 0 | 0 | 0.25 | Retro1Slow | 0.012666666666666666 | TBD | A | WCM875 | 0.7 | 0.42 | radiator | 0.0321 | 0 | 0 | 0 | 0 | IL TRM v12 - 5.3.19 - Thermostatic Radiator Valves - Provisional Measure - RS-HVC-TRVS-V01-210101 | AEG Market Research 2024 | IL TRM v12 - 5.3.19 - Thermostatic Radiator Valves - Provisional Measure - RS-HVC-TRVS-V01-210101 | 0 | 0 | 69.6607 | existing hydronic or steam heated radiator without a TRV installed | existing hydronic or steam heated radiator without a TRV installed | existing hydronic or steam heated radiator without a TRV installed | existing hydronic or steam heated radiator without a TRV installed | existing hydronic or steam heated radiator without a TRV installed | existing hydronic or steam heated radiator without a TRV installed | existing hydronic or steam heated radiator without a TRV installed | existing hydronic or steam heated radiator without a TRV installed | existing hydronic or steam heated radiator without a TRV installed | existing hydronic or steam heated radiator without a TRV installed | existing hydronic or steam heated radiator without a TRV installed | existing hydronic or steam heated radiator without a TRV installed | existing hydronic or steam heated radiator without a TRV installed | existing hydronic or steam heated radiator without a TRV installed | existing hydronic or steam heated radiator without a TRV installed | existing hydronic or steam heated radiator without a TRV installed | existing hydronic or steam heated radiator without a TRV installed | existing hydronic or steam heated radiator without a TRV installed | existing hydronic or steam heated radiator without a TRV installed | existing hydronic or steam heated radiator without a TRV installed | existing hydronic or steam heated radiator without a TRV installed | existing hydronic or steam heated radiator without a TRV installed | existing hydronic or steam heated radiator without a TRV installed | existing hydronic or steam heated radiator without a TRV installed | existing hydronic or steam heated radiator without a TRV installed | existing hydronic or steam heated radiator without a TRV installed | existing hydronic or steam heated radiator without a TRV installed | existing hydronic or steam heated radiator without a TRV installed | 0 | 0 | 0 | 0 | 0 | 0 | 0 | 0 | 0 | 0 | 0 | 0 | 0 | 0 | 0 | 0 | 0 | 0 | 0 | 0 | 0 | 0 | 0 | 0 | 0 | 0 | 0 | 0 | 0 | 0 | 0 | 0 | 0 | 0 | 0 | 0 | 0 | 0 | 0 | 0 | 0 | 0 | 0 | 0 | 0 | 0 | 0 | 0 | 0 | 0 | 0 | 0 | 0 | 0 | 0 | 0 | 0 | 0 | 0 | 0 | 0 | 0 | 0 | 0 | 0 | 0 | 0 | 0 | 0 | 0 | 0 | 0 | 0 | 0 | 0 | 0 | 0 | 0 | 0 | 0 | 0 | 0 | 0 | 0 | 0 | 0 | 0 | 0 | 0 | 0 | 0 | 0 | 0 | 0 | 0 | 0 | 0 | 0 | 0 | 0 | 0 | 0 | 0 | 0 | 0 | 0 | 0 | 0 | 0 | 0 | 0 | 0 | TRV installed on an existing hydronic or steam heated radiator | TRV installed on an existing hydronic or steam heated radiator | TRV installed on an existing hydronic or steam heated radiator | TRV installed on an existing hydronic or steam heated radiator | TRV installed on an existing hydronic or steam heated radiator | TRV installed on an existing hydronic or steam heated radiator | TRV installed on an existing hydronic or steam heated radiator | TRV installed on an existing hydronic or steam heated radiator | TRV installed on an existing hydronic or steam heated radiator | TRV installed on an existing hydronic or steam heated radiator | TRV installed on an existing hydronic or steam heated radiator | TRV installed on an existing hydronic or steam heated radiator | TRV installed on an existing hydronic or steam heated radiator | TRV installed on an existing hydronic or steam heated radiator | TRV installed on an existing hydronic or steam heated radiator | TRV installed on an existing hydronic or steam heated radiator | TRV installed on an existing hydronic or steam heated radiator | TRV installed on an existing hydronic or steam heated radiator | TRV installed on an existing hydronic or steam heated radiator | TRV installed on an existing hydronic or steam heated radiator | TRV installed on an existing hydronic or steam heated radiator | TRV installed on an existing hydronic or steam heated radiator | TRV installed on an existing hydronic or steam heated radiator | TRV installed on an existing hydronic or steam heated radiator | TRV installed on an existing hydronic or steam heated radiator | TRV installed on an existing hydronic or steam heated radiator | TRV installed on an existing hydronic or steam heated radiator | TRV installed on an existing hydronic or steam heated radiator | 69.6607 | 69.6607 | 69.6607 | 69.6607 | 69.6607 | 69.6607 | 69.6607 | 69.6607 | 69.6607 | 69.6607 | 69.6607 | 69.6607 | 69.6607 | 69.6607 | 69.6607 | 69.6607 | 69.6607 | 69.6607 | 69.6607 | 69.6607 | 69.6607 | 69.6607 | 69.6607 | 69.6607 | 69.6607 | 69.6607 | 69.6607 | 69.6607 | 50 | 50 | 50 | 50 | 50 | 50 | 50 | 50 | 50 | 50 | 50 | 50 | 50 | 50 | 50 | 50 | 50 | 50 | 50 | 50 | 50 | 50 | 50 | 50 | 50 | 50 | 50 | 50 | 0 | 0 | 0 | 0 | 0 | 0 | 0 | 0 | 0 | 0 | 0 | 0 | 0 | 0 | 0 | 0 | 0 | 0 | 0 | 0 | 0 | 0 | 0 | 0 | 0 | 0 | 0 | 0 | 0 | 0 | 0 | 0 | 0 | 0 | 0 | 0 | 0 | 0 | 0 | 0 | 0 | 0 | 0 | 0 | 0 | 0 | 0 | 0 | 0 | 0 | 0 | 0 | 0 | 0 | 0 | 0 | 0 | 0 | 0 | 0 | 0 | 0 | 0 | 0 | 0 | 0 | 0 | 0 | 0 | 0 | 0 | 0 | 0 | 0 | 0 | 0 | 0 | 0 | 0 | 0 | 0 | 0 | 0 | 0 | 0 | 0 | 0 | 0 | 0 | 0 | 0 | 0 | 0 | 0 | 0 | 0 | 0 | 0 | 0 | 0 | 0 | 0 | 0 | 0 | 0 | 0 | 0 | 0 | 0 | 0 | 0 | 0 | TRV installed on an existing hydronic or steam heated radiator | TRV installed on an existing hydronic or steam heated radiator | TRV installed on an existing hydronic or steam heated radiator | TRV installed on an existing hydronic or steam heated radiator | TRV installed on an existing hydronic or steam heated radiator | TRV installed on an existing hydronic or steam heated radiator | TRV installed on an existing hydronic or steam heated radiator | TRV installed on an existing hydronic or steam heated radiator | TRV installed on an existing hydronic or steam heated radiator | TRV installed on an existing hydronic or steam heated radiator | TRV installed on an existing hydronic or steam heated radiator | TRV installed on an existing hydronic or steam heated radiator | TRV installed on an existing hydronic or steam heated radiator | TRV installed on an existing hydronic or steam heated radiator | TRV installed on an existing hydronic or steam heated radiator | TRV installed on an existing hydronic or steam heated radiator | TRV installed on an existing hydronic or steam heated radiator | TRV installed on an existing hydronic or steam heated radiator | TRV installed on an existing hydronic or steam heated radiator | TRV installed on an existing hydronic or steam heated radiator | TRV installed on an existing hydronic or steam heated radiator | TRV installed on an existing hydronic or steam heated radiator | TRV installed on an existing hydronic or steam heated radiator | TRV installed on an existing hydronic or steam heated radiator | TRV installed on an existing hydronic or steam heated radiator | TRV installed on an existing hydronic or steam heated radiator | TRV installed on an existing hydronic or steam heated radiator | TRV installed on an existing hydronic or steam heated radiator | 69.6607 | 69.6607 | 69.6607 | 69.6607 | 69.6607 | 69.6607 | 69.6607 | 69.6607 | 69.6607 | 69.6607 | 69.6607 | 69.6607 | 69.6607 | 69.6607 | 69.6607 | 69.6607 | 69.6607 | 69.6607 | 69.6607 | 69.6607 | 69.6607 | 69.6607 | 69.6607 | 69.6607 | 69.6607 | 69.6607 | 69.6607 | 69.6607 | 50 | 50 | 50 | 50 | 50 | 50 | 50 | 50 | 50 | 50 | 50 | 50 | 50 | 50 | 50 | 50 | 50 | 50 | 50 | 50 | 50 | 50 | 50 | 50 | 50 | 50 | 50 | 50 | 0 | 0 | 0 | 0 | 0 | 0 | 0 | 0 | 0 | 0 | 0 | 0 | 0 | 0 | 0 | 0 | 0 | 0 | 0 | 0 | 0 | 0 | 0 | 0 | 0 | 0 | 0 | 0 | 0 | 0 | 0 | 0 | 0 | 0 | 0 | 0 | 0 | 0 | 0 | 0 | 0 | 0 | 0 | 0 | 0 | 0 | 0 | 0 | 0 | 0 | 0 | 0 | 0 | 0 | 0 | 0 | 0 | 0 | 0 | 0 | 0 | 0 | 0 | 0 | 0 | 0 | 0 | 0 | 0 | 0 | 0 | 0 | 0 | 0 | 0 | 0 | 0 | 0 | 0 | 0 | 0 | 0 | 0 | 0 | 0 | 0
HVAC - Energy Recovery Ventilator_Miscellaneous_New_unitary equipment that incorporates energy recovery not required by the IECC 2012/2015/2018/2021 | HVAC - Energy Recovery Ventilator_Miscellaneous_New | HVAC - Energy Recovery Ventilator_Commercial_New_unitary equipment not required by IECC 2012/2015/2018/2021 to incorporate energy recovery_unitary equipment that incorporates energy recovery not required by the IECC 2012/2015/2018/2021 | Commercial | Miscellaneous | New | Space Heating | Natural Gas | HVAC - Energy Recovery Ventilator | NEQ | unitary equipment not required by IECC 2012/2015/2018/2021 to incorporate energy recovery | 15 | 15 | 15 | 0 | 0 | 0 | 0 | 0.1 | Retro1Slow | 0.012666666666666666 | TBD | A | WCM857 | 0.7 | 0.42 | CFM | 0.0321 | 0 | 0 | 0 | 0 | IL TRM v13 - 4.4.27 - Energy Recovery Ventilator - CI-HVC-ERVE-V07-250101 | IL TRM v13 - 4.4.27 - Energy Recovery Ventilator - CI-HVC-ERVE-V07-250101 | IL TRM v13 - 4.4.27 - Energy Recovery Ventilator - CI-HVC-ERVE-V07-250101 | 0 | 0 | 0.61453 | unitary equipment not required by IECC 2012/2015/2018/2021 to incorporate energy recovery | unitary equipment not required by IECC 2012/2015/2018/2021 to incorporate energy recovery | unitary equipment not required by IECC 2012/2015/2018/2021 to incorporate energy recovery | unitary equipment not required by IECC 2012/2015/2018/2021 to incorporate energy recovery | unitary equipment not required by IECC 2012/2015/2018/2021 to incorporate energy recovery | unitary equipment not required by IECC 2012/2015/2018/2021 to incorporate energy recovery | unitary equipment not required by IECC 2012/2015/2018/2021 to incorporate energy recovery | unitary equipment not required by IECC 2012/2015/2018/2021 to incorporate energy recovery | unitary equipment not required by IECC 2012/2015/2018/2021 to incorporate energy recovery | unitary equipment not required by IECC 2012/2015/2018/2021 to incorporate energy recovery | unitary equipment not required by IECC 2012/2015/2018/2021 to incorporate energy recovery | unitary equipment not required by IECC 2012/2015/2018/2021 to incorporate energy recovery | unitary equipment not required by IECC 2012/2015/2018/2021 to incorporate energy recovery | unitary equipment not required by IECC 2012/2015/2018/2021 to incorporate energy recovery | unitary equipment not required by IECC 2012/2015/2018/2021 to incorporate energy recovery | unitary equipment not required by IECC 2012/2015/2018/2021 to incorporate energy recovery | unitary equipment not required by IECC 2012/2015/2018/2021 to incorporate energy recovery | unitary equipment not required by IECC 2012/2015/2018/2021 to incorporate energy recovery | unitary equipment not required by IECC 2012/2015/2018/2021 to incorporate energy recovery | unitary equipment not required by IECC 2012/2015/2018/2021 to incorporate energy recovery | unitary equipment not required by IECC 2012/2015/2018/2021 to incorporate energy recovery | unitary equipment not required by IECC 2012/2015/2018/2021 to incorporate energy recovery | unitary equipment not required by IECC 2012/2015/2018/2021 to incorporate energy recovery | unitary equipment not required by IECC 2012/2015/2018/2021 to incorporate energy recovery | unitary equipment not required by IECC 2012/2015/2018/2021 to incorporate energy recovery | unitary equipment not required by IECC 2012/2015/2018/2021 to incorporate energy recovery | unitary equipment not required by IECC 2012/2015/2018/2021 to incorporate energy recovery | unitary equipment not required by IECC 2012/2015/2018/2021 to incorporate energy recovery | 0 | 0 | 0 | 0 | 0 | 0 | 0 | 0 | 0 | 0 | 0 | 0 | 0 | 0 | 0 | 0 | 0 | 0 | 0 | 0 | 0 | 0 | 0 | 0 | 0 | 0 | 0 | 0 | 0 | 0 | 0 | 0 | 0 | 0 | 0 | 0 | 0 | 0 | 0 | 0 | 0 | 0 | 0 | 0 | 0 | 0 | 0 | 0 | 0 | 0 | 0 | 0 | 0 | 0 | 0 | 0 | 0 | 0 | 0 | 0 | 0 | 0 | 0 | 0 | 0 | 0 | 0 | 0 | 0 | 0 | 0 | 0 | 0 | 0 | 0 | 0 | 0 | 0 | 0 | 0 | 0 | 0 | 0 | 0 | 0 | 0 | 0 | 0 | 0 | 0 | 0 | 0 | 0 | 0 | 0 | 0 | 0 | 0 | 0 | 0 | 0 | 0 | 0 | 0 | 0 | 0 | 0 | 0 | 0 | 0 | 0 | 0 | unitary equipment that incorporates energy recovery not required by the IECC 2012/2015/2018/2021 | unitary equipment that incorporates energy recovery not required by the IECC 2012/2015/2018/2021 | unitary equipment that incorporates energy recovery not required by the IECC 2012/2015/2018/2021 | unitary equipment that incorporates energy recovery not required by the IECC 2012/2015/2018/2021 | unitary equipment that incorporates energy recovery not required by the IECC 2012/2015/2018/2021 | unitary equipment that incorporates energy recovery not required by the IECC 2012/2015/2018/2021 | unitary equipment that incorporates energy recovery not required by the IECC 2012/2015/2018/2021 | unitary equipment that incorporates energy recovery not required by the IECC 2012/2015/2018/2021 | unitary equipment that incorporates energy recovery not required by the IECC 2012/2015/2018/2021 | unitary equipment that incorporates energy recovery not required by the IECC 2012/2015/2018/2021 | unitary equipment that incorporates energy recovery not required by the IECC 2012/2015/2018/2021 | unitary equipment that incorporates energy recovery not required by the IECC 2012/2015/2018/2021 | unitary equipment that incorporates energy recovery not required by the IECC 2012/2015/2018/2021 | unitary equipment that incorporates energy recovery not required by the IECC 2012/2015/2018/2021 | unitary equipment that incorporates energy recovery not required by the IECC 2012/2015/2018/2021 | unitary equipment that incorporates energy recovery not required by the IECC 2012/2015/2018/2021 | unitary equipment that incorporates energy recovery not required by the IECC 2012/2015/2018/2021 | unitary equipment that incorporates energy recovery not required by the IECC 2012/2015/2018/2021 | unitary equipment that incorporates energy recovery not required by the IECC 2012/2015/2018/2021 | unitary equipment that incorporates energy recovery not required by the IECC 2012/2015/2018/2021 | unitary equipment that incorporates energy recovery not required by the IECC 2012/2015/2018/2021 | unitary equipment that incorporates energy recovery not required by the IECC 2012/2015/2018/2021 | unitary equipment that incorporates energy recovery not required by the IECC 2012/2015/2018/2021 | unitary equipment that incorporates energy recovery not required by the IECC 2012/2015/2018/2021 | unitary equipment that incorporates energy recovery not required by the IECC 2012/2015/2018/2021 | unitary equipment that incorporates energy recovery not required by the IECC 2012/2015/2018/2021 | unitary equipment that incorporates energy recovery not required by the IECC 2012/2015/2018/2021 | unitary equipment that incorporates energy recovery not required by the IECC 2012/2015/2018/2021 | 0.6145 | 0.6145 | 0.6145 | 0.6145 | 0.6145 | 0.6145 | 0.6145 | 0.6145 | 0.6145 | 0.6145 | 0.6145 | 0.6145 | 0.6145 | 0.6145 | 0.6145 | 0.6145 | 0.6145 | 0.6145 | 0.6145 | 0.6145 | 0.6145 | 0.6145 | 0.6145 | 0.6145 | 0.6145 | 0.6145 | 0.6145 | 0.6145 | 0 | 0 | 0 | 0 | 0 | 0 | 0 | 0 | 0 | 0 | 0 | 0 | 0 | 0 | 0 | 0 | 0 | 0 | 0 | 0 | 0 | 0 | 0 | 0 | 0 | 0 | 0 | 0 | 0 | 0 | 0 | 0 | 0 | 0 | 0 | 0 | 0 | 0 | 0 | 0 | 0 | 0 | 0 | 0 | 0 | 0 | 0 | 0 | 0 | 0 | 0 | 0 | 0 | 0 | 0 | 0 | 0 | 0 | 0 | 0 | 0 | 0 | 0 | 0 | 0 | 0 | 0 | 0 | 0 | 0 | 0 | 0 | 0 | 0 | 0 | 0 | 0 | 0 | 0 | 0 | 0 | 0 | 0 | 0 | 0 | 0 | 0 | 0 | 0 | 0 | 0 | 0 | 0 | 0 | 0 | 0 | 0 | 0 | 0 | 0 | 0 | 0 | 0 | 0 | 0 | 0 | 0 | 0 | 0 | 0 | 0 | 0 | 0 | 0 | 0 | 0 | 0 | 0 | 0 | 0 | 0 | 0 | 0 | 0 | 0 | 0 | 0 | 0 | 0 | 0 | 0 | 0 | 0 | 0 | 0 | 0 | 0 | 0 | 0 | 0 | unitary equipment that incorporates energy recovery not required by the IECC 2012/2015/2018/2021 | unitary equipment that incorporates energy recovery not required by the IECC 2012/2015/2018/2021 | unitary equipment that incorporates energy recovery not required by the IECC 2012/2015/2018/2021 | unitary equipment that incorporates energy recovery not required by the IECC 2012/2015/2018/2021 | unitary equipment that incorporates energy recovery not required by the IECC 2012/2015/2018/2021 | unitary equipment that incorporates energy recovery not required by the IECC 2012/2015/2018/2021 | unitary equipment that incorporates energy recovery not required by the IECC 2012/2015/2018/2021 | unitary equipment that incorporates energy recovery not required by the IECC 2012/2015/2018/2021 | unitary equipment that incorporates energy recovery not required by the IECC 2012/2015/2018/2021 | unitary equipment that incorporates energy recovery not required by the IECC 2012/2015/2018/2021 | unitary equipment that incorporates energy recovery not required by the IECC 2012/2015/2018/2021 | unitary equipment that incorporates energy recovery not required by the IECC 2012/2015/2018/2021 | unitary equipment that incorporates energy recovery not required by the IECC 2012/2015/2018/2021 | unitary equipment that incorporates energy recovery not required by the IECC 2012/2015/2018/2021 | unitary equipment that incorporates energy recovery not required by the IECC 2012/2015/2018/2021 | unitary equipment that incorporates energy recovery not required by the IECC 2012/2015/2018/2021 | unitary equipment that incorporates energy recovery not required by the IECC 2012/2015/2018/2021 | unitary equipment that incorporates energy recovery not required by the IECC 2012/2015/2018/2021 | unitary equipment that incorporates energy recovery not required by the IECC 2012/2015/2018/2021 | unitary equipment that incorporates energy recovery not required by the IECC 2012/2015/2018/2021 | unitary equipment that incorporates energy recovery not required by the IECC 2012/2015/2018/2021 | unitary equipment that incorporates energy recovery not required by the IECC 2012/2015/2018/2021 | unitary equipment that incorporates energy recovery not required by the IECC 2012/2015/2018/2021 | unitary equipment that incorporates energy recovery not required by the IECC 2012/2015/2018/2021 | unitary equipment that incorporates energy recovery not required by the IECC 2012/2015/2018/2021 | unitary equipment that incorporates energy recovery not required by the IECC 2012/2015/2018/2021 | unitary equipment that incorporates energy recovery not required by the IECC 2012/2015/2018/2021 | unitary equipment that incorporates energy recovery not required by the IECC 2012/2015/2018/2021 | 0.6145 | 0.6145 | 0.6145 | 0.6145 | 0.6145 | 0.6145 | 0.6145 | 0.6145 | 0.6145 | 0.6145 | 0.6145 | 0.6145 | 0.6145 | 0.6145 | 0.6145 | 0.6145 | 0.6145 | 0.6145 | 0.6145 | 0.6145 | 0.6145 | 0.6145 | 0.6145 | 0.6145 | 0.6145 | 0.6145 | 0.6145 | 0.6145 | 0 | 0 | 0 | 0 | 0 | 0 | 0 | 0 | 0 | 0 | 0 | 0 | 0 | 0 | 0 | 0 | 0 | 0 | 0 | 0 | 0 | 0 | 0 | 0 | 0 | 0 | 0 | 0 | 0 | 0 | 0 | 0 | 0 | 0 | 0 | 0 | 0 | 0 | 0 | 0 | 0 | 0 | 0 | 0 | 0 | 0 | 0 | 0 | 0 | 0 | 0 | 0 | 0 | 0 | 0 | 0 | 0 | 0 | 0 | 0 | 0 | 0 | 0 | 0 | 0 | 0 | 0 | 0 | 0 | 0 | 0 | 0 | 0 | 0 | 0 | 0 | 0 | 0 | 0 | 0 | 0 | 0 | 0 | 0 | 0 | 0 | 0 | 0 | 0 | 0 | 0 | 0 | 0 | 0 | 0 | 0 | 0 | 0 | 0 | 0 | 0 | 0 | 0 | 0 | 0 | 0 | 0 | 0 | 0 | 0 | 0 | 0 | 0 | 0
Infiltration Control - Loading Dock Sealing_Miscellaneous_New_Dock doors with compression seals or shelters to form tight seal | Infiltration Control - Loading Dock Sealing_Miscellaneous_New | Infiltration Control - Loading Dock Sealing_Commercial_New_Dock doors with no seals or shelters installed_Dock doors with compression seals or shelters to form tight seal | Commercial | Miscellaneous | New | Space Heating | Natural Gas | Infiltration Control - Loading Dock Sealing | NEQ | Dock doors with no seals or shelters installed | 15 | 15 | 15 | 0 | 0 | 0 | 0 | 0.05 | RetroEven20 | 0.03333333333333333 | TBD | A | WCM860 | 0.7 | 0.42 | perbldg | 0.0321 | 0 | 0 | 0 | 0 | IL TRM v13 - 4.8.6 - Dock Door Seals and Shelter - CI-MSC-DDSS-V01-230101 | IL TRM v13 - 4.8.6 - Dock Door Seals and Shelter - CI-MSC-DDSS-V01-230101 | IL TRM v13 - 4.8.6 - Dock Door Seals and Shelter - CI-MSC-DDSS-V01-230101 | 0 | 0 | 4809.9603 | Dock doors with no seals or shelters installed | Dock doors with no seals or shelters installed | Dock doors with no seals or shelters installed | Dock doors with no seals or shelters installed | Dock doors with no seals or shelters installed | Dock doors with no seals or shelters installed | Dock doors with no seals or shelters installed | Dock doors with no seals or shelters installed | Dock doors with no seals or shelters installed | Dock doors with no seals or shelters installed | Dock doors with no seals or shelters installed | Dock doors with no seals or shelters installed | Dock doors with no seals or shelters installed | Dock doors with no seals or shelters installed | Dock doors with no seals or shelters installed | Dock doors with no seals or shelters installed | Dock doors with no seals or shelters installed | Dock doors with no seals or shelters installed | Dock doors with no seals or shelters installed | Dock doors with no seals or shelters installed | Dock doors with no seals or shelters installed | Dock doors with no seals or shelters installed | Dock doors with no seals or shelters installed | Dock doors with no seals or shelters installed | Dock doors with no seals or shelters installed | Dock doors with no seals or shelters installed | Dock doors with no seals or shelters installed | Dock doors with no seals or shelters installed | 0 | 0 | 0 | 0 | 0 | 0 | 0 | 0 | 0 | 0 | 0 | 0 | 0 | 0 | 0 | 0 | 0 | 0 | 0 | 0 | 0 | 0 | 0 | 0 | 0 | 0 | 0 | 0 | 0 | 0 | 0 | 0 | 0 | 0 | 0 | 0 | 0 | 0 | 0 | 0 | 0 | 0 | 0 | 0 | 0 | 0 | 0 | 0 | 0 | 0 | 0 | 0 | 0 | 0 | 0 | 0 | 0 | 0 | 0 | 0 | 0 | 0 | 0 | 0 | 0 | 0 | 0 | 0 | 0 | 0 | 0 | 0 | 0 | 0 | 0 | 0 | 0 | 0 | 0 | 0 | 0 | 0 | 0 | 0 | 0 | 0 | 0 | 0 | 0 | 0 | 0 | 0 | 0 | 0 | 0 | 0 | 0 | 0 | 0 | 0 | 0 | 0 | 0 | 0 | 0 | 0 | 0 | 0 | 0 | 0 | 0 | 0 | Dock doors with compression seals or shelters to form tight seal | Dock doors with compression seals or shelters to form tight seal | Dock doors with compression seals or shelters to form tight seal | Dock doors with compression seals or shelters to form tight seal | Dock doors with compression seals or shelters to form tight seal | Dock doors with compression seals or shelters to form tight seal | Dock doors with compression seals or shelters to form tight seal | Dock doors with compression seals or shelters to form tight seal | Dock doors with compression seals or shelters to form tight seal | Dock doors with compression seals or shelters to form tight seal | Dock doors with compression seals or shelters to form tight seal | Dock doors with compression seals or shelters to form tight seal | Dock doors with compression seals or shelters to form tight seal | Dock doors with compression seals or shelters to form tight seal | Dock doors with compression seals or shelters to form tight seal | Dock doors with compression seals or shelters to form tight seal | Dock doors with compression seals or shelters to form tight seal | Dock doors with compression seals or shelters to form tight seal | Dock doors with compression seals or shelters to form tight seal | Dock doors with compression seals or shelters to form tight seal | Dock doors with compression seals or shelters to form tight seal | Dock doors with compression seals or shelters to form tight seal | Dock doors with compression seals or shelters to form tight seal | Dock doors with compression seals or shelters to form tight seal | Dock doors with compression seals or shelters to form tight seal | Dock doors with compression seals or shelters to form tight seal | Dock doors with compression seals or shelters to form tight seal | Dock doors with compression seals or shelters to form tight seal | 4809.9603 | 4809.9603 | 4809.9603 | 4809.9603 | 4809.9603 | 4809.9603 | 4809.9603 | 4809.9603 | 4809.9603 | 4809.9603 | 4809.9603 | 4809.9603 | 4809.9603 | 4809.9603 | 4809.9603 | 4809.9603 | 4809.9603 | 4809.9603 | 4809.9603 | 4809.9603 | 4809.9603 | 4809.9603 | 4809.9603 | 4809.9603 | 4809.9603 | 4809.9603 | 4809.9603 | 4809.9603 | 0 | 0 | 0 | 0 | 0 | 0 | 0 | 0 | 0 | 0 | 0 | 0 | 0 | 0 | 0 | 0 | 0 | 0 | 0 | 0 | 0 | 0 | 0 | 0 | 0 | 0 | 0 | 0 | 0 | 0 | 0 | 0 | 0 | 0 | 0 | 0 | 0 | 0 | 0 | 0 | 0 | 0 | 0 | 0 | 0 | 0 | 0 | 0 | 0 | 0 | 0 | 0 | 0 | 0 | 0 | 0 | 0 | 0 | 0 | 0 | 0 | 0 | 0 | 0 | 0 | 0 | 0 | 0 | 0 | 0 | 0 | 0 | 0 | 0 | 0 | 0 | 0 | 0 | 0 | 0 | 0 | 0 | 0 | 0 | 0 | 0 | 0 | 0 | 0 | 0 | 0 | 0 | 0 | 0 | 0 | 0 | 0 | 0 | 0 | 0 | 0 | 0 | 0 | 0 | 0 | 0 | 0 | 0 | 0 | 0 | 0 | 0 | 0 | 0 | 0 | 0 | 0 | 0 | 0 | 0 | 0 | 0 | 0 | 0 | 0 | 0 | 0 | 0 | 0 | 0 | 0 | 0 | 0 | 0 | 0 | 0 | 0 | 0 | 0 | 0 | Dock doors with compression seals or shelters to form tight seal | Dock doors with compression seals or shelters to form tight seal | Dock doors with compression seals or shelters to form tight seal | Dock doors with compression seals or shelters to form tight seal | Dock doors with compression seals or shelters to form tight seal | Dock doors with compression seals or shelters to form tight seal | Dock doors with compression seals or shelters to form tight seal | Dock doors with compression seals or shelters to form tight seal | Dock doors with compression seals or shelters to form tight seal | Dock doors with compression seals or shelters to form tight seal | Dock doors with compression seals or shelters to form tight seal | Dock doors with compression seals or shelters to form tight seal | Dock doors with compression seals or shelters to form tight seal | Dock doors with compression seals or shelters to form tight seal | Dock doors with compression seals or shelters to form tight seal | Dock doors with compression seals or shelters to form tight seal | Dock doors with compression seals or shelters to form tight seal | Dock doors with compression seals or shelters to form tight seal | Dock doors with compression seals or shelters to form tight seal | Dock doors with compression seals or shelters to form tight seal | Dock doors with compression seals or shelters to form tight seal | Dock doors with compression seals or shelters to form tight seal | Dock doors with compression seals or shelters to form tight seal | Dock doors with compression seals or shelters to form tight seal | Dock doors with compression seals or shelters to form tight seal | Dock doors with compression seals or shelters to form tight seal | Dock doors with compression seals or shelters to form tight seal | Dock doors with compression seals or shelters to form tight seal | 4809.9603 | 4809.9603 | 4809.9603 | 4809.9603 | 4809.9603 | 4809.9603 | 4809.9603 | 4809.9603 | 4809.9603 | 4809.9603 | 4809.9603 | 4809.9603 | 4809.9603 | 4809.9603 | 4809.9603 | 4809.9603 | 4809.9603 | 4809.9603 | 4809.9603 | 4809.9603 | 4809.9603 | 4809.9603 | 4809.9603 | 4809.9603 | 4809.9603 | 4809.9603 | 4809.9603 | 4809.9603 | 0 | 0 | 0 | 0 | 0 | 0 | 0 | 0 | 0 | 0 | 0 | 0 | 0 | 0 | 0 | 0 | 0 | 0 | 0 | 0 | 0 | 0 | 0 | 0 | 0 | 0 | 0 | 0 | 0 | 0 | 0 | 0 | 0 | 0 | 0 | 0 | 0 | 0 | 0 | 0 | 0 | 0 | 0 | 0 | 0 | 0 | 0 | 0 | 0 | 0 | 0 | 0 | 0 | 0 | 0 | 0 | 0 | 0 | 0 | 0 | 0 | 0 | 0 | 0 | 0 | 0 | 0 | 0 | 0 | 0 | 0 | 0 | 0 | 0 | 0 | 0 | 0 | 0 | 0 | 0 | 0 | 0 | 0 | 0 | 0 | 0 | 0 | 0 | 0 | 0 | 0 | 0 | 0 | 0 | 0 | 0 | 0 | 0 | 0 | 0 | 0 | 0 | 0 | 0 | 0 | 0 | 0 | 0 | 0 | 0 | 0 | 0 | 0 | 0
Kitchen Ventilation - Advanced Controls_Miscellaneous_New_Kitchen equipment that uses a control system that varies the exhaust rate of kitchen ventilation | Kitchen Ventilation - Advanced Controls_Miscellaneous_New | Kitchen Ventilation - Advanced Controls_Commercial_New_kitchen ventilation equipment that has constant speed ventilation motor._Kitchen equipment that uses a control system that varies the exhaust rate of kitchen ventilation | Commercial | Miscellaneous | New | Space Heating | Natural Gas | Kitchen Ventilation - Advanced Controls | NEQ | kitchen ventilation equipment that has constant speed ventilation motor. | 20 | 20 | 20 | 0 | 0 | 0 | 0 | 0 | Retro3Slow | 0.004128203794943829 | TBD | A | WCM892 | 0.7 | 0.42 | Kitch Hood | 0.0321 | 0 | 0 | 0 | 0 | IL TRM v13 - 4.2.16 - Kitchen Demand Ventilation Controls - CI-FSE-VENT-V07-250101 | IL TRM v13 - 4.2.16 - Kitchen Demand Ventilation Controls - CI-FSE-VENT-V07-250101 | IL TRM v13 - 4.2.16 - Kitchen Demand Ventilation Controls - CI-FSE-VENT-V07-250101 | 0 | 0 | 3074.6225 | kitchen ventilation equipment that has constant speed ventilation motor. | kitchen ventilation equipment that has constant speed ventilation motor. | kitchen ventilation equipment that has constant speed ventilation motor. | kitchen ventilation equipment that has constant speed ventilation motor. | kitchen ventilation equipment that has constant speed ventilation motor. | kitchen ventilation equipment that has constant speed ventilation motor. | kitchen ventilation equipment that has constant speed ventilation motor. | kitchen ventilation equipment that has constant speed ventilation motor. | kitchen ventilation equipment that has constant speed ventilation motor. | kitchen ventilation equipment that has constant speed ventilation motor. | kitchen ventilation equipment that has constant speed ventilation motor. | kitchen ventilation equipment that has constant speed ventilation motor. | kitchen ventilation equipment that has constant speed ventilation motor. | kitchen ventilation equipment that has constant speed ventilation motor. | kitchen ventilation equipment that has constant speed ventilation motor. | kitchen ventilation equipment that has constant speed ventilation motor. | kitchen ventilation equipment that has constant speed ventilation motor. | kitchen ventilation equipment that has constant speed ventilation motor. | kitchen ventilation equipment that has constant speed ventilation motor. | kitchen ventilation equipment that has constant speed ventilation motor. | kitchen ventilation equipment that has constant speed ventilation motor. | kitchen ventilation equipment that has constant speed ventilation motor. | kitchen ventilation equipment that has constant speed ventilation motor. | kitchen ventilation equipment that has constant speed ventilation motor. | kitchen ventilation equipment that has constant speed ventilation motor. | kitchen ventilation equipment that has constant speed ventilation motor. | kitchen ventilation equipment that has constant speed ventilation motor. | kitchen ventilation equipment that has constant speed ventilation motor. | 0 | 0 | 0 | 0 | 0 | 0 | 0 | 0 | 0 | 0 | 0 | 0 | 0 | 0 | 0 | 0 | 0 | 0 | 0 | 0 | 0 | 0 | 0 | 0 | 0 | 0 | 0 | 0 | 0 | 0 | 0 | 0 | 0 | 0 | 0 | 0 | 0 | 0 | 0 | 0 | 0 | 0 | 0 | 0 | 0 | 0 | 0 | 0 | 0 | 0 | 0 | 0 | 0 | 0 | 0 | 0 | 0 | 0 | 0 | 0 | 0 | 0 | 0 | 0 | 0 | 0 | 0 | 0 | 0 | 0 | 0 | 0 | 0 | 0 | 0 | 0 | 0 | 0 | 0 | 0 | 0 | 0 | 0 | 0 | 0 | 0 | 0 | 0 | 0 | 0 | 0 | 0 | 0 | 0 | 0 | 0 | 0 | 0 | 0 | 0 | 0 | 0 | 0 | 0 | 0 | 0 | 0 | 0 | 0 | 0 | 0 | 0 | Kitchen equipment that uses a control system that varies the exhaust rate of kitchen ventilation | Kitchen equipment that uses a control system that varies the exhaust rate of kitchen ventilation | Kitchen equipment that uses a control system that varies the exhaust rate of kitchen ventilation | Kitchen equipment that uses a control system that varies the exhaust rate of kitchen ventilation | Kitchen equipment that uses a control system that varies the exhaust rate of kitchen ventilation | Kitchen equipment that uses a control system that varies the exhaust rate of kitchen ventilation | Kitchen equipment that uses a control system that varies the exhaust rate of kitchen ventilation | Kitchen equipment that uses a control system that varies the exhaust rate of kitchen ventilation | Kitchen equipment that uses a control system that varies the exhaust rate of kitchen ventilation | Kitchen equipment that uses a control system that varies the exhaust rate of kitchen ventilation | Kitchen equipment that uses a control system that varies the exhaust rate of kitchen ventilation | Kitchen equipment that uses a control system that varies the exhaust rate of kitchen ventilation | Kitchen equipment that uses a control system that varies the exhaust rate of kitchen ventilation | Kitchen equipment that uses a control system that varies the exhaust rate of kitchen ventilation | Kitchen equipment that uses a control system that varies the exhaust rate of kitchen ventilation | Kitchen equipment that uses a control system that varies the exhaust rate of kitchen ventilation | Kitchen equipment that uses a control system that varies the exhaust rate of kitchen ventilation | Kitchen equipment that uses a control system that varies the exhaust rate of kitchen ventilation | Kitchen equipment that uses a control system that varies the exhaust rate of kitchen ventilation | Kitchen equipment that uses a control system that varies the exhaust rate of kitchen ventilation | Kitchen equipment that uses a control system that varies the exhaust rate of kitchen ventilation | Kitchen equipment that uses a control system that varies the exhaust rate of kitchen ventilation | Kitchen equipment that uses a control system that varies the exhaust rate of kitchen ventilation | Kitchen equipment that uses a control system that varies the exhaust rate of kitchen ventilation | Kitchen equipment that uses a control system that varies the exhaust rate of kitchen ventilation | Kitchen equipment that uses a control system that varies the exhaust rate of kitchen ventilation | Kitchen equipment that uses a control system that varies the exhaust rate of kitchen ventilation | Kitchen equipment that uses a control system that varies the exhaust rate of kitchen ventilation | 3074.6225 | 3074.6225 | 3074.6225 | 3074.6225 | 3074.6225 | 3074.6225 | 3074.6225 | 3074.6225 | 3074.6225 | 3074.6225 | 3074.6225 | 3074.6225 | 3074.6225 | 3074.6225 | 3074.6225 | 3074.6225 | 3074.6225 | 3074.6225 | 3074.6225 | 3074.6225 | 3074.6225 | 3074.6225 | 3074.6225 | 3074.6225 | 3074.6225 | 3074.6225 | 3074.6225 | 3074.6225 | 0 | 0 | 0 | 0 | 0 | 0 | 0 | 0 | 0 | 0 | 0 | 0 | 0 | 0 | 0 | 0 | 0 | 0 | 0 | 0 | 0 | 0 | 0 | 0 | 0 | 0 | 0 | 0 | 0 | 0 | 0 | 0 | 0 | 0 | 0 | 0 | 0 | 0 | 0 | 0 | 0 | 0 | 0 | 0 | 0 | 0 | 0 | 0 | 0 | 0 | 0 | 0 | 0 | 0 | 0 | 0 | 0 | 0 | 0 | 0 | 0 | 0 | 0 | 0 | 0 | 0 | 0 | 0 | 0 | 0 | 0 | 0 | 0 | 0 | 0 | 0 | 0 | 0 | 0 | 0 | 0 | 0 | 0 | 0 | 0 | 0 | 0 | 0 | 0 | 0 | 0 | 0 | 0 | 0 | 0 | 0 | 0 | 0 | 0 | 0 | 0 | 0 | 0 | 0 | 0 | 0 | 0 | 0 | 0 | 0 | 0 | 0 | 0 | 0 | 0 | 0 | 0 | 0 | 0 | 0 | 0 | 0 | 0 | 0 | 0 | 0 | 0 | 0 | 0 | 0 | 0 | 0 | 0 | 0 | 0 | 0 | 0 | 0 | 0 | 0 | Kitchen equipment that uses a control system that varies the exhaust rate of kitchen ventilation | Kitchen equipment that uses a control system that varies the exhaust rate of kitchen ventilation | Kitchen equipment that uses a control system that varies the exhaust rate of kitchen ventilation | Kitchen equipment that uses a control system that varies the exhaust rate of kitchen ventilation | Kitchen equipment that uses a control system that varies the exhaust rate of kitchen ventilation | Kitchen equipment that uses a control system that varies the exhaust rate of kitchen ventilation | Kitchen equipment that uses a control system that varies the exhaust rate of kitchen ventilation | Kitchen equipment that uses a control system that varies the exhaust rate of kitchen ventilation | Kitchen equipment that uses a control system that varies the exhaust rate of kitchen ventilation | Kitchen equipment that uses a control system that varies the exhaust rate of kitchen ventilation | Kitchen equipment that uses a control system that varies the exhaust rate of kitchen ventilation | Kitchen equipment that uses a control system that varies the exhaust rate of kitchen ventilation | Kitchen equipment that uses a control system that varies the exhaust rate of kitchen ventilation | Kitchen equipment that uses a control system that varies the exhaust rate of kitchen ventilation | Kitchen equipment that uses a control system that varies the exhaust rate of kitchen ventilation | Kitchen equipment that uses a control system that varies the exhaust rate of kitchen ventilation | Kitchen equipment that uses a control system that varies the exhaust rate of kitchen ventilation | Kitchen equipment that uses a control system that varies the exhaust rate of kitchen ventilation | Kitchen equipment that uses a control system that varies the exhaust rate of kitchen ventilation | Kitchen equipment that uses a control system that varies the exhaust rate of kitchen ventilation | Kitchen equipment that uses a control system that varies the exhaust rate of kitchen ventilation | Kitchen equipment that uses a control system that varies the exhaust rate of kitchen ventilation | Kitchen equipment that uses a control system that varies the exhaust rate of kitchen ventilation | Kitchen equipment that uses a control system that varies the exhaust rate of kitchen ventilation | Kitchen equipment that uses a control system that varies the exhaust rate of kitchen ventilation | Kitchen equipment that uses a control system that varies the exhaust rate of kitchen ventilation | Kitchen equipment that uses a control system that varies the exhaust rate of kitchen ventilation | Kitchen equipment that uses a control system that varies the exhaust rate of kitchen ventilation | 3074.6225 | 3074.6225 | 3074.6225 | 3074.6225 | 3074.6225 | 3074.6225 | 3074.6225 | 3074.6225 | 3074.6225 | 3074.6225 | 3074.6225 | 3074.6225 | 3074.6225 | 3074.6225 | 3074.6225 | 3074.6225 | 3074.6225 | 3074.6225 | 3074.6225 | 3074.6225 | 3074.6225 | 3074.6225 | 3074.6225 | 3074.6225 | 3074.6225 | 3074.6225 | 3074.6225 | 3074.6225 | 0 | 0 | 0 | 0 | 0 | 0 | 0 | 0 | 0 | 0 | 0 | 0 | 0 | 0 | 0 | 0 | 0 | 0 | 0 | 0 | 0 | 0 | 0 | 0 | 0 | 0 | 0 | 0 | 0 | 0 | 0 | 0 | 0 | 0 | 0 | 0 | 0 | 0 | 0 | 0 | 0 | 0 | 0 | 0 | 0 | 0 | 0 | 0 | 0 | 0 | 0 | 0 | 0 | 0 | 0 | 0 | 0 | 0 | 0 | 0 | 0 | 0 | 0 | 0 | 0 | 0 | 0 | 0 | 0 | 0 | 0 | 0 | 0 | 0 | 0 | 0 | 0 | 0 | 0 | 0 | 0 | 0 | 0 | 0 | 0 | 0 | 0 | 0 | 0 | 0 | 0 | 0 | 0 | 0 | 0 | 0 | 0 | 0 | 0 | 0 | 0 | 0 | 0 | 0 | 0 | 0 | 0 | 0 | 0 | 0 | 0 | 0 | 0 | 0
Gas Boiler - High Turndown Burner_Miscellaneous_New_Not Applicable Segment or Vintage | Gas Boiler - High Turndown Burner_Miscellaneous_New | Gas Boiler - High Turndown Burner_Commercial_New_Not Applicable Segment or Vintage_Not Applicable Segment or Vintage | Commercial | Miscellaneous | New | Space Heating | Natural Gas | Gas Boiler - High Turndown Burner | NEQ | Not Applicable Segment or Vintage | 15 | 15 | 15 | 0 | 0 | 0 | 0 | 0 | Retro5Med | 8.35569166605469E-06 | TBD | A | WCM870 | 0.7 | 0.42 | sqft | 0.0321 | 0 | 0 | 0 | 0 | Not Applicable Segment or Vintage | Not Applicable Segment or Vintage | Not Applicable Segment or Vintage | 0 | 0 | 0 | Not Applicable Segment or Vintage | Not Applicable Segment or Vintage | Not Applicable Segment or Vintage | Not Applicable Segment or Vintage | Not Applicable Segment or Vintage | Not Applicable Segment or Vintage | Not Applicable Segment or Vintage | Not Applicable Segment or Vintage | Not Applicable Segment or Vintage | Not Applicable Segment or Vintage | Not Applicable Segment or Vintage | Not Applicable Segment or Vintage | Not Applicable Segment or Vintage | Not Applicable Segment or Vintage | Not Applicable Segment or Vintage | Not Applicable Segment or Vintage | Not Applicable Segment or Vintage | Not Applicable Segment or Vintage | Not Applicable Segment or Vintage | Not Applicable Segment or Vintage | Not Applicable Segment or Vintage | Not Applicable Segment or Vintage | Not Applicable Segment or Vintage | Not Applicable Segment or Vintage | Not Applicable Segment or Vintage | Not Applicable Segment or Vintage | Not Applicable Segment or Vintage | Not Applicable Segment or Vintage | 0 | 0 | 0 | 0 | 0 | 0 | 0 | 0 | 0 | 0 | 0 | 0 | 0 | 0 | 0 | 0 | 0 | 0 | 0 | 0 | 0 | 0 | 0 | 0 | 0 | 0 | 0 | 0 | 0 | 0 | 0 | 0 | 0 | 0 | 0 | 0 | 0 | 0 | 0 | 0 | 0 | 0 | 0 | 0 | 0 | 0 | 0 | 0 | 0 | 0 | 0 | 0 | 0 | 0 | 0 | 0 | 0 | 0 | 0 | 0 | 0 | 0 | 0 | 0 | 0 | 0 | 0 | 0 | 0 | 0 | 0 | 0 | 0 | 0 | 0 | 0 | 0 | 0 | 0 | 0 | 0 | 0 | 0 | 0 | 0 | 0 | 0 | 0 | 0 | 0 | 0 | 0 | 0 | 0 | 0 | 0 | 0 | 0 | 0 | 0 | 0 | 0 | 0 | 0 | 0 | 0 | 0 | 0 | 0 | 0 | 0 | 0 | Not Applicable Segment or Vintage | Not Applicable Segment or Vintage | Not Applicable Segment or Vintage | Not Applicable Segment or Vintage | Not Applicable Segment or Vintage | Not Applicable Segment or Vintage | Not Applicable Segment or Vintage | Not Applicable Segment or Vintage | Not Applicable Segment or Vintage | Not Applicable Segment or Vintage | Not Applicable Segment or Vintage | Not Applicable Segment or Vintage | Not Applicable Segment or Vintage | Not Applicable Segment or Vintage | Not Applicable Segment or Vintage | Not Applicable Segment or Vintage | Not Applicable Segment or Vintage | Not Applicable Segment or Vintage | Not Applicable Segment or Vintage | Not Applicable Segment or Vintage | Not Applicable Segment or Vintage | Not Applicable Segment or Vintage | Not Applicable Segment or Vintage | Not Applicable Segment or Vintage | Not Applicable Segment or Vintage | Not Applicable Segment or Vintage | Not Applicable Segment or Vintage | Not Applicable Segment or Vintage | 0 | 0 | 0 | 0 | 0 | 0 | 0 | 0 | 0 | 0 | 0 | 0 | 0 | 0 | 0 | 0 | 0 | 0 | 0 | 0 | 0 | 0 | 0 | 0 | 0 | 0 | 0 | 0 | 0 | 0 | 0 | 0 | 0 | 0 | 0 | 0 | 0 | 0 | 0 | 0 | 0 | 0 | 0 | 0 | 0 | 0 | 0 | 0 | 0 | 0 | 0 | 0 | 0 | 0 | 0 | 0 | 0 | 0 | 0 | 0 | 0 | 0 | 0 | 0 | 0 | 0 | 0 | 0 | 0 | 0 | 0 | 0 | 0 | 0 | 0 | 0 | 0 | 0 | 0 | 0 | 0 | 0 | 0 | 0 | 0 | 0 | 0 | 0 | 0 | 0 | 0 | 0 | 0 | 0 | 0 | 0 | 0 | 0 | 0 | 0 | 0 | 0 | 0 | 0 | 0 | 0 | 0 | 0 | 0 | 0 | 0 | 0 | 0 | 0 | 0 | 0 | 0 | 0 | 0 | 0 | 0 | 0 | 0 | 0 | 0 | 0 | 0 | 0 | 0 | 0 | 0 | 0 | 0 | 0 | 0 | 0 | 0 | 0 | 0 | 0 | 0 | 0 | 0 | 0 | 0 | 0 | 0 | 0 | 0 | 0 | 0 | 0 | 0 | 0 | 0 | 0 | 0 | 0 | 0 | 0 | 0 | 0 | 0 | 0 | 0 | 0 | 0 | 0 | Not Applicable Segment or Vintage | Not Applicable Segment or Vintage | Not Applicable Segment or Vintage | Not Applicable Segment or Vintage | Not Applicable Segment or Vintage | Not Applicable Segment or Vintage | Not Applicable Segment or Vintage | Not Applicable Segment or Vintage | Not Applicable Segment or Vintage | Not Applicable Segment or Vintage | Not Applicable Segment or Vintage | Not Applicable Segment or Vintage | Not Applicable Segment or Vintage | Not Applicable Segment or Vintage | Not Applicable Segment or Vintage | Not Applicable Segment or Vintage | Not Applicable Segment or Vintage | Not Applicable Segment or Vintage | Not Applicable Segment or Vintage | Not Applicable Segment or Vintage | Not Applicable Segment or Vintage | Not Applicable Segment or Vintage | Not Applicable Segment or Vintage | Not Applicable Segment or Vintage | Not Applicable Segment or Vintage | Not Applicable Segment or Vintage | Not Applicable Segment or Vintage | Not Applicable Segment or Vintage | 0 | 0 | 0 | 0 | 0 | 0 | 0 | 0 | 0 | 0 | 0 | 0 | 0 | 0 | 0 | 0 | 0 | 0 | 0 | 0 | 0 | 0 | 0 | 0 | 0 | 0 | 0 | 0 | 0 | 0 | 0 | 0 | 0 | 0 | 0 | 0 | 0 | 0 | 0 | 0 | 0 | 0 | 0 | 0 | 0 | 0 | 0 | 0 | 0 | 0 | 0 | 0 | 0 | 0 | 0 | 0 | 0 | 0 | 0 | 0 | 0 | 0 | 0 | 0 | 0 | 0 | 0 | 0 | 0 | 0 | 0 | 0 | 0 | 0 | 0 | 0 | 0 | 0 | 0 | 0 | 0 | 0 | 0 | 0 | 0 | 0 | 0 | 0 | 0 | 0 | 0 | 0 | 0 | 0 | 0 | 0 | 0 | 0 | 0 | 0 | 0 | 0 | 0 | 0 | 0 | 0 | 0 | 0 | 0 | 0 | 0 | 0 | 0 | 0 | 0 | 0 | 0 | 0 | 0 | 0 | 0 | 0 | 0 | 0 | 0 | 0 | 0 | 0 | 0 | 0 | 0 | 0 | 0 | 0 | 0 | 0 | 0 | 0 | 0 | 0 | 0 | 0
Gas Boiler - Radiator Replacement_Miscellaneous_New_Not Applicable Segment or Vintage | Gas Boiler - Radiator Replacement_Miscellaneous_New | Gas Boiler - Radiator Replacement_Commercial_New_Not Applicable Segment or Vintage_Not Applicable Segment or Vintage | Commercial | Miscellaneous | New | Space Heating | Natural Gas | Gas Boiler - Radiator Replacement | NEQ | Not Applicable Segment or Vintage | 25 | 25 | 25 | 0 | 0 | 0 | 0 | 0 | Retro1Slow | 0.012666666666666666 | TBD | A | WCM876 | 0.7 | 0.42 | sqft | 0.0321 | 0 | 0 | 0 | 0 | Not Applicable Segment or Vintage | Not Applicable Segment or Vintage | Not Applicable Segment or Vintage | 0 | 0 | 0 | Not Applicable Segment or Vintage | Not Applicable Segment or Vintage | Not Applicable Segment or Vintage | Not Applicable Segment or Vintage | Not Applicable Segment or Vintage | Not Applicable Segment or Vintage | Not Applicable Segment or Vintage | Not Applicable Segment or Vintage | Not Applicable Segment or Vintage | Not Applicable Segment or Vintage | Not Applicable Segment or Vintage | Not Applicable Segment or Vintage | Not Applicable Segment or Vintage | Not Applicable Segment or Vintage | Not Applicable Segment or Vintage | Not Applicable Segment or Vintage | Not Applicable Segment or Vintage | Not Applicable Segment or Vintage | Not Applicable Segment or Vintage | Not Applicable Segment or Vintage | Not Applicable Segment or Vintage | Not Applicable Segment or Vintage | Not Applicable Segment or Vintage | Not Applicable Segment or Vintage | Not Applicable Segment or Vintage | Not Applicable Segment or Vintage | Not Applicable Segment or Vintage | Not Applicable Segment or Vintage | 0 | 0 | 0 | 0 | 0 | 0 | 0 | 0 | 0 | 0 | 0 | 0 | 0 | 0 | 0 | 0 | 0 | 0 | 0 | 0 | 0 | 0 | 0 | 0 | 0 | 0 | 0 | 0 | 0 | 0 | 0 | 0 | 0 | 0 | 0 | 0 | 0 | 0 | 0 | 0 | 0 | 0 | 0 | 0 | 0 | 0 | 0 | 0 | 0 | 0 | 0 | 0 | 0 | 0 | 0 | 0 | 0 | 0 | 0 | 0 | 0 | 0 | 0 | 0 | 0 | 0 | 0 | 0 | 0 | 0 | 0 | 0 | 0 | 0 | 0 | 0 | 0 | 0 | 0 | 0 | 0 | 0 | 0 | 0 | 0 | 0 | 0 | 0 | 0 | 0 | 0 | 0 | 0 | 0 | 0 | 0 | 0 | 0 | 0 | 0 | 0 | 0 | 0 | 0 | 0 | 0 | 0 | 0 | 0 | 0 | 0 | 0 | Not Applicable Segment or Vintage | Not Applicable Segment or Vintage | Not Applicable Segment or Vintage | Not Applicable Segment or Vintage | Not Applicable Segment or Vintage | Not Applicable Segment or Vintage | Not Applicable Segment or Vintage | Not Applicable Segment or Vintage | Not Applicable Segment or Vintage | Not Applicable Segment or Vintage | Not Applicable Segment or Vintage | Not Applicable Segment or Vintage | Not Applicable Segment or Vintage | Not Applicable Segment or Vintage | Not Applicable Segment or Vintage | Not Applicable Segment or Vintage | Not Applicable Segment or Vintage | Not Applicable Segment or Vintage | Not Applicable Segment or Vintage | Not Applicable Segment or Vintage | Not Applicable Segment or Vintage | Not Applicable Segment or Vintage | Not Applicable Segment or Vintage | Not Applicable Segment or Vintage | Not Applicable Segment or Vintage | Not Applicable Segment or Vintage | Not Applicable Segment or Vintage | Not Applicable Segment or Vintage | 0 | 0 | 0 | 0 | 0 | 0 | 0 | 0 | 0 | 0 | 0 | 0 | 0 | 0 | 0 | 0 | 0 | 0 | 0 | 0 | 0 | 0 | 0 | 0 | 0 | 0 | 0 | 0 | 0 | 0 | 0 | 0 | 0 | 0 | 0 | 0 | 0 | 0 | 0 | 0 | 0 | 0 | 0 | 0 | 0 | 0 | 0 | 0 | 0 | 0 | 0 | 0 | 0 | 0 | 0 | 0 | 0 | 0 | 0 | 0 | 0 | 0 | 0 | 0 | 0 | 0 | 0 | 0 | 0 | 0 | 0 | 0 | 0 | 0 | 0 | 0 | 0 | 0 | 0 | 0 | 0 | 0 | 0 | 0 | 0 | 0 | 0 | 0 | 0 | 0 | 0 | 0 | 0 | 0 | 0 | 0 | 0 | 0 | 0 | 0 | 0 | 0 | 0 | 0 | 0 | 0 | 0 | 0 | 0 | 0 | 0 | 0 | 0 | 0 | 0 | 0 | 0 | 0 | 0 | 0 | 0 | 0 | 0 | 0 | 0 | 0 | 0 | 0 | 0 | 0 | 0 | 0 | 0 | 0 | 0 | 0 | 0 | 0 | 0 | 0 | 0 | 0 | 0 | 0 | 0 | 0 | 0 | 0 | 0 | 0 | 0 | 0 | 0 | 0 | 0 | 0 | 0 | 0 | 0 | 0 | 0 | 0 | 0 | 0 | 0 | 0 | 0 | 0 | Not Applicable Segment or Vintage | Not Applicable Segment or Vintage | Not Applicable Segment or Vintage | Not Applicable Segment or Vintage | Not Applicable Segment or Vintage | Not Applicable Segment or Vintage | Not Applicable Segment or Vintage | Not Applicable Segment or Vintage | Not Applicable Segment or Vintage | Not Applicable Segment or Vintage | Not Applicable Segment or Vintage | Not Applicable Segment or Vintage | Not Applicable Segment or Vintage | Not Applicable Segment or Vintage | Not Applicable Segment or Vintage | Not Applicable Segment or Vintage | Not Applicable Segment or Vintage | Not Applicable Segment or Vintage | Not Applicable Segment or Vintage | Not Applicable Segment or Vintage | Not Applicable Segment or Vintage | Not Applicable Segment or Vintage | Not Applicable Segment or Vintage | Not Applicable Segment or Vintage | Not Applicable Segment or Vintage | Not Applicable Segment or Vintage | Not Applicable Segment or Vintage | Not Applicable Segment or Vintage | 0 | 0 | 0 | 0 | 0 | 0 | 0 | 0 | 0 | 0 | 0 | 0 | 0 | 0 | 0 | 0 | 0 | 0 | 0 | 0 | 0 | 0 | 0 | 0 | 0 | 0 | 0 | 0 | 0 | 0 | 0 | 0 | 0 | 0 | 0 | 0 | 0 | 0 | 0 | 0 | 0 | 0 | 0 | 0 | 0 | 0 | 0 | 0 | 0 | 0 | 0 | 0 | 0 | 0 | 0 | 0 | 0 | 0 | 0 | 0 | 0 | 0 | 0 | 0 | 0 | 0 | 0 | 0 | 0 | 0 | 0 | 0 | 0 | 0 | 0 | 0 | 0 | 0 | 0 | 0 | 0 | 0 | 0 | 0 | 0 | 0 | 0 | 0 | 0 | 0 | 0 | 0 | 0 | 0 | 0 | 0 | 0 | 0 | 0 | 0 | 0 | 0 | 0 | 0 | 0 | 0 | 0 | 0 | 0 | 0 | 0 | 0 | 0 | 0 | 0 | 0 | 0 | 0 | 0 | 0 | 0 | 0 | 0 | 0 | 0 | 0 | 0 | 0 | 0 | 0 | 0 | 0 | 0 | 0 | 0 | 0 | 0 | 0 | 0 | 0 | 0 | 0
Gas Boiler - Steam Trap Replacement_Miscellaneous_New_Not Applicable Segment or Vintage | Gas Boiler - Steam Trap Replacement_Miscellaneous_New | Gas Boiler - Steam Trap Replacement_Commercial_New_Not Applicable Segment or Vintage_Not Applicable Segment or Vintage | Commercial | Miscellaneous | New | Space Heating | Natural Gas | Gas Boiler - Steam Trap Replacement | NEQ | Not Applicable Segment or Vintage | 6 | 6 | 6 | 0 | 0 | 0 | 0 | 0 | Retro1Slow | 0.012666666666666666 | TBD | A | WCM869 | 0.7 | 0.42 | sqft | 0.0321 | 0 | 0 | 0 | 0 | Not Applicable Segment or Vintage | Not Applicable Segment or Vintage | Not Applicable Segment or Vintage | 0 | 0 | 0 | Not Applicable Segment or Vintage | Not Applicable Segment or Vintage | Not Applicable Segment or Vintage | Not Applicable Segment or Vintage | Not Applicable Segment or Vintage | Not Applicable Segment or Vintage | Not Applicable Segment or Vintage | Not Applicable Segment or Vintage | Not Applicable Segment or Vintage | Not Applicable Segment or Vintage | Not Applicable Segment or Vintage | Not Applicable Segment or Vintage | Not Applicable Segment or Vintage | Not Applicable Segment or Vintage | Not Applicable Segment or Vintage | Not Applicable Segment or Vintage | Not Applicable Segment or Vintage | Not Applicable Segment or Vintage | Not Applicable Segment or Vintage | Not Applicable Segment or Vintage | Not Applicable Segment or Vintage | Not Applicable Segment or Vintage | Not Applicable Segment or Vintage | Not Applicable Segment or Vintage | Not Applicable Segment or Vintage | Not Applicable Segment or Vintage | Not Applicable Segment or Vintage | Not Applicable Segment or Vintage | 0 | 0 | 0 | 0 | 0 | 0 | 0 | 0 | 0 | 0 | 0 | 0 | 0 | 0 | 0 | 0 | 0 | 0 | 0 | 0 | 0 | 0 | 0 | 0 | 0 | 0 | 0 | 0 | 0 | 0 | 0 | 0 | 0 | 0 | 0 | 0 | 0 | 0 | 0 | 0 | 0 | 0 | 0 | 0 | 0 | 0 | 0 | 0 | 0 | 0 | 0 | 0 | 0 | 0 | 0 | 0 | 0 | 0 | 0 | 0 | 0 | 0 | 0 | 0 | 0 | 0 | 0 | 0 | 0 | 0 | 0 | 0 | 0 | 0 | 0 | 0 | 0 | 0 | 0 | 0 | 0 | 0 | 0 | 0 | 0 | 0 | 0 | 0 | 0 | 0 | 0 | 0 | 0 | 0 | 0 | 0 | 0 | 0 | 0 | 0 | 0 | 0 | 0 | 0 | 0 | 0 | 0 | 0 | 0 | 0 | 0 | 0 | Not Applicable Segment or Vintage | Not Applicable Segment or Vintage | Not Applicable Segment or Vintage | Not Applicable Segment or Vintage | Not Applicable Segment or Vintage | Not Applicable Segment or Vintage | Not Applicable Segment or Vintage | Not Applicable Segment or Vintage | Not Applicable Segment or Vintage | Not Applicable Segment or Vintage | Not Applicable Segment or Vintage | Not Applicable Segment or Vintage | Not Applicable Segment or Vintage | Not Applicable Segment or Vintage | Not Applicable Segment or Vintage | Not Applicable Segment or Vintage | Not Applicable Segment or Vintage | Not Applicable Segment or Vintage | Not Applicable Segment or Vintage | Not Applicable Segment or Vintage | Not Applicable Segment or Vintage | Not Applicable Segment or Vintage | Not Applicable Segment or Vintage | Not Applicable Segment or Vintage | Not Applicable Segment or Vintage | Not Applicable Segment or Vintage | Not Applicable Segment or Vintage | Not Applicable Segment or Vintage | 0 | 0 | 0 | 0 | 0 | 0 | 0 | 0 | 0 | 0 | 0 | 0 | 0 | 0 | 0 | 0 | 0 | 0 | 0 | 0 | 0 | 0 | 0 | 0 | 0 | 0 | 0 | 0 | 0 | 0 | 0 | 0 | 0 | 0 | 0 | 0 | 0 | 0 | 0 | 0 | 0 | 0 | 0 | 0 | 0 | 0 | 0 | 0 | 0 | 0 | 0 | 0 | 0 | 0 | 0 | 0 | 0 | 0 | 0 | 0 | 0 | 0 | 0 | 0 | 0 | 0 | 0 | 0 | 0 | 0 | 0 | 0 | 0 | 0 | 0 | 0 | 0 | 0 | 0 | 0 | 0 | 0 | 0 | 0 | 0 | 0 | 0 | 0 | 0 | 0 | 0 | 0 | 0 | 0 | 0 | 0 | 0 | 0 | 0 | 0 | 0 | 0 | 0 | 0 | 0 | 0 | 0 | 0 | 0 | 0 | 0 | 0 | 0 | 0 | 0 | 0 | 0 | 0 | 0 | 0 | 0 | 0 | 0 | 0 | 0 | 0 | 0 | 0 | 0 | 0 | 0 | 0 | 0 | 0 | 0 | 0 | 0 | 0 | 0 | 0 | 0 | 0 | 0 | 0 | 0 | 0 | 0 | 0 | 0 | 0 | 0 | 0 | 0 | 0 | 0 | 0 | 0 | 0 | 0 | 0 | 0 | 0 | 0 | 0 | 0 | 0 | 0 | 0 | Not Applicable Segment or Vintage | Not Applicable Segment or Vintage | Not Applicable Segment or Vintage | Not Applicable Segment or Vintage | Not Applicable Segment or Vintage | Not Applicable Segment or Vintage | Not Applicable Segment or Vintage | Not Applicable Segment or Vintage | Not Applicable Segment or Vintage | Not Applicable Segment or Vintage | Not Applicable Segment or Vintage | Not Applicable Segment or Vintage | Not Applicable Segment or Vintage | Not Applicable Segment or Vintage | Not Applicable Segment or Vintage | Not Applicable Segment or Vintage | Not Applicable Segment or Vintage | Not Applicable Segment or Vintage | Not Applicable Segment or Vintage | Not Applicable Segment or Vintage | Not Applicable Segment or Vintage | Not Applicable Segment or Vintage | Not Applicable Segment or Vintage | Not Applicable Segment or Vintage | Not Applicable Segment or Vintage | Not Applicable Segment or Vintage | Not Applicable Segment or Vintage | Not Applicable Segment or Vintage | 0 | 0 | 0 | 0 | 0 | 0 | 0 | 0 | 0 | 0 | 0 | 0 | 0 | 0 | 0 | 0 | 0 | 0 | 0 | 0 | 0 | 0 | 0 | 0 | 0 | 0 | 0 | 0 | 0 | 0 | 0 | 0 | 0 | 0 | 0 | 0 | 0 | 0 | 0 | 0 | 0 | 0 | 0 | 0 | 0 | 0 | 0 | 0 | 0 | 0 | 0 | 0 | 0 | 0 | 0 | 0 | 0 | 0 | 0 | 0 | 0 | 0 | 0 | 0 | 0 | 0 | 0 | 0 | 0 | 0 | 0 | 0 | 0 | 0 | 0 | 0 | 0 | 0 | 0 | 0 | 0 | 0 | 0 | 0 | 0 | 0 | 0 | 0 | 0 | 0 | 0 | 0 | 0 | 0 | 0 | 0 | 0 | 0 | 0 | 0 | 0 | 0 | 0 | 0 | 0 | 0 | 0 | 0 | 0 | 0 | 0 | 0 | 0 | 0 | 0 | 0 | 0 | 0 | 0 | 0 | 0 | 0 | 0 | 0 | 0 | 0 | 0 | 0 | 0 | 0 | 0 | 0 | 0 | 0 | 0 | 0 | 0 | 0 | 0 | 0 | 0 | 0
Gas Boiler - Blowdown Heat Recovery_Miscellaneous_New_Not Applicable Segment or Vintage | Gas Boiler - Blowdown Heat Recovery_Miscellaneous_New | Gas Boiler - Blowdown Heat Recovery_Commercial_New_Not Applicable Segment or Vintage_Not Applicable Segment or Vintage | Commercial | Miscellaneous | New | Space Heating | Natural Gas | Gas Boiler - Blowdown Heat Recovery | NEQ | Not Applicable Segment or Vintage | 0 | 0 | 0 | 0 | 0 | 0 | 0 | 0 | Retro3Slow | 0.004128203794943829 | TBD | A | WCM872 | 0.7 | 0.42 | kBtuh heat | 0.0321 | 0 | 0 | 0 | 0 | Not Applicable Segment or Vintage | Not Applicable Segment or Vintage | Not Applicable Segment or Vintage | 0 | 0 | 0 | Not Applicable Segment or Vintage | Not Applicable Segment or Vintage | Not Applicable Segment or Vintage | Not Applicable Segment or Vintage | Not Applicable Segment or Vintage | Not Applicable Segment or Vintage | Not Applicable Segment or Vintage | Not Applicable Segment or Vintage | Not Applicable Segment or Vintage | Not Applicable Segment or Vintage | Not Applicable Segment or Vintage | Not Applicable Segment or Vintage | Not Applicable Segment or Vintage | Not Applicable Segment or Vintage | Not Applicable Segment or Vintage | Not Applicable Segment or Vintage | Not Applicable Segment or Vintage | Not Applicable Segment or Vintage | Not Applicable Segment or Vintage | Not Applicable Segment or Vintage | Not Applicable Segment or Vintage | Not Applicable Segment or Vintage | Not Applicable Segment or Vintage | Not Applicable Segment or Vintage | Not Applicable Segment or Vintage | Not Applicable Segment or Vintage | Not Applicable Segment or Vintage | Not Applicable Segment or Vintage | 0 | 0 | 0 | 0 | 0 | 0 | 0 | 0 | 0 | 0 | 0 | 0 | 0 | 0 | 0 | 0 | 0 | 0 | 0 | 0 | 0 | 0 | 0 | 0 | 0 | 0 | 0 | 0 | 0 | 0 | 0 | 0 | 0 | 0 | 0 | 0 | 0 | 0 | 0 | 0 | 0 | 0 | 0 | 0 | 0 | 0 | 0 | 0 | 0 | 0 | 0 | 0 | 0 | 0 | 0 | 0 | 0 | 0 | 0 | 0 | 0 | 0 | 0 | 0 | 0 | 0 | 0 | 0 | 0 | 0 | 0 | 0 | 0 | 0 | 0 | 0 | 0 | 0 | 0 | 0 | 0 | 0 | 0 | 0 | 0 | 0 | 0 | 0 | 0 | 0 | 0 | 0 | 0 | 0 | 0 | 0 | 0 | 0 | 0 | 0 | 0 | 0 | 0 | 0 | 0 | 0 | 0 | 0 | 0 | 0 | 0 | 0 | Not Applicable Segment or Vintage | Not Applicable Segment or Vintage | Not Applicable Segment or Vintage | Not Applicable Segment or Vintage | Not Applicable Segment or Vintage | Not Applicable Segment or Vintage | Not Applicable Segment or Vintage | Not Applicable Segment or Vintage | Not Applicable Segment or Vintage | Not Applicable Segment or Vintage | Not Applicable Segment or Vintage | Not Applicable Segment or Vintage | Not Applicable Segment or Vintage | Not Applicable Segment or Vintage | Not Applicable Segment or Vintage | Not Applicable Segment or Vintage | Not Applicable Segment or Vintage | Not Applicable Segment or Vintage | Not Applicable Segment or Vintage | Not Applicable Segment or Vintage | Not Applicable Segment or Vintage | Not Applicable Segment or Vintage | Not Applicable Segment or Vintage | Not Applicable Segment or Vintage | Not Applicable Segment or Vintage | Not Applicable Segment or Vintage | Not Applicable Segment or Vintage | Not Applicable Segment or Vintage | 0 | 0 | 0 | 0 | 0 | 0 | 0 | 0 | 0 | 0 | 0 | 0 | 0 | 0 | 0 | 0 | 0 | 0 | 0 | 0 | 0 | 0 | 0 | 0 | 0 | 0 | 0 | 0 | 0 | 0 | 0 | 0 | 0 | 0 | 0 | 0 | 0 | 0 | 0 | 0 | 0 | 0 | 0 | 0 | 0 | 0 | 0 | 0 | 0 | 0 | 0 | 0 | 0 | 0 | 0 | 0 | 0 | 0 | 0 | 0 | 0 | 0 | 0 | 0 | 0 | 0 | 0 | 0 | 0 | 0 | 0 | 0 | 0 | 0 | 0 | 0 | 0 | 0 | 0 | 0 | 0 | 0 | 0 | 0 | 0 | 0 | 0 | 0 | 0 | 0 | 0 | 0 | 0 | 0 | 0 | 0 | 0 | 0 | 0 | 0 | 0 | 0 | 0 | 0 | 0 | 0 | 0 | 0 | 0 | 0 | 0 | 0 | 0 | 0 | 0 | 0 | 0 | 0 | 0 | 0 | 0 | 0 | 0 | 0 | 0 | 0 | 0 | 0 | 0 | 0 | 0 | 0 | 0 | 0 | 0 | 0 | 0 | 0 | 0 | 0 | 0 | 0 | 0 | 0 | 0 | 0 | 0 | 0 | 0 | 0 | 0 | 0 | 0 | 0 | 0 | 0 | 0 | 0 | 0 | 0 | 0 | 0 | 0 | 0 | 0 | 0 | 0 | 0 | Not Applicable Segment or Vintage | Not Applicable Segment or Vintage | Not Applicable Segment or Vintage | Not Applicable Segment or Vintage | Not Applicable Segment or Vintage | Not Applicable Segment or Vintage | Not Applicable Segment or Vintage | Not Applicable Segment or Vintage | Not Applicable Segment or Vintage | Not Applicable Segment or Vintage | Not Applicable Segment or Vintage | Not Applicable Segment or Vintage | Not Applicable Segment or Vintage | Not Applicable Segment or Vintage | Not Applicable Segment or Vintage | Not Applicable Segment or Vintage | Not Applicable Segment or Vintage | Not Applicable Segment or Vintage | Not Applicable Segment or Vintage | Not Applicable Segment or Vintage | Not Applicable Segment or Vintage | Not Applicable Segment or Vintage | Not Applicable Segment or Vintage | Not Applicable Segment or Vintage | Not Applicable Segment or Vintage | Not Applicable Segment or Vintage | Not Applicable Segment or Vintage | Not Applicable Segment or Vintage | 0 | 0 | 0 | 0 | 0 | 0 | 0 | 0 | 0 | 0 | 0 | 0 | 0 | 0 | 0 | 0 | 0 | 0 | 0 | 0 | 0 | 0 | 0 | 0 | 0 | 0 | 0 | 0 | 0 | 0 | 0 | 0 | 0 | 0 | 0 | 0 | 0 | 0 | 0 | 0 | 0 | 0 | 0 | 0 | 0 | 0 | 0 | 0 | 0 | 0 | 0 | 0 | 0 | 0 | 0 | 0 | 0 | 0 | 0 | 0 | 0 | 0 | 0 | 0 | 0 | 0 | 0 | 0 | 0 | 0 | 0 | 0 | 0 | 0 | 0 | 0 | 0 | 0 | 0 | 0 | 0 | 0 | 0 | 0 | 0 | 0 | 0 | 0 | 0 | 0 | 0 | 0 | 0 | 0 | 0 | 0 | 0 | 0 | 0 | 0 | 0 | 0 | 0 | 0 | 0 | 0 | 0 | 0 | 0 | 0 | 0 | 0 | 0 | 0 | 0 | 0 | 0 | 0 | 0 | 0 | 0 | 0 | 0 | 0 | 0 | 0 | 0 | 0 | 0 | 0 | 0 | 0 | 0 | 0 | 0 | 0 | 0 | 0 | 0 | 0 | 0 | 0
Gas-Fired Combination Heat Pump Conversion_Miscellaneous_New_Gas-fired heat pump, COP 1.3 | Gas-Fired Combination Heat Pump Conversion_Miscellaneous_New | Gas-Fired Combination Heat Pump Conversion_Commercial_New_Federal standard gas-fired central heating and DHW system_Gas-fired heat pump, COP 1.3 | Commercial | Miscellaneous | New | Space Heating | Natural Gas | Gas-Fired Combination Heat Pump Conversion | NEQ | Federal standard gas-fired central heating and DHW system | 20 | 20 | 20 | 0 | 0 | 0 | 0 | 0.1 | Retro1Slow | 0.012666666666666666 | TBD | A | WCM864 | 0.7 | 0.42 | kBtuh heat | 0.0321 | 0 | 0 | 0 | 0 | AEO 2021 - gas_eng-driven_RTHP-heat 2017 typical | EIA - Technology Forecast Updates. Appendix A. U.S. Energy Information Administration. March 3, 2023.¦ Technical Support Documents for Baseline Costs | AEG Analysis, Comparison of Baseline TE vs COP | 0 | 0 | 195.1704 | Federal standard gas-fired central heating and DHW system | Federal standard gas-fired central heating and DHW system | Federal standard gas-fired central heating and DHW system | Federal standard gas-fired central heating and DHW system | Federal standard gas-fired central heating and DHW system | Federal standard gas-fired central heating and DHW system | Federal standard gas-fired central heating and DHW system | Federal standard gas-fired central heating and DHW system | Federal standard gas-fired central heating and DHW system | Federal standard gas-fired central heating and DHW system | Federal standard gas-fired central heating and DHW system | Federal standard gas-fired central heating and DHW system | Federal standard gas-fired central heating and DHW system | Federal standard gas-fired central heating and DHW system | Federal standard gas-fired central heating and DHW system | Federal standard gas-fired central heating and DHW system | Federal standard gas-fired central heating and DHW system | Federal standard gas-fired central heating and DHW system | Federal standard gas-fired central heating and DHW system | Federal standard gas-fired central heating and DHW system | Federal standard gas-fired central heating and DHW system | Federal standard gas-fired central heating and DHW system | Federal standard gas-fired central heating and DHW system | Federal standard gas-fired central heating and DHW system | Federal standard gas-fired central heating and DHW system | Federal standard gas-fired central heating and DHW system | Federal standard gas-fired central heating and DHW system | Federal standard gas-fired central heating and DHW system | 0 | 0 | 0 | 0 | 0 | 0 | 0 | 0 | 0 | 0 | 0 | 0 | 0 | 0 | 0 | 0 | 0 | 0 | 0 | 0 | 0 | 0 | 0 | 0 | 0 | 0 | 0 | 0 | 0 | 0 | 0 | 0 | 0 | 0 | 0 | 0 | 0 | 0 | 0 | 0 | 0 | 0 | 0 | 0 | 0 | 0 | 0 | 0 | 0 | 0 | 0 | 0 | 0 | 0 | 0 | 0 | 0 | 0 | 0 | 0 | 0 | 0 | 0 | 0 | 0 | 0 | 0 | 0 | 0 | 0 | 0 | 0 | 0 | 0 | 0 | 0 | 0 | 0 | 0 | 0 | 0 | 0 | 0 | 0 | 0 | 0 | 0 | 0 | 0 | 0 | 0 | 0 | 0 | 0 | 0 | 0 | 0 | 0 | 0 | 0 | 0 | 0 | 0 | 0 | 0 | 0 | 0 | 0 | 0 | 0 | 0 | 0 | Gas-fired heat pump, COP 1.3 | Gas-fired heat pump, COP 1.3 | Gas-fired heat pump, COP 1.3 | Gas-fired heat pump, COP 1.3 | Gas-fired heat pump, COP 1.3 | Gas-fired heat pump, COP 1.3 | Gas-fired heat pump, COP 1.3 | Gas-fired heat pump, COP 1.3 | Gas-fired heat pump, COP 1.3 | Gas-fired heat pump, COP 1.3 | Gas-fired heat pump, COP 1.3 | Gas-fired heat pump, COP 1.3 | Gas-fired heat pump, COP 1.3 | Gas-fired heat pump, COP 1.3 | Gas-fired heat pump, COP 1.3 | Gas-fired heat pump, COP 1.3 | Gas-fired heat pump, COP 1.3 | Gas-fired heat pump, COP 1.3 | Gas-fired heat pump, COP 1.3 | Gas-fired heat pump, COP 1.3 | Gas-fired heat pump, COP 1.3 | Gas-fired heat pump, COP 1.3 | Gas-fired heat pump, COP 1.3 | Gas-fired heat pump, COP 1.3 | Gas-fired heat pump, COP 1.3 | Gas-fired heat pump, COP 1.3 | Gas-fired heat pump, COP 1.3 | Gas-fired heat pump, COP 1.3 | 195.1704 | 195.1704 | 195.1704 | 195.1704 | 195.1704 | 195.1704 | 195.1704 | 195.1704 | 195.1704 | 195.1704 | 195.1704 | 195.1704 | 195.1704 | 195.1704 | 195.1704 | 195.1704 | 195.1704 | 195.1704 | 195.1704 | 195.1704 | 195.1704 | 195.1704 | 195.1704 | 195.1704 | 195.1704 | 195.1704 | 195.1704 | 195.1704 | 0 | 0 | 0 | 0 | 0 | 0 | 0 | 0 | 0 | 0 | 0 | 0 | 0 | 0 | 0 | 0 | 0 | 0 | 0 | 0 | 0 | 0 | 0 | 0 | 0 | 0 | 0 | 0 | 0 | 0 | 0 | 0 | 0 | 0 | 0 | 0 | 0 | 0 | 0 | 0 | 0 | 0 | 0 | 0 | 0 | 0 | 0 | 0 | 0 | 0 | 0 | 0 | 0 | 0 | 0 | 0 | 0 | 0 | 0 | 0 | 0 | 0 | 0 | 0 | 0 | 0 | 0 | 0 | 0 | 0 | 0 | 0 | 0 | 0 | 0 | 0 | 0 | 0 | 0 | 0 | 0 | 0 | 0 | 0 | 0 | 0 | 0 | 0 | 0 | 0 | 0 | 0 | 0 | 0 | 0 | 0 | 0 | 0 | 0 | 0 | 0 | 0 | 0 | 0 | 0 | 0 | 0 | 0 | 0 | 0 | 0 | 0 | 0 | 0 | 0 | 0 | 0 | 0 | 0 | 0 | 0 | 0 | 0 | 0 | 0 | 0 | 0 | 0 | 0 | 0 | 0 | 0 | 0 | 0 | 0 | 0 | 0 | 0 | 0 | 0 | Gas-fired heat pump, COP 1.3 | Gas-fired heat pump, COP 1.3 | Gas-fired heat pump, COP 1.3 | Gas-fired heat pump, COP 1.3 | Gas-fired heat pump, COP 1.3 | Gas-fired heat pump, COP 1.3 | Gas-fired heat pump, COP 1.3 | Gas-fired heat pump, COP 1.3 | Gas-fired heat pump, COP 1.3 | Gas-fired heat pump, COP 1.3 | Gas-fired heat pump, COP 1.3 | Gas-fired heat pump, COP 1.3 | Gas-fired heat pump, COP 1.3 | Gas-fired heat pump, COP 1.3 | Gas-fired heat pump, COP 1.3 | Gas-fired heat pump, COP 1.3 | Gas-fired heat pump, COP 1.3 | Gas-fired heat pump, COP 1.3 | Gas-fired heat pump, COP 1.3 | Gas-fired heat pump, COP 1.3 | Gas-fired heat pump, COP 1.3 | Gas-fired heat pump, COP 1.3 | Gas-fired heat pump, COP 1.3 | Gas-fired heat pump, COP 1.3 | Gas-fired heat pump, COP 1.3 | Gas-fired heat pump, COP 1.3 | Gas-fired heat pump, COP 1.3 | Gas-fired heat pump, COP 1.3 | 195.1704 | 195.1704 | 195.1704 | 195.1704 | 195.1704 | 195.1704 | 195.1704 | 195.1704 | 195.1704 | 195.1704 | 195.1704 | 195.1704 | 195.1704 | 195.1704 | 195.1704 | 195.1704 | 195.1704 | 195.1704 | 195.1704 | 195.1704 | 195.1704 | 195.1704 | 195.1704 | 195.1704 | 195.1704 | 195.1704 | 195.1704 | 195.1704 | 0 | 0 | 0 | 0 | 0 | 0 | 0 | 0 | 0 | 0 | 0 | 0 | 0 | 0 | 0 | 0 | 0 | 0 | 0 | 0 | 0 | 0 | 0 | 0 | 0 | 0 | 0 | 0 | 0 | 0 | 0 | 0 | 0 | 0 | 0 | 0 | 0 | 0 | 0 | 0 | 0 | 0 | 0 | 0 | 0 | 0 | 0 | 0 | 0 | 0 | 0 | 0 | 0 | 0 | 0 | 0 | 0 | 0 | 0 | 0 | 0 | 0 | 0 | 0 | 0 | 0 | 0 | 0 | 0 | 0 | 0 | 0 | 0 | 0 | 0 | 0 | 0 | 0 | 0 | 0 | 0 | 0 | 0 | 0 | 0 | 0 | 0 | 0 | 0 | 0 | 0 | 0 | 0 | 0 | 0 | 0 | 0 | 0 | 0 | 0 | 0 | 0 | 0 | 0 | 0 | 0 | 0 | 0 | 0 | 0 | 0 | 0 | 0 | 0
Commercial Laundry - ENERGY STAR Washer (8.0)_Restaurant_Existing_Not Applicable Segment or Vintage | Commercial Laundry - ENERGY STAR Washer (8.0)_Restaurant_Existing | Commercial Laundry - ENERGY STAR Washer (8.0)_Commercial_Existing_Not Applicable Segment or Vintage_Not Applicable Segment or Vintage | Commercial | Restaurant | Existing | Miscellaneous | Natural Gas | Commercial Laundry - ENERGY STAR Washer (8.0) | NEQ | Not Applicable Segment or Vintage | 7 | 7 | 7 | 0 | 0 | 0 | 0 | 0 | Retro5Med | 8.35569166605469E-06 | TBD | A | WCM139 | 0.7 | 0.42 | sqft | 0.0321 | 0 | 0 | 0 | 0 | Not Applicable Segment or Vintage | Not Applicable Segment or Vintage | Not Applicable Segment or Vintage | 0 | 0 | 0 | Not Applicable Segment or Vintage | Not Applicable Segment or Vintage | Not Applicable Segment or Vintage | Not Applicable Segment or Vintage | Not Applicable Segment or Vintage | Not Applicable Segment or Vintage | Not Applicable Segment or Vintage | Not Applicable Segment or Vintage | Not Applicable Segment or Vintage | Not Applicable Segment or Vintage | Not Applicable Segment or Vintage | Not Applicable Segment or Vintage | Not Applicable Segment or Vintage | Not Applicable Segment or Vintage | Not Applicable Segment or Vintage | Not Applicable Segment or Vintage | Not Applicable Segment or Vintage | Not Applicable Segment or Vintage | Not Applicable Segment or Vintage | Not Applicable Segment or Vintage | Not Applicable Segment or Vintage | Not Applicable Segment or Vintage | Not Applicable Segment or Vintage | Not Applicable Segment or Vintage | Not Applicable Segment or Vintage | Not Applicable Segment or Vintage | Not Applicable Segment or Vintage | Not Applicable Segment or Vintage | 0 | 0 | 0 | 0 | 0 | 0 | 0 | 0 | 0 | 0 | 0 | 0 | 0 | 0 | 0 | 0 | 0 | 0 | 0 | 0 | 0 | 0 | 0 | 0 | 0 | 0 | 0 | 0 | 0 | 0 | 0 | 0 | 0 | 0 | 0 | 0 | 0 | 0 | 0 | 0 | 0 | 0 | 0 | 0 | 0 | 0 | 0 | 0 | 0 | 0 | 0 | 0 | 0 | 0 | 0 | 0 | 0 | 0 | 0 | 0 | 0 | 0 | 0 | 0 | 0 | 0 | 0 | 0 | 0 | 0 | 0 | 0 | 0 | 0 | 0 | 0 | 0 | 0 | 0 | 0 | 0 | 0 | 0 | 0 | 0 | 0 | 0 | 0 | 0 | 0 | 0 | 0 | 0 | 0 | 0 | 0 | 0 | 0 | 0 | 0 | 0 | 0 | 0 | 0 | 0 | 0 | 0 | 0 | 0 | 0 | 0 | 0 | Not Applicable Segment or Vintage | Not Applicable Segment or Vintage | Not Applicable Segment or Vintage | Not Applicable Segment or Vintage | Not Applicable Segment or Vintage | Not Applicable Segment or Vintage | Not Applicable Segment or Vintage | Not Applicable Segment or Vintage | Not Applicable Segment or Vintage | Not Applicable Segment or Vintage | Not Applicable Segment or Vintage | Not Applicable Segment or Vintage | Not Applicable Segment or Vintage | Not Applicable Segment or Vintage | Not Applicable Segment or Vintage | Not Applicable Segment or Vintage | Not Applicable Segment or Vintage | Not Applicable Segment or Vintage | Not Applicable Segment or Vintage | Not Applicable Segment or Vintage | Not Applicable Segment or Vintage | Not Applicable Segment or Vintage | Not Applicable Segment or Vintage | Not Applicable Segment or Vintage | Not Applicable Segment or Vintage | Not Applicable Segment or Vintage | Not Applicable Segment or Vintage | Not Applicable Segment or Vintage | 0 | 0 | 0 | 0 | 0 | 0 | 0 | 0 | 0 | 0 | 0 | 0 | 0 | 0 | 0 | 0 | 0 | 0 | 0 | 0 | 0 | 0 | 0 | 0 | 0 | 0 | 0 | 0 | 0 | 0 | 0 | 0 | 0 | 0 | 0 | 0 | 0 | 0 | 0 | 0 | 0 | 0 | 0 | 0 | 0 | 0 | 0 | 0 | 0 | 0 | 0 | 0 | 0 | 0 | 0 | 0 | 0 | 0 | 0 | 0 | 0 | 0 | 0 | 0 | 0 | 0 | 0 | 0 | 0 | 0 | 0 | 0 | 0 | 0 | 0 | 0 | 0 | 0 | 0 | 0 | 0 | 0 | 0 | 0 | 0 | 0 | 0 | 0 | 0 | 0 | 0 | 0 | 0 | 0 | 0 | 0 | 0 | 0 | 0 | 0 | 0 | 0 | 0 | 0 | 0 | 0 | 0 | 0 | 0 | 0 | 0 | 0 | 0 | 0 | 0 | 0 | 0 | 0 | 0 | 0 | 0 | 0 | 0 | 0 | 0 | 0 | 0 | 0 | 0 | 0 | 0 | 0 | 0 | 0 | 0 | 0 | 0 | 0 | 0 | 0 | 0 | 0 | 0 | 0 | 0 | 0 | 0 | 0 | 0 | 0 | 0 | 0 | 0 | 0 | 0 | 0 | 0 | 0 | 0 | 0 | 0 | 0 | 0 | 0 | 0 | 0 | 0 | 0 | Not Applicable Segment or Vintage | Not Applicable Segment or Vintage | Not Applicable Segment or Vintage | Not Applicable Segment or Vintage | Not Applicable Segment or Vintage | Not Applicable Segment or Vintage | Not Applicable Segment or Vintage | Not Applicable Segment or Vintage | Not Applicable Segment or Vintage | Not Applicable Segment or Vintage | Not Applicable Segment or Vintage | Not Applicable Segment or Vintage | Not Applicable Segment or Vintage | Not Applicable Segment or Vintage | Not Applicable Segment or Vintage | Not Applicable Segment or Vintage | Not Applicable Segment or Vintage | Not Applicable Segment or Vintage | Not Applicable Segment or Vintage | Not Applicable Segment or Vintage | Not Applicable Segment or Vintage | Not Applicable Segment or Vintage | Not Applicable Segment or Vintage | Not Applicable Segment or Vintage | Not Applicable Segment or Vintage | Not Applicable Segment or Vintage | Not Applicable Segment or Vintage | Not Applicable Segment or Vintage | 0 | 0 | 0 | 0 | 0 | 0 | 0 | 0 | 0 | 0 | 0 | 0 | 0 | 0 | 0 | 0 | 0 | 0 | 0 | 0 | 0 | 0 | 0 | 0 | 0 | 0 | 0 | 0 | 0 | 0 | 0 | 0 | 0 | 0 | 0 | 0 | 0 | 0 | 0 | 0 | 0 | 0 | 0 | 0 | 0 | 0 | 0 | 0 | 0 | 0 | 0 | 0 | 0 | 0 | 0 | 0 | 0 | 0 | 0 | 0 | 0 | 0 | 0 | 0 | 0 | 0 | 0 | 0 | 0 | 0 | 0 | 0 | 0 | 0 | 0 | 0 | 0 | 0 | 0 | 0 | 0 | 0 | 0 | 0 | 0 | 0 | 0 | 0 | 0 | 0 | 0 | 0 | 0 | 0 | 0 | 0 | 0 | 0 | 0 | 0 | 0 | 0 | 0 | 0 | 0 | 0 | 0 | 0 | 0 | 0 | 0 | 0 | 0 | 0 | 0 | 0 | 0 | 0 | 0 | 0 | 0 | 0 | 0 | 0 | 0 | 0 | 0 | 0 | 0 | 0 | 0 | 0 | 0 | 0 | 0 | 0 | 0 | 0 | 0 | 0 | 0 | 0
Commercial Laundry - ENERGY STAR Washer (8.0)_Restaurant_New_Not Applicable Segment or Vintage | Commercial Laundry - ENERGY STAR Washer (8.0)_Restaurant_New | Commercial Laundry - ENERGY STAR Washer (8.0)_Commercial_New_Not Applicable Segment or Vintage_Not Applicable Segment or Vintage | Commercial | Restaurant | New | Miscellaneous | Natural Gas | Commercial Laundry - ENERGY STAR Washer (8.0) | NEQ | Not Applicable Segment or Vintage | 7 | 7 | 7 | 0 | 0 | 0 | 0 | 0 | Retro5Med | 8.35569166605469E-06 | TBD | A | WCM189 | 0.7 | 0.42 | sqft | 0.0321 | 0 | 0 | 0 | 0 | Not Applicable Segment or Vintage | Not Applicable Segment or Vintage | Not Applicable Segment or Vintage | 0 | 0 | 0 | Not Applicable Segment or Vintage | Not Applicable Segment or Vintage | Not Applicable Segment or Vintage | Not Applicable Segment or Vintage | Not Applicable Segment or Vintage | Not Applicable Segment or Vintage | Not Applicable Segment or Vintage | Not Applicable Segment or Vintage | Not Applicable Segment or Vintage | Not Applicable Segment or Vintage | Not Applicable Segment or Vintage | Not Applicable Segment or Vintage | Not Applicable Segment or Vintage | Not Applicable Segment or Vintage | Not Applicable Segment or Vintage | Not Applicable Segment or Vintage | Not Applicable Segment or Vintage | Not Applicable Segment or Vintage | Not Applicable Segment or Vintage | Not Applicable Segment or Vintage | Not Applicable Segment or Vintage | Not Applicable Segment or Vintage | Not Applicable Segment or Vintage | Not Applicable Segment or Vintage | Not Applicable Segment or Vintage | Not Applicable Segment or Vintage | Not Applicable Segment or Vintage | Not Applicable Segment or Vintage | 0 | 0 | 0 | 0 | 0 | 0 | 0 | 0 | 0 | 0 | 0 | 0 | 0 | 0 | 0 | 0 | 0 | 0 | 0 | 0 | 0 | 0 | 0 | 0 | 0 | 0 | 0 | 0 | 0 | 0 | 0 | 0 | 0 | 0 | 0 | 0 | 0 | 0 | 0 | 0 | 0 | 0 | 0 | 0 | 0 | 0 | 0 | 0 | 0 | 0 | 0 | 0 | 0 | 0 | 0 | 0 | 0 | 0 | 0 | 0 | 0 | 0 | 0 | 0 | 0 | 0 | 0 | 0 | 0 | 0 | 0 | 0 | 0 | 0 | 0 | 0 | 0 | 0 | 0 | 0 | 0 | 0 | 0 | 0 | 0 | 0 | 0 | 0 | 0 | 0 | 0 | 0 | 0 | 0 | 0 | 0 | 0 | 0 | 0 | 0 | 0 | 0 | 0 | 0 | 0 | 0 | 0 | 0 | 0 | 0 | 0 | 0 | Not Applicable Segment or Vintage | Not Applicable Segment or Vintage | Not Applicable Segment or Vintage | Not Applicable Segment or Vintage | Not Applicable Segment or Vintage | Not Applicable Segment or Vintage | Not Applicable Segment or Vintage | Not Applicable Segment or Vintage | Not Applicable Segment or Vintage | Not Applicable Segment or Vintage | Not Applicable Segment or Vintage | Not Applicable Segment or Vintage | Not Applicable Segment or Vintage | Not Applicable Segment or Vintage | Not Applicable Segment or Vintage | Not Applicable Segment or Vintage | Not Applicable Segment or Vintage | Not Applicable Segment or Vintage | Not Applicable Segment or Vintage | Not Applicable Segment or Vintage | Not Applicable Segment or Vintage | Not Applicable Segment or Vintage | Not Applicable Segment or Vintage | Not Applicable Segment or Vintage | Not Applicable Segment or Vintage | Not Applicable Segment or Vintage | Not Applicable Segment or Vintage | Not Applicable Segment or Vintage | 0 | 0 | 0 | 0 | 0 | 0 | 0 | 0 | 0 | 0 | 0 | 0 | 0 | 0 | 0 | 0 | 0 | 0 | 0 | 0 | 0 | 0 | 0 | 0 | 0 | 0 | 0 | 0 | 0 | 0 | 0 | 0 | 0 | 0 | 0 | 0 | 0 | 0 | 0 | 0 | 0 | 0 | 0 | 0 | 0 | 0 | 0 | 0 | 0 | 0 | 0 | 0 | 0 | 0 | 0 | 0 | 0 | 0 | 0 | 0 | 0 | 0 | 0 | 0 | 0 | 0 | 0 | 0 | 0 | 0 | 0 | 0 | 0 | 0 | 0 | 0 | 0 | 0 | 0 | 0 | 0 | 0 | 0 | 0 | 0 | 0 | 0 | 0 | 0 | 0 | 0 | 0 | 0 | 0 | 0 | 0 | 0 | 0 | 0 | 0 | 0 | 0 | 0 | 0 | 0 | 0 | 0 | 0 | 0 | 0 | 0 | 0 | 0 | 0 | 0 | 0 | 0 | 0 | 0 | 0 | 0 | 0 | 0 | 0 | 0 | 0 | 0 | 0 | 0 | 0 | 0 | 0 | 0 | 0 | 0 | 0 | 0 | 0 | 0 | 0 | 0 | 0 | 0 | 0 | 0 | 0 | 0 | 0 | 0 | 0 | 0 | 0 | 0 | 0 | 0 | 0 | 0 | 0 | 0 | 0 | 0 | 0 | 0 | 0 | 0 | 0 | 0 | 0 | Not Applicable Segment or Vintage | Not Applicable Segment or Vintage | Not Applicable Segment or Vintage | Not Applicable Segment or Vintage | Not Applicable Segment or Vintage | Not Applicable Segment or Vintage | Not Applicable Segment or Vintage | Not Applicable Segment or Vintage | Not Applicable Segment or Vintage | Not Applicable Segment or Vintage | Not Applicable Segment or Vintage | Not Applicable Segment or Vintage | Not Applicable Segment or Vintage | Not Applicable Segment or Vintage | Not Applicable Segment or Vintage | Not Applicable Segment or Vintage | Not Applicable Segment or Vintage | Not Applicable Segment or Vintage | Not Applicable Segment or Vintage | Not Applicable Segment or Vintage | Not Applicable Segment or Vintage | Not Applicable Segment or Vintage | Not Applicable Segment or Vintage | Not Applicable Segment or Vintage | Not Applicable Segment or Vintage | Not Applicable Segment or Vintage | Not Applicable Segment or Vintage | Not Applicable Segment or Vintage | 0 | 0 | 0 | 0 | 0 | 0 | 0 | 0 | 0 | 0 | 0 | 0 | 0 | 0 | 0 | 0 | 0 | 0 | 0 | 0 | 0 | 0 | 0 | 0 | 0 | 0 | 0 | 0 | 0 | 0 | 0 | 0 | 0 | 0 | 0 | 0 | 0 | 0 | 0 | 0 | 0 | 0 | 0 | 0 | 0 | 0 | 0 | 0 | 0 | 0 | 0 | 0 | 0 | 0 | 0 | 0 | 0 | 0 | 0 | 0 | 0 | 0 | 0 | 0 | 0 | 0 | 0 | 0 | 0 | 0 | 0 | 0 | 0 | 0 | 0 | 0 | 0 | 0 | 0 | 0 | 0 | 0 | 0 | 0 | 0 | 0 | 0 | 0 | 0 | 0 | 0 | 0 | 0 | 0 | 0 | 0 | 0 | 0 | 0 | 0 | 0 | 0 | 0 | 0 | 0 | 0 | 0 | 0 | 0 | 0 | 0 | 0 | 0 | 0 | 0 | 0 | 0 | 0 | 0 | 0 | 0 | 0 | 0 | 0 | 0 | 0 | 0 | 0 | 0 | 0 | 0 | 0 | 0 | 0 | 0 | 0 | 0 | 0 | 0 | 0 | 0 | 0
Commercial Laundry - Dryer Efficiency Retrofit_Restaurant_New_Commercial gas dryer retrofitted with a two-stage modulating gas valve kit | Commercial Laundry - Dryer Efficiency Retrofit_Restaurant_New | Commercial Laundry - Dryer Efficiency Retrofit_Commercial_New_Commercial gas dryer with no modulating capabilities_Commercial gas dryer retrofitted with a two-stage modulating gas valve kit | Commercial | Restaurant | New | Miscellaneous | Natural Gas | Commercial Laundry - Dryer Efficiency Retrofit | NEQ | Commercial gas dryer with no modulating capabilities | 10 | 10 | 10 | 217.345 | 0 | 0 | 0 | 0 | Retro5Med | 8.35569166605469E-06 | TBD | A | WCM190 | 0.7 | 0.42 | Washer | 0.0321 | 0 | 0 | 0 | 0 | IL TRM v13 - 4.9.3 - Modulating Commercial Gas Clothes Dryer - CI-MSC-MODD-V02-230101 ¦ IL TRM v13 - 4.9.9 - Commercial Clothes Dryer Moisture Sensor - CI-MSC-CDMS-V02-230101 | IL TRM v13 - 4.9.3 - Modulating Commercial Gas Clothes Dryer - CI-MSC-MODD-V02-230101 ¦ IL TRM v13 - 4.9.9 - Commercial Clothes Dryer Moisture Sensor - CI-MSC-CDMS-V02-230101 | IL TRM v13 - 4.9.3 - Modulating Commercial Gas Clothes Dryer - CI-MSC-MODD-V02-230101 ¦ IL TRM v13 - 4.9.9 - Commercial Clothes Dryer Moisture Sensor - CI-MSC-CDMS-V02-230101 | 0 | 0 | 799.6811 | Commercial gas dryer with no modulating capabilities | Commercial gas dryer with no modulating capabilities | Commercial gas dryer with no modulating capabilities | Commercial gas dryer with no modulating capabilities | Commercial gas dryer with no modulating capabilities | Commercial gas dryer with no modulating capabilities | Commercial gas dryer with no modulating capabilities | Commercial gas dryer with no modulating capabilities | Commercial gas dryer with no modulating capabilities | Commercial gas dryer with no modulating capabilities | Commercial gas dryer with no modulating capabilities | Commercial gas dryer with no modulating capabilities | Commercial gas dryer with no modulating capabilities | Commercial gas dryer with no modulating capabilities | Commercial gas dryer with no modulating capabilities | Commercial gas dryer with no modulating capabilities | Commercial gas dryer with no modulating capabilities | Commercial gas dryer with no modulating capabilities | Commercial gas dryer with no modulating capabilities | Commercial gas dryer with no modulating capabilities | Commercial gas dryer with no modulating capabilities | Commercial gas dryer with no modulating capabilities | Commercial gas dryer with no modulating capabilities | Commercial gas dryer with no modulating capabilities | Commercial gas dryer with no modulating capabilities | Commercial gas dryer with no modulating capabilities | Commercial gas dryer with no modulating capabilities | Commercial gas dryer with no modulating capabilities | 0 | 0 | 0 | 0 | 0 | 0 | 0 | 0 | 0 | 0 | 0 | 0 | 0 | 0 | 0 | 0 | 0 | 0 | 0 | 0 | 0 | 0 | 0 | 0 | 0 | 0 | 0 | 0 | 0 | 0 | 0 | 0 | 0 | 0 | 0 | 0 | 0 | 0 | 0 | 0 | 0 | 0 | 0 | 0 | 0 | 0 | 0 | 0 | 0 | 0 | 0 | 0 | 0 | 0 | 0 | 0 | 0 | 0 | 0 | 0 | 0 | 0 | 0 | 0 | 0 | 0 | 0 | 0 | 0 | 0 | 0 | 0 | 0 | 0 | 0 | 0 | 0 | 0 | 0 | 0 | 0 | 0 | 0 | 0 | 0 | 0 | 0 | 0 | 0 | 0 | 0 | 0 | 0 | 0 | 0 | 0 | 0 | 0 | 0 | 0 | 0 | 0 | 0 | 0 | 0 | 0 | 0 | 0 | 0 | 0 | 0 | 0 | Commercial gas dryer retrofitted with a two-stage modulating gas valve kit | Commercial gas dryer retrofitted with a two-stage modulating gas valve kit | Commercial gas dryer retrofitted with a two-stage modulating gas valve kit | Commercial gas dryer retrofitted with a two-stage modulating gas valve kit | Commercial gas dryer retrofitted with a two-stage modulating gas valve kit | Commercial gas dryer retrofitted with a two-stage modulating gas valve kit | Commercial gas dryer retrofitted with a two-stage modulating gas valve kit | Commercial gas dryer retrofitted with a two-stage modulating gas valve kit | Commercial gas dryer retrofitted with a two-stage modulating gas valve kit | Commercial gas dryer retrofitted with a two-stage modulating gas valve kit | Commercial gas dryer retrofitted with a two-stage modulating gas valve kit | Commercial gas dryer retrofitted with a two-stage modulating gas valve kit | Commercial gas dryer retrofitted with a two-stage modulating gas valve kit | Commercial gas dryer retrofitted with a two-stage modulating gas valve kit | Commercial gas dryer retrofitted with a two-stage modulating gas valve kit | Commercial gas dryer retrofitted with a two-stage modulating gas valve kit | Commercial gas dryer retrofitted with a two-stage modulating gas valve kit | Commercial gas dryer retrofitted with a two-stage modulating gas valve kit | Commercial gas dryer retrofitted with a two-stage modulating gas valve kit | Commercial gas dryer retrofitted with a two-stage modulating gas valve kit | Commercial gas dryer retrofitted with a two-stage modulating gas valve kit | Commercial gas dryer retrofitted with a two-stage modulating gas valve kit | Commercial gas dryer retrofitted with a two-stage modulating gas valve kit | Commercial gas dryer retrofitted with a two-stage modulating gas valve kit | Commercial gas dryer retrofitted with a two-stage modulating gas valve kit | Commercial gas dryer retrofitted with a two-stage modulating gas valve kit | Commercial gas dryer retrofitted with a two-stage modulating gas valve kit | Commercial gas dryer retrofitted with a two-stage modulating gas valve kit | 799.6811 | 799.6811 | 799.6811 | 799.6811 | 799.6811 | 799.6811 | 799.6811 | 799.6811 | 799.6811 | 799.6811 | 799.6811 | 799.6811 | 799.6811 | 799.6811 | 799.6811 | 799.6811 | 799.6811 | 799.6811 | 799.6811 | 799.6811 | 799.6811 | 799.6811 | 799.6811 | 799.6811 | 799.6811 | 799.6811 | 799.6811 | 799.6811 | 217.345 | 217.345 | 217.345 | 217.345 | 217.345 | 217.345 | 217.345 | 217.345 | 217.345 | 217.345 | 217.345 | 217.345 | 217.345 | 217.345 | 217.345 | 217.345 | 217.345 | 217.345 | 217.345 | 217.345 | 217.345 | 217.345 | 217.345 | 217.345 | 217.345 | 217.345 | 217.345 | 217.345 | 0 | 0 | 0 | 0 | 0 | 0 | 0 | 0 | 0 | 0 | 0 | 0 | 0 | 0 | 0 | 0 | 0 | 0 | 0 | 0 | 0 | 0 | 0 | 0 | 0 | 0 | 0 | 0 | 0 | 0 | 0 | 0 | 0 | 0 | 0 | 0 | 0 | 0 | 0 | 0 | 0 | 0 | 0 | 0 | 0 | 0 | 0 | 0 | 0 | 0 | 0 | 0 | 0 | 0 | 0 | 0 | 0 | 0 | 0 | 0 | 0 | 0 | 0 | 0 | 0 | 0 | 0 | 0 | 0 | 0 | 0 | 0 | 0 | 0 | 0 | 0 | 0 | 0 | 0 | 0 | 0 | 0 | 0 | 0 | 0 | 0 | 0 | 0 | 0 | 0 | 0 | 0 | 0 | 0 | 0 | 0 | 0 | 0 | 0 | 0 | 0 | 0 | 0 | 0 | 0 | 0 | 0 | 0 | 0 | 0 | 0 | 0 | Commercial gas dryer retrofitted with a two-stage modulating gas valve kit | Commercial gas dryer retrofitted with a two-stage modulating gas valve kit | Commercial gas dryer retrofitted with a two-stage modulating gas valve kit | Commercial gas dryer retrofitted with a two-stage modulating gas valve kit | Commercial gas dryer retrofitted with a two-stage modulating gas valve kit | Commercial gas dryer retrofitted with a two-stage modulating gas valve kit | Commercial gas dryer retrofitted with a two-stage modulating gas valve kit | Commercial gas dryer retrofitted with a two-stage modulating gas valve kit | Commercial gas dryer retrofitted with a two-stage modulating gas valve kit | Commercial gas dryer retrofitted with a two-stage modulating gas valve kit | Commercial gas dryer retrofitted with a two-stage modulating gas valve kit | Commercial gas dryer retrofitted with a two-stage modulating gas valve kit | Commercial gas dryer retrofitted with a two-stage modulating gas valve kit | Commercial gas dryer retrofitted with a two-stage modulating gas valve kit | Commercial gas dryer retrofitted with a two-stage modulating gas valve kit | Commercial gas dryer retrofitted with a two-stage modulating gas valve kit | Commercial gas dryer retrofitted with a two-stage modulating gas valve kit | Commercial gas dryer retrofitted with a two-stage modulating gas valve kit | Commercial gas dryer retrofitted with a two-stage modulating gas valve kit | Commercial gas dryer retrofitted with a two-stage modulating gas valve kit | Commercial gas dryer retrofitted with a two-stage modulating gas valve kit | Commercial gas dryer retrofitted with a two-stage modulating gas valve kit | Commercial gas dryer retrofitted with a two-stage modulating gas valve kit | Commercial gas dryer retrofitted with a two-stage modulating gas valve kit | Commercial gas dryer retrofitted with a two-stage modulating gas valve kit | Commercial gas dryer retrofitted with a two-stage modulating gas valve kit | Commercial gas dryer retrofitted with a two-stage modulating gas valve kit | Commercial gas dryer retrofitted with a two-stage modulating gas valve kit | 799.6811 | 799.6811 | 799.6811 | 799.6811 | 799.6811 | 799.6811 | 799.6811 | 799.6811 | 799.6811 | 799.6811 | 799.6811 | 799.6811 | 799.6811 | 799.6811 | 799.6811 | 799.6811 | 799.6811 | 799.6811 | 799.6811 | 799.6811 | 799.6811 | 799.6811 | 799.6811 | 799.6811 | 799.6811 | 799.6811 | 799.6811 | 799.6811 | 217.345 | 217.345 | 217.345 | 217.345 | 217.345 | 217.345 | 217.345 | 217.345 | 217.345 | 217.345 | 217.345 | 217.345 | 217.345 | 217.345 | 217.345 | 217.345 | 217.345 | 217.345 | 217.345 | 217.345 | 217.345 | 217.345 | 217.345 | 217.345 | 217.345 | 217.345 | 217.345 | 217.345 | 0 | 0 | 0 | 0 | 0 | 0 | 0 | 0 | 0 | 0 | 0 | 0 | 0 | 0 | 0 | 0 | 0 | 0 | 0 | 0 | 0 | 0 | 0 | 0 | 0 | 0 | 0 | 0 | 0 | 0 | 0 | 0 | 0 | 0 | 0 | 0 | 0 | 0 | 0 | 0 | 0 | 0 | 0 | 0 | 0 | 0 | 0 | 0 | 0 | 0 | 0 | 0 | 0 | 0 | 0 | 0 | 0 | 0 | 0 | 0 | 0 | 0 | 0 | 0 | 0 | 0 | 0 | 0 | 0 | 0 | 0 | 0 | 0 | 0 | 0 | 0 | 0 | 0 | 0 | 0 | 0 | 0 | 0 | 0 | 0 | 0
Advanced New Construction Designs_Restaurant_Existing_Not Applicable Segment or Vintage | Advanced New Construction Designs_Restaurant_Existing | Advanced New Construction Designs_Commercial_Existing_Not Applicable Segment or Vintage_Not Applicable Segment or Vintage | Commercial | Restaurant | Existing | Water Heating | Natural Gas | Advanced New Construction Designs | NEQ | Not Applicable Segment or Vintage | 20 | 20 | 20 | 0 | 0 | 0 | 0.25 | 0.75 | RetroEven20 | 0.03333333333333333 | TBD | A | WCM146 | 0.7 | 0.42 | sqft | 0.0321 | 0 | 0 | 0 | 0 | Not Applicable Segment or Vintage | Not Applicable Segment or Vintage | Not Applicable Segment or Vintage | 0 | 0 | 0 | Not Applicable Segment or Vintage | Not Applicable Segment or Vintage | Not Applicable Segment or Vintage | Not Applicable Segment or Vintage | Not Applicable Segment or Vintage | Not Applicable Segment or Vintage | Not Applicable Segment or Vintage | Not Applicable Segment or Vintage | Not Applicable Segment or Vintage | Not Applicable Segment or Vintage | Not Applicable Segment or Vintage | Not Applicable Segment or Vintage | Not Applicable Segment or Vintage | Not Applicable Segment or Vintage | Not Applicable Segment or Vintage | Not Applicable Segment or Vintage | Not Applicable Segment or Vintage | Not Applicable Segment or Vintage | Not Applicable Segment or Vintage | Not Applicable Segment or Vintage | Not Applicable Segment or Vintage | Not Applicable Segment or Vintage | Not Applicable Segment or Vintage | Not Applicable Segment or Vintage | Not Applicable Segment or Vintage | Not Applicable Segment or Vintage | Not Applicable Segment or Vintage | Not Applicable Segment or Vintage | 0 | 0 | 0 | 0 | 0 | 0 | 0 | 0 | 0 | 0 | 0 | 0 | 0 | 0 | 0 | 0 | 0 | 0 | 0 | 0 | 0 | 0 | 0 | 0 | 0 | 0 | 0 | 0 | 0 | 0 | 0 | 0 | 0 | 0 | 0 | 0 | 0 | 0 | 0 | 0 | 0 | 0 | 0 | 0 | 0 | 0 | 0 | 0 | 0 | 0 | 0 | 0 | 0 | 0 | 0 | 0 | 0 | 0 | 0 | 177864.11327857955 | 177864.11327857952 | 177864.11327857952 | 177864.11327857955 | 177864.11327857955 | 177864.11327857952 | 177864.11327857955 | 177864.11327857952 | 177864.11327857955 | 177864.11327857952 | 177864.11327857955 | 177864.11327857955 | 177864.11327857955 | 177864.11327857955 | 177864.11327857955 | 177864.11327857955 | 177864.11327857955 | 177864.11327857955 | 177864.11327857958 | 118576.07551905297 | 0 | 0 | 0 | 0 | 0 | 0 | 0 | 0 | 177864.11327857955 | 355728.2265571591 | 533592.3398357386 | 711456.4531143182 | 889320.5663928977 | 1067184.6796714773 | 1245048.792950057 | 1422912.9062286364 | 1600777.0195072158 | 1778641.1327857953 | 1956505.2460643747 | 2134369.359342954 | 2312233.4726215336 | 2490097.585900113 | 2667961.6991786924 | 2845825.812457272 | 3023689.9257358513 | 3201554.0390144307 | 3379418.15229301 | 3497994.227812063 | 3497994.227812063 | 3497994.227812063 | 3497994.227812063 | 3497994.227812063 | 3497994.227812063 | Not Applicable Segment or Vintage | Not Applicable Segment or Vintage | Not Applicable Segment or Vintage | Not Applicable Segment or Vintage | Not Applicable Segment or Vintage | Not Applicable Segment or Vintage | Not Applicable Segment or Vintage | Not Applicable Segment or Vintage | Not Applicable Segment or Vintage | Not Applicable Segment or Vintage | Not Applicable Segment or Vintage | Not Applicable Segment or Vintage | Not Applicable Segment or Vintage | Not Applicable Segment or Vintage | Not Applicable Segment or Vintage | Not Applicable Segment or Vintage | Not Applicable Segment or Vintage | Not Applicable Segment or Vintage | Not Applicable Segment or Vintage | Not Applicable Segment or Vintage | Not Applicable Segment or Vintage | Not Applicable Segment or Vintage | Not Applicable Segment or Vintage | Not Applicable Segment or Vintage | Not Applicable Segment or Vintage | Not Applicable Segment or Vintage | Not Applicable Segment or Vintage | Not Applicable Segment or Vintage | 0 | 0 | 0 | 0 | 0 | 0 | 0 | 0 | 0 | 0 | 0 | 0 | 0 | 0 | 0 | 0 | 0 | 0 | 0 | 0 | 0 | 0 | 0 | 0 | 0 | 0 | 0 | 0 | 0 | 0 | 0 | 0 | 0 | 0 | 0 | 0 | 0 | 0 | 0 | 0 | 0 | 0 | 0 | 0 | 0 | 0 | 0 | 0 | 0 | 0 | 0 | 0 | 0 | 0 | 0 | 0 | 0 | 0 | 0 | 0 | 0 | 0 | 0 | 0 | 0 | 0 | 0 | 0 | 0 | 0 | 0 | 0 | 0 | 0 | 0 | 0 | 0 | 0 | 0 | 0 | 0 | 0 | 0 | 0 | 0 | 0 | 0 | 0 | 0 | 0 | 0 | 0 | 0 | 0 | 0 | 0 | 0 | 0 | 0 | 0 | 0 | 0 | 0 | 0 | 0 | 0 | 0 | 0 | 0 | 0 | 0 | 0 | 0 | 0 | 0 | 0 | 0 | 0 | 0 | 0 | 0 | 0 | 0 | 0 | 0 | 0 | 0 | 0 | 0 | 0 | 0 | 0 | 0 | 0 | 0 | 0 | 0 | 0 | 0 | 0 | 0 | 0 | 0 | 0 | 0 | 0 | 0 | 0 | 0 | 0 | 0 | 0 | 0 | 0 | 0 | 0 | 0 | 0 | 0 | 0 | 0 | 0 | 0 | 0 | 0 | 0 | 0 | 0 | Not Applicable Segment or Vintage | Not Applicable Segment or Vintage | Not Applicable Segment or Vintage | Not Applicable Segment or Vintage | Not Applicable Segment or Vintage | Not Applicable Segment or Vintage | Not Applicable Segment or Vintage | Not Applicable Segment or Vintage | Not Applicable Segment or Vintage | Not Applicable Segment or Vintage | Not Applicable Segment or Vintage | Not Applicable Segment or Vintage | Not Applicable Segment or Vintage | Not Applicable Segment or Vintage | Not Applicable Segment or Vintage | Not Applicable Segment or Vintage | Not Applicable Segment or Vintage | Not Applicable Segment or Vintage | Not Applicable Segment or Vintage | Not Applicable Segment or Vintage | Not Applicable Segment or Vintage | Not Applicable Segment or Vintage | Not Applicable Segment or Vintage | Not Applicable Segment or Vintage | Not Applicable Segment or Vintage | Not Applicable Segment or Vintage | Not Applicable Segment or Vintage | Not Applicable Segment or Vintage | 0 | 0 | 0 | 0 | 0 | 0 | 0 | 0 | 0 | 0 | 0 | 0 | 0 | 0 | 0 | 0 | 0 | 0 | 0 | 0 | 0 | 0 | 0 | 0 | 0 | 0 | 0 | 0 | 0 | 0 | 0 | 0 | 0 | 0 | 0 | 0 | 0 | 0 | 0 | 0 | 0 | 0 | 0 | 0 | 0 | 0 | 0 | 0 | 0 | 0 | 0 | 0 | 0 | 0 | 0 | 0 | 0 | 0 | 0 | 0 | 0 | 0 | 0 | 0 | 0 | 0 | 0 | 0 | 0 | 0 | 0 | 0 | 0 | 0 | 0 | 0 | 0 | 0 | 0 | 0 | 0 | 0 | 0 | 0 | 0 | 0 | 0 | 0 | 0 | 0 | 0 | 0 | 0 | 0 | 0 | 0 | 0 | 0 | 0 | 0 | 0 | 0 | 0 | 0 | 0 | 0 | 0 | 0 | 0 | 0 | 0 | 0 | 0 | 0 | 0 | 0 | 0 | 0 | 0 | 0 | 0 | 0 | 0 | 0 | 0 | 0 | 0 | 0 | 0 | 0 | 0 | 0 | 0 | 0 | 0 | 0 | 0 | 0 | 0 | 0 | 0 | 0
Commercial Laundry - Ozone Treatment_Restaurant_Existing_Not Applicable Segment or Vintage | Commercial Laundry - Ozone Treatment_Restaurant_Existing | Commercial Laundry - Ozone Treatment_Commercial_Existing_Not Applicable Segment or Vintage_Not Applicable Segment or Vintage | Commercial | Restaurant | Existing | Water Heating | Natural Gas | Commercial Laundry - Ozone Treatment | NEQ | Not Applicable Segment or Vintage | 10 | 10 | 10 | 0 | 0 | 0 | 0 | 0 | Retro5Med | 8.35569166605469E-06 | TBD | A | WCM137 | 0.7 | 0.42 | sqft | 0.0321 | 0 | 0 | 0 | 0 | Not Applicable Segment or Vintage | Not Applicable Segment or Vintage | Not Applicable Segment or Vintage | 0 | 0 | 0 | Not Applicable Segment or Vintage | Not Applicable Segment or Vintage | Not Applicable Segment or Vintage | Not Applicable Segment or Vintage | Not Applicable Segment or Vintage | Not Applicable Segment or Vintage | Not Applicable Segment or Vintage | Not Applicable Segment or Vintage | Not Applicable Segment or Vintage | Not Applicable Segment or Vintage | Not Applicable Segment or Vintage | Not Applicable Segment or Vintage | Not Applicable Segment or Vintage | Not Applicable Segment or Vintage | Not Applicable Segment or Vintage | Not Applicable Segment or Vintage | Not Applicable Segment or Vintage | Not Applicable Segment or Vintage | Not Applicable Segment or Vintage | Not Applicable Segment or Vintage | Not Applicable Segment or Vintage | Not Applicable Segment or Vintage | Not Applicable Segment or Vintage | Not Applicable Segment or Vintage | Not Applicable Segment or Vintage | Not Applicable Segment or Vintage | Not Applicable Segment or Vintage | Not Applicable Segment or Vintage | 0 | 0 | 0 | 0 | 0 | 0 | 0 | 0 | 0 | 0 | 0 | 0 | 0 | 0 | 0 | 0 | 0 | 0 | 0 | 0 | 0 | 0 | 0 | 0 | 0 | 0 | 0 | 0 | 0 | 0 | 0 | 0 | 0 | 0 | 0 | 0 | 0 | 0 | 0 | 0 | 0 | 0 | 0 | 0 | 0 | 0 | 0 | 0 | 0 | 0 | 0 | 0 | 0 | 0 | 0 | 0 | 0 | 0 | 0 | 0 | 0 | 0 | 0 | 0 | 0 | 0 | 0 | 0 | 0 | 0 | 0 | 0 | 0 | 0 | 0 | 0 | 0 | 0 | 0 | 0 | 0 | 0 | 0 | 0 | 0 | 0 | 0 | 0 | 0 | 0 | 0 | 0 | 0 | 0 | 0 | 0 | 0 | 0 | 0 | 0 | 0 | 0 | 0 | 0 | 0 | 0 | 0 | 0 | 0 | 0 | 0 | 0 | Not Applicable Segment or Vintage | Not Applicable Segment or Vintage | Not Applicable Segment or Vintage | Not Applicable Segment or Vintage | Not Applicable Segment or Vintage | Not Applicable Segment or Vintage | Not Applicable Segment or Vintage | Not Applicable Segment or Vintage | Not Applicable Segment or Vintage | Not Applicable Segment or Vintage | Not Applicable Segment or Vintage | Not Applicable Segment or Vintage | Not Applicable Segment or Vintage | Not Applicable Segment or Vintage | Not Applicable Segment or Vintage | Not Applicable Segment or Vintage | Not Applicable Segment or Vintage | Not Applicable Segment or Vintage | Not Applicable Segment or Vintage | Not Applicable Segment or Vintage | Not Applicable Segment or Vintage | Not Applicable Segment or Vintage | Not Applicable Segment or Vintage | Not Applicable Segment or Vintage | Not Applicable Segment or Vintage | Not Applicable Segment or Vintage | Not Applicable Segment or Vintage | Not Applicable Segment or Vintage | 0 | 0 | 0 | 0 | 0 | 0 | 0 | 0 | 0 | 0 | 0 | 0 | 0 | 0 | 0 | 0 | 0 | 0 | 0 | 0 | 0 | 0 | 0 | 0 | 0 | 0 | 0 | 0 | 0 | 0 | 0 | 0 | 0 | 0 | 0 | 0 | 0 | 0 | 0 | 0 | 0 | 0 | 0 | 0 | 0 | 0 | 0 | 0 | 0 | 0 | 0 | 0 | 0 | 0 | 0 | 0 | 0 | 0 | 0 | 0 | 0 | 0 | 0 | 0 | 0 | 0 | 0 | 0 | 0 | 0 | 0 | 0 | 0 | 0 | 0 | 0 | 0 | 0 | 0 | 0 | 0 | 0 | 0 | 0 | 0 | 0 | 0 | 0 | 0 | 0 | 0 | 0 | 0 | 0 | 0 | 0 | 0 | 0 | 0 | 0 | 0 | 0 | 0 | 0 | 0 | 0 | 0 | 0 | 0 | 0 | 0 | 0 | 0 | 0 | 0 | 0 | 0 | 0 | 0 | 0 | 0 | 0 | 0 | 0 | 0 | 0 | 0 | 0 | 0 | 0 | 0 | 0 | 0 | 0 | 0 | 0 | 0 | 0 | 0 | 0 | 0 | 0 | 0 | 0 | 0 | 0 | 0 | 0 | 0 | 0 | 0 | 0 | 0 | 0 | 0 | 0 | 0 | 0 | 0 | 0 | 0 | 0 | 0 | 0 | 0 | 0 | 0 | 0 | Not Applicable Segment or Vintage | Not Applicable Segment or Vintage | Not Applicable Segment or Vintage | Not Applicable Segment or Vintage | Not Applicable Segment or Vintage | Not Applicable Segment or Vintage | Not Applicable Segment or Vintage | Not Applicable Segment or Vintage | Not Applicable Segment or Vintage | Not Applicable Segment or Vintage | Not Applicable Segment or Vintage | Not Applicable Segment or Vintage | Not Applicable Segment or Vintage | Not Applicable Segment or Vintage | Not Applicable Segment or Vintage | Not Applicable Segment or Vintage | Not Applicable Segment or Vintage | Not Applicable Segment or Vintage | Not Applicable Segment or Vintage | Not Applicable Segment or Vintage | Not Applicable Segment or Vintage | Not Applicable Segment or Vintage | Not Applicable Segment or Vintage | Not Applicable Segment or Vintage | Not Applicable Segment or Vintage | Not Applicable Segment or Vintage | Not Applicable Segment or Vintage | Not Applicable Segment or Vintage | 0 | 0 | 0 | 0 | 0 | 0 | 0 | 0 | 0 | 0 | 0 | 0 | 0 | 0 | 0 | 0 | 0 | 0 | 0 | 0 | 0 | 0 | 0 | 0 | 0 | 0 | 0 | 0 | 0 | 0 | 0 | 0 | 0 | 0 | 0 | 0 | 0 | 0 | 0 | 0 | 0 | 0 | 0 | 0 | 0 | 0 | 0 | 0 | 0 | 0 | 0 | 0 | 0 | 0 | 0 | 0 | 0 | 0 | 0 | 0 | 0 | 0 | 0 | 0 | 0 | 0 | 0 | 0 | 0 | 0 | 0 | 0 | 0 | 0 | 0 | 0 | 0 | 0 | 0 | 0 | 0 | 0 | 0 | 0 | 0 | 0 | 0 | 0 | 0 | 0 | 0 | 0 | 0 | 0 | 0 | 0 | 0 | 0 | 0 | 0 | 0 | 0 | 0 | 0 | 0 | 0 | 0 | 0 | 0 | 0 | 0 | 0 | 0 | 0 | 0 | 0 | 0 | 0 | 0 | 0 | 0 | 0 | 0 | 0 | 0 | 0 | 0 | 0 | 0 | 0 | 0 | 0 | 0 | 0 | 0 | 0 | 0 | 0 | 0 | 0 | 0 | 0
Commercial Laundry - ENERGY STAR Washer (8.0)_Restaurant_Existing_Not Applicable Segment or Vintage | Commercial Laundry - ENERGY STAR Washer (8.0)_Restaurant_Existing | Commercial Laundry - ENERGY STAR Washer (8.0)_Commercial_Existing_Not Applicable Segment or Vintage_Not Applicable Segment or Vintage | Commercial | Restaurant | Existing | Water Heating | Natural Gas | Commercial Laundry - ENERGY STAR Washer (8.0) | NEQ | Not Applicable Segment or Vintage | 7 | 7 | 7 | 0 | 0 | 0 | 0 | 0 | Retro5Med | 8.35569166605469E-06 | TBD | A | WCM138 | 0.7 | 0.42 | sqft | 0.0321 | 0 | 0 | 0 | 0 | Not Applicable Segment or Vintage | Not Applicable Segment or Vintage | Not Applicable Segment or Vintage | 0 | 0 | 0 | Not Applicable Segment or Vintage | Not Applicable Segment or Vintage | Not Applicable Segment or Vintage | Not Applicable Segment or Vintage | Not Applicable Segment or Vintage | Not Applicable Segment or Vintage | Not Applicable Segment or Vintage | Not Applicable Segment or Vintage | Not Applicable Segment or Vintage | Not Applicable Segment or Vintage | Not Applicable Segment or Vintage | Not Applicable Segment or Vintage | Not Applicable Segment or Vintage | Not Applicable Segment or Vintage | Not Applicable Segment or Vintage | Not Applicable Segment or Vintage | Not Applicable Segment or Vintage | Not Applicable Segment or Vintage | Not Applicable Segment or Vintage | Not Applicable Segment or Vintage | Not Applicable Segment or Vintage | Not Applicable Segment or Vintage | Not Applicable Segment or Vintage | Not Applicable Segment or Vintage | Not Applicable Segment or Vintage | Not Applicable Segment or Vintage | Not Applicable Segment or Vintage | Not Applicable Segment or Vintage | 0 | 0 | 0 | 0 | 0 | 0 | 0 | 0 | 0 | 0 | 0 | 0 | 0 | 0 | 0 | 0 | 0 | 0 | 0 | 0 | 0 | 0 | 0 | 0 | 0 | 0 | 0 | 0 | 0 | 0 | 0 | 0 | 0 | 0 | 0 | 0 | 0 | 0 | 0 | 0 | 0 | 0 | 0 | 0 | 0 | 0 | 0 | 0 | 0 | 0 | 0 | 0 | 0 | 0 | 0 | 0 | 0 | 0 | 0 | 0 | 0 | 0 | 0 | 0 | 0 | 0 | 0 | 0 | 0 | 0 | 0 | 0 | 0 | 0 | 0 | 0 | 0 | 0 | 0 | 0 | 0 | 0 | 0 | 0 | 0 | 0 | 0 | 0 | 0 | 0 | 0 | 0 | 0 | 0 | 0 | 0 | 0 | 0 | 0 | 0 | 0 | 0 | 0 | 0 | 0 | 0 | 0 | 0 | 0 | 0 | 0 | 0 | Not Applicable Segment or Vintage | Not Applicable Segment or Vintage | Not Applicable Segment or Vintage | Not Applicable Segment or Vintage | Not Applicable Segment or Vintage | Not Applicable Segment or Vintage | Not Applicable Segment or Vintage | Not Applicable Segment or Vintage | Not Applicable Segment or Vintage | Not Applicable Segment or Vintage | Not Applicable Segment or Vintage | Not Applicable Segment or Vintage | Not Applicable Segment or Vintage | Not Applicable Segment or Vintage | Not Applicable Segment or Vintage | Not Applicable Segment or Vintage | Not Applicable Segment or Vintage | Not Applicable Segment or Vintage | Not Applicable Segment or Vintage | Not Applicable Segment or Vintage | Not Applicable Segment or Vintage | Not Applicable Segment or Vintage | Not Applicable Segment or Vintage | Not Applicable Segment or Vintage | Not Applicable Segment or Vintage | Not Applicable Segment or Vintage | Not Applicable Segment or Vintage | Not Applicable Segment or Vintage | 0 | 0 | 0 | 0 | 0 | 0 | 0 | 0 | 0 | 0 | 0 | 0 | 0 | 0 | 0 | 0 | 0 | 0 | 0 | 0 | 0 | 0 | 0 | 0 | 0 | 0 | 0 | 0 | 0 | 0 | 0 | 0 | 0 | 0 | 0 | 0 | 0 | 0 | 0 | 0 | 0 | 0 | 0 | 0 | 0 | 0 | 0 | 0 | 0 | 0 | 0 | 0 | 0 | 0 | 0 | 0 | 0 | 0 | 0 | 0 | 0 | 0 | 0 | 0 | 0 | 0 | 0 | 0 | 0 | 0 | 0 | 0 | 0 | 0 | 0 | 0 | 0 | 0 | 0 | 0 | 0 | 0 | 0 | 0 | 0 | 0 | 0 | 0 | 0 | 0 | 0 | 0 | 0 | 0 | 0 | 0 | 0 | 0 | 0 | 0 | 0 | 0 | 0 | 0 | 0 | 0 | 0 | 0 | 0 | 0 | 0 | 0 | 0 | 0 | 0 | 0 | 0 | 0 | 0 | 0 | 0 | 0 | 0 | 0 | 0 | 0 | 0 | 0 | 0 | 0 | 0 | 0 | 0 | 0 | 0 | 0 | 0 | 0 | 0 | 0 | 0 | 0 | 0 | 0 | 0 | 0 | 0 | 0 | 0 | 0 | 0 | 0 | 0 | 0 | 0 | 0 | 0 | 0 | 0 | 0 | 0 | 0 | 0 | 0 | 0 | 0 | 0 | 0 | Not Applicable Segment or Vintage | Not Applicable Segment or Vintage | Not Applicable Segment or Vintage | Not Applicable Segment or Vintage | Not Applicable Segment or Vintage | Not Applicable Segment or Vintage | Not Applicable Segment or Vintage | Not Applicable Segment or Vintage | Not Applicable Segment or Vintage | Not Applicable Segment or Vintage | Not Applicable Segment or Vintage | Not Applicable Segment or Vintage | Not Applicable Segment or Vintage | Not Applicable Segment or Vintage | Not Applicable Segment or Vintage | Not Applicable Segment or Vintage | Not Applicable Segment or Vintage | Not Applicable Segment or Vintage | Not Applicable Segment or Vintage | Not Applicable Segment or Vintage | Not Applicable Segment or Vintage | Not Applicable Segment or Vintage | Not Applicable Segment or Vintage | Not Applicable Segment or Vintage | Not Applicable Segment or Vintage | Not Applicable Segment or Vintage | Not Applicable Segment or Vintage | Not Applicable Segment or Vintage | 0 | 0 | 0 | 0 | 0 | 0 | 0 | 0 | 0 | 0 | 0 | 0 | 0 | 0 | 0 | 0 | 0 | 0 | 0 | 0 | 0 | 0 | 0 | 0 | 0 | 0 | 0 | 0 | 0 | 0 | 0 | 0 | 0 | 0 | 0 | 0 | 0 | 0 | 0 | 0 | 0 | 0 | 0 | 0 | 0 | 0 | 0 | 0 | 0 | 0 | 0 | 0 | 0 | 0 | 0 | 0 | 0 | 0 | 0 | 0 | 0 | 0 | 0 | 0 | 0 | 0 | 0 | 0 | 0 | 0 | 0 | 0 | 0 | 0 | 0 | 0 | 0 | 0 | 0 | 0 | 0 | 0 | 0 | 0 | 0 | 0 | 0 | 0 | 0 | 0 | 0 | 0 | 0 | 0 | 0 | 0 | 0 | 0 | 0 | 0 | 0 | 0 | 0 | 0 | 0 | 0 | 0 | 0 | 0 | 0 | 0 | 0 | 0 | 0 | 0 | 0 | 0 | 0 | 0 | 0 | 0 | 0 | 0 | 0 | 0 | 0 | 0 | 0 | 0 | 0 | 0 | 0 | 0 | 0 | 0 | 0 | 0 | 0 | 0 | 0 | 0 | 0
Water Heater - Drainwater Heat Recovery_Restaurant_New_DWHR unit retrofitted to the main drain which includes outlets from showers, sinks and other fixtures too. | Water Heater - Drainwater Heat Recovery_Restaurant_New | Water Heater - Drainwater Heat Recovery_Commercial_New_Storage type water heater without DWHR devices_DWHR unit retrofitted to the main drain which includes outlets from showers, sinks and other fixtures too. | Commercial | Restaurant | New | Water Heating | Natural Gas | Water Heater - Drainwater Heat Recovery | NEQ | Storage type water heater without DWHR devices | 30 | 30 | 30 | 1.436 | 0 | 0 | 0 | 0.25 | Retro1Slow | 0.012666666666666666 | TBD | A | WCM183 | 0.7 | 0.42 | showerhead | 0.0321 | 0 | 0 | 0 | 0 | IL TRM v12 - 5.4.11 - Drain Water Heat Recovery - RS-DHW-DWHR-V04-240101 | IL TRM v12 - 5.4.11 - Drain Water Heat Recovery - RS-DHW-DWHR-V04-240101 ¦ Cost adjusted for retrofit applications to account for expected increase in cost. | IL TRM v12 - 5.4.11 - Drain Water Heat Recovery - RS-DHW-DWHR-V04-240101 ¦ AEG adjusted with Regional Technical Forum research | 0 | 0 | 986.4961 | Storage type water heater without DWHR devices | Storage type water heater without DWHR devices | Storage type water heater without DWHR devices | Storage type water heater without DWHR devices | Storage type water heater without DWHR devices | Storage type water heater without DWHR devices | Storage type water heater without DWHR devices | Storage type water heater without DWHR devices | Storage type water heater without DWHR devices | Storage type water heater without DWHR devices | Storage type water heater without DWHR devices | Storage type water heater without DWHR devices | Storage type water heater without DWHR devices | Storage type water heater without DWHR devices | Storage type water heater without DWHR devices | Storage type water heater without DWHR devices | Storage type water heater without DWHR devices | Storage type water heater without DWHR devices | Storage type water heater without DWHR devices | Storage type water heater without DWHR devices | Storage type water heater without DWHR devices | Storage type water heater without DWHR devices | Storage type water heater without DWHR devices | Storage type water heater without DWHR devices | Storage type water heater without DWHR devices | Storage type water heater without DWHR devices | Storage type water heater without DWHR devices | Storage type water heater without DWHR devices | 0 | 0 | 0 | 0 | 0 | 0 | 0 | 0 | 0 | 0 | 0 | 0 | 0 | 0 | 0 | 0 | 0 | 0 | 0 | 0 | 0 | 0 | 0 | 0 | 0 | 0 | 0 | 0 | 0 | 0 | 0 | 0 | 0 | 0 | 0 | 0 | 0 | 0 | 0 | 0 | 0 | 0 | 0 | 0 | 0 | 0 | 0 | 0 | 0 | 0 | 0 | 0 | 0 | 0 | 0 | 0 | 0 | 0 | 0 | 0 | 0 | 0 | 0 | 0 | 0 | 0 | 0 | 0 | 0 | 0 | 0 | 0 | 0 | 0 | 0 | 0 | 0 | 0 | 0 | 0 | 0 | 0 | 0 | 0 | 0 | 0 | 0 | 0 | 0 | 0 | 0 | 0 | 0 | 0 | 0 | 0 | 0 | 0 | 0 | 0 | 0 | 0 | 0 | 0 | 0 | 0 | 0 | 0 | 0 | 0 | 0 | 0 | DWHR unit retrofitted to the main drain which includes outlets from showers, sinks and other fixtures too. | DWHR unit retrofitted to the main drain which includes outlets from showers, sinks and other fixtures too. | DWHR unit retrofitted to the main drain which includes outlets from showers, sinks and other fixtures too. | DWHR unit retrofitted to the main drain which includes outlets from showers, sinks and other fixtures too. | DWHR unit retrofitted to the main drain which includes outlets from showers, sinks and other fixtures too. | DWHR unit retrofitted to the main drain which includes outlets from showers, sinks and other fixtures too. | DWHR unit retrofitted to the main drain which includes outlets from showers, sinks and other fixtures too. | DWHR unit retrofitted to the main drain which includes outlets from showers, sinks and other fixtures too. | DWHR unit retrofitted to the main drain which includes outlets from showers, sinks and other fixtures too. | DWHR unit retrofitted to the main drain which includes outlets from showers, sinks and other fixtures too. | DWHR unit retrofitted to the main drain which includes outlets from showers, sinks and other fixtures too. | DWHR unit retrofitted to the main drain which includes outlets from showers, sinks and other fixtures too. | DWHR unit retrofitted to the main drain which includes outlets from showers, sinks and other fixtures too. | DWHR unit retrofitted to the main drain which includes outlets from showers, sinks and other fixtures too. | DWHR unit retrofitted to the main drain which includes outlets from showers, sinks and other fixtures too. | DWHR unit retrofitted to the main drain which includes outlets from showers, sinks and other fixtures too. | DWHR unit retrofitted to the main drain which includes outlets from showers, sinks and other fixtures too. | DWHR unit retrofitted to the main drain which includes outlets from showers, sinks and other fixtures too. | DWHR unit retrofitted to the main drain which includes outlets from showers, sinks and other fixtures too. | DWHR unit retrofitted to the main drain which includes outlets from showers, sinks and other fixtures too. | DWHR unit retrofitted to the main drain which includes outlets from showers, sinks and other fixtures too. | DWHR unit retrofitted to the main drain which includes outlets from showers, sinks and other fixtures too. | DWHR unit retrofitted to the main drain which includes outlets from showers, sinks and other fixtures too. | DWHR unit retrofitted to the main drain which includes outlets from showers, sinks and other fixtures too. | DWHR unit retrofitted to the main drain which includes outlets from showers, sinks and other fixtures too. | DWHR unit retrofitted to the main drain which includes outlets from showers, sinks and other fixtures too. | DWHR unit retrofitted to the main drain which includes outlets from showers, sinks and other fixtures too. | DWHR unit retrofitted to the main drain which includes outlets from showers, sinks and other fixtures too. | 986.4961 | 986.4961 | 986.4961 | 986.4961 | 986.4961 | 986.4961 | 986.4961 | 986.4961 | 986.4961 | 986.4961 | 986.4961 | 986.4961 | 986.4961 | 986.4961 | 986.4961 | 986.4961 | 986.4961 | 986.4961 | 986.4961 | 986.4961 | 986.4961 | 986.4961 | 986.4961 | 986.4961 | 986.4961 | 986.4961 | 986.4961 | 986.4961 | 1.436 | 1.436 | 1.436 | 1.436 | 1.436 | 1.436 | 1.436 | 1.436 | 1.436 | 1.436 | 1.436 | 1.436 | 1.436 | 1.436 | 1.436 | 1.436 | 1.436 | 1.436 | 1.436 | 1.436 | 1.436 | 1.436 | 1.436 | 1.436 | 1.436 | 1.436 | 1.436 | 1.436 | 0 | 0 | 0 | 0 | 0 | 0 | 0 | 0 | 0 | 0 | 0 | 0 | 0 | 0 | 0 | 0 | 0 | 0 | 0 | 0 | 0 | 0 | 0 | 0 | 0 | 0 | 0 | 0 | 0 | 0 | 0 | 0 | 0 | 0 | 0 | 0 | 0 | 0 | 0 | 0 | 0 | 0 | 0 | 0 | 0 | 0 | 0 | 0 | 0 | 0 | 0 | 0 | 0 | 0 | 0 | 0 | 0 | 0 | 0 | 0 | 0 | 0 | 0 | 0 | 0 | 0 | 0 | 0 | 0 | 0 | 0 | 0 | 0 | 0 | 0 | 0 | 0 | 0 | 0 | 0 | 0 | 0 | 0 | 0 | 0 | 0 | 0 | 0 | 0 | 0 | 0 | 0 | 0 | 0 | 0 | 0 | 0 | 0 | 0 | 0 | 0 | 0 | 0 | 0 | 0 | 0 | 0 | 0 | 0 | 0 | 0 | 0 | DWHR unit retrofitted to the main drain which includes outlets from showers, sinks and other fixtures too. | DWHR unit retrofitted to the main drain which includes outlets from showers, sinks and other fixtures too. | DWHR unit retrofitted to the main drain which includes outlets from showers, sinks and other fixtures too. | DWHR unit retrofitted to the main drain which includes outlets from showers, sinks and other fixtures too. | DWHR unit retrofitted to the main drain which includes outlets from showers, sinks and other fixtures too. | DWHR unit retrofitted to the main drain which includes outlets from showers, sinks and other fixtures too. | DWHR unit retrofitted to the main drain which includes outlets from showers, sinks and other fixtures too. | DWHR unit retrofitted to the main drain which includes outlets from showers, sinks and other fixtures too. | DWHR unit retrofitted to the main drain which includes outlets from showers, sinks and other fixtures too. | DWHR unit retrofitted to the main drain which includes outlets from showers, sinks and other fixtures too. | DWHR unit retrofitted to the main drain which includes outlets from showers, sinks and other fixtures too. | DWHR unit retrofitted to the main drain which includes outlets from showers, sinks and other fixtures too. | DWHR unit retrofitted to the main drain which includes outlets from showers, sinks and other fixtures too. | DWHR unit retrofitted to the main drain which includes outlets from showers, sinks and other fixtures too. | DWHR unit retrofitted to the main drain which includes outlets from showers, sinks and other fixtures too. | DWHR unit retrofitted to the main drain which includes outlets from showers, sinks and other fixtures too. | DWHR unit retrofitted to the main drain which includes outlets from showers, sinks and other fixtures too. | DWHR unit retrofitted to the main drain which includes outlets from showers, sinks and other fixtures too. | DWHR unit retrofitted to the main drain which includes outlets from showers, sinks and other fixtures too. | DWHR unit retrofitted to the main drain which includes outlets from showers, sinks and other fixtures too. | DWHR unit retrofitted to the main drain which includes outlets from showers, sinks and other fixtures too. | DWHR unit retrofitted to the main drain which includes outlets from showers, sinks and other fixtures too. | DWHR unit retrofitted to the main drain which includes outlets from showers, sinks and other fixtures too. | DWHR unit retrofitted to the main drain which includes outlets from showers, sinks and other fixtures too. | DWHR unit retrofitted to the main drain which includes outlets from showers, sinks and other fixtures too. | DWHR unit retrofitted to the main drain which includes outlets from showers, sinks and other fixtures too. | DWHR unit retrofitted to the main drain which includes outlets from showers, sinks and other fixtures too. | DWHR unit retrofitted to the main drain which includes outlets from showers, sinks and other fixtures too. | 986.4961 | 986.4961 | 986.4961 | 986.4961 | 986.4961 | 986.4961 | 986.4961 | 986.4961 | 986.4961 | 986.4961 | 986.4961 | 986.4961 | 986.4961 | 986.4961 | 986.4961 | 986.4961 | 986.4961 | 986.4961 | 986.4961 | 986.4961 | 986.4961 | 986.4961 | 986.4961 | 986.4961 | 986.4961 | 986.4961 | 986.4961 | 986.4961 | 1.436 | 1.436 | 1.436 | 1.436 | 1.436 | 1.436 | 1.436 | 1.436 | 1.436 | 1.436 | 1.436 | 1.436 | 1.436 | 1.436 | 1.436 | 1.436 | 1.436 | 1.436 | 1.436 | 1.436 | 1.436 | 1.436 | 1.436 | 1.436 | 1.436 | 1.436 | 1.436 | 1.436 | 0 | 0 | 0 | 0 | 0 | 0 | 0 | 0 | 0 | 0 | 0 | 0 | 0 | 0 | 0 | 0 | 0 | 0 | 0 | 0 | 0 | 0 | 0 | 0 | 0 | 0 | 0 | 0 | 0 | 0 | 0 | 0 | 0 | 0 | 0 | 0 | 0 | 0 | 0 | 0 | 0 | 0 | 0 | 0 | 0 | 0 | 0 | 0 | 0 | 0 | 0 | 0 | 0 | 0 | 0 | 0 | 0 | 0 | 0 | 0 | 0 | 0 | 0 | 0 | 0 | 0 | 0 | 0 | 0 | 0 | 0 | 0 | 0 | 0 | 0 | 0 | 0 | 0 | 0 | 0 | 0 | 0 | 0 | 0 | 0 | 0
Water Heater - Pipe Insulation_Restaurant_New_Not Applicable Segment or Vintage | Water Heater - Pipe Insulation_Restaurant_New | Water Heater - Pipe Insulation_Commercial_New_Not Applicable Segment or Vintage_Not Applicable Segment or Vintage | Commercial | Restaurant | New | Water Heating | Natural Gas | Water Heater - Pipe Insulation | NEQ | Not Applicable Segment or Vintage | 15 | 15 | 15 | 0 | 0 | 0 | 0 | 0 | Retro3Slow | 0.004128203794943829 | TBD | A | WCM184 | 0.7 | 0.42 | sqft | 0.0321 | 0 | 0 | 0 | 0 | Not Applicable Segment or Vintage | Not Applicable Segment or Vintage | Not Applicable Segment or Vintage | 0 | 0 | 0 | Not Applicable Segment or Vintage | Not Applicable Segment or Vintage | Not Applicable Segment or Vintage | Not Applicable Segment or Vintage | Not Applicable Segment or Vintage | Not Applicable Segment or Vintage | Not Applicable Segment or Vintage | Not Applicable Segment or Vintage | Not Applicable Segment or Vintage | Not Applicable Segment or Vintage | Not Applicable Segment or Vintage | Not Applicable Segment or Vintage | Not Applicable Segment or Vintage | Not Applicable Segment or Vintage | Not Applicable Segment or Vintage | Not Applicable Segment or Vintage | Not Applicable Segment or Vintage | Not Applicable Segment or Vintage | Not Applicable Segment or Vintage | Not Applicable Segment or Vintage | Not Applicable Segment or Vintage | Not Applicable Segment or Vintage | Not Applicable Segment or Vintage | Not Applicable Segment or Vintage | Not Applicable Segment or Vintage | Not Applicable Segment or Vintage | Not Applicable Segment or Vintage | Not Applicable Segment or Vintage | 0 | 0 | 0 | 0 | 0 | 0 | 0 | 0 | 0 | 0 | 0 | 0 | 0 | 0 | 0 | 0 | 0 | 0 | 0 | 0 | 0 | 0 | 0 | 0 | 0 | 0 | 0 | 0 | 0 | 0 | 0 | 0 | 0 | 0 | 0 | 0 | 0 | 0 | 0 | 0 | 0 | 0 | 0 | 0 | 0 | 0 | 0 | 0 | 0 | 0 | 0 | 0 | 0 | 0 | 0 | 0 | 0 | 0 | 0 | 0 | 0 | 0 | 0 | 0 | 0 | 0 | 0 | 0 | 0 | 0 | 0 | 0 | 0 | 0 | 0 | 0 | 0 | 0 | 0 | 0 | 0 | 0 | 0 | 0 | 0 | 0 | 0 | 0 | 0 | 0 | 0 | 0 | 0 | 0 | 0 | 0 | 0 | 0 | 0 | 0 | 0 | 0 | 0 | 0 | 0 | 0 | 0 | 0 | 0 | 0 | 0 | 0 | Not Applicable Segment or Vintage | Not Applicable Segment or Vintage | Not Applicable Segment or Vintage | Not Applicable Segment or Vintage | Not Applicable Segment or Vintage | Not Applicable Segment or Vintage | Not Applicable Segment or Vintage | Not Applicable Segment or Vintage | Not Applicable Segment or Vintage | Not Applicable Segment or Vintage | Not Applicable Segment or Vintage | Not Applicable Segment or Vintage | Not Applicable Segment or Vintage | Not Applicable Segment or Vintage | Not Applicable Segment or Vintage | Not Applicable Segment or Vintage | Not Applicable Segment or Vintage | Not Applicable Segment or Vintage | Not Applicable Segment or Vintage | Not Applicable Segment or Vintage | Not Applicable Segment or Vintage | Not Applicable Segment or Vintage | Not Applicable Segment or Vintage | Not Applicable Segment or Vintage | Not Applicable Segment or Vintage | Not Applicable Segment or Vintage | Not Applicable Segment or Vintage | Not Applicable Segment or Vintage | 0 | 0 | 0 | 0 | 0 | 0 | 0 | 0 | 0 | 0 | 0 | 0 | 0 | 0 | 0 | 0 | 0 | 0 | 0 | 0 | 0 | 0 | 0 | 0 | 0 | 0 | 0 | 0 | 0 | 0 | 0 | 0 | 0 | 0 | 0 | 0 | 0 | 0 | 0 | 0 | 0 | 0 | 0 | 0 | 0 | 0 | 0 | 0 | 0 | 0 | 0 | 0 | 0 | 0 | 0 | 0 | 0 | 0 | 0 | 0 | 0 | 0 | 0 | 0 | 0 | 0 | 0 | 0 | 0 | 0 | 0 | 0 | 0 | 0 | 0 | 0 | 0 | 0 | 0 | 0 | 0 | 0 | 0 | 0 | 0 | 0 | 0 | 0 | 0 | 0 | 0 | 0 | 0 | 0 | 0 | 0 | 0 | 0 | 0 | 0 | 0 | 0 | 0 | 0 | 0 | 0 | 0 | 0 | 0 | 0 | 0 | 0 | 0 | 0 | 0 | 0 | 0 | 0 | 0 | 0 | 0 | 0 | 0 | 0 | 0 | 0 | 0 | 0 | 0 | 0 | 0 | 0 | 0 | 0 | 0 | 0 | 0 | 0 | 0 | 0 | 0 | 0 | 0 | 0 | 0 | 0 | 0 | 0 | 0 | 0 | 0 | 0 | 0 | 0 | 0 | 0 | 0 | 0 | 0 | 0 | 0 | 0 | 0 | 0 | 0 | 0 | 0 | 0 | Not Applicable Segment or Vintage | Not Applicable Segment or Vintage | Not Applicable Segment or Vintage | Not Applicable Segment or Vintage | Not Applicable Segment or Vintage | Not Applicable Segment or Vintage | Not Applicable Segment or Vintage | Not Applicable Segment or Vintage | Not Applicable Segment or Vintage | Not Applicable Segment or Vintage | Not Applicable Segment or Vintage | Not Applicable Segment or Vintage | Not Applicable Segment or Vintage | Not Applicable Segment or Vintage | Not Applicable Segment or Vintage | Not Applicable Segment or Vintage | Not Applicable Segment or Vintage | Not Applicable Segment or Vintage | Not Applicable Segment or Vintage | Not Applicable Segment or Vintage | Not Applicable Segment or Vintage | Not Applicable Segment or Vintage | Not Applicable Segment or Vintage | Not Applicable Segment or Vintage | Not Applicable Segment or Vintage | Not Applicable Segment or Vintage | Not Applicable Segment or Vintage | Not Applicable Segment or Vintage | 0 | 0 | 0 | 0 | 0 | 0 | 0 | 0 | 0 | 0 | 0 | 0 | 0 | 0 | 0 | 0 | 0 | 0 | 0 | 0 | 0 | 0 | 0 | 0 | 0 | 0 | 0 | 0 | 0 | 0 | 0 | 0 | 0 | 0 | 0 | 0 | 0 | 0 | 0 | 0 | 0 | 0 | 0 | 0 | 0 | 0 | 0 | 0 | 0 | 0 | 0 | 0 | 0 | 0 | 0 | 0 | 0 | 0 | 0 | 0 | 0 | 0 | 0 | 0 | 0 | 0 | 0 | 0 | 0 | 0 | 0 | 0 | 0 | 0 | 0 | 0 | 0 | 0 | 0 | 0 | 0 | 0 | 0 | 0 | 0 | 0 | 0 | 0 | 0 | 0 | 0 | 0 | 0 | 0 | 0 | 0 | 0 | 0 | 0 | 0 | 0 | 0 | 0 | 0 | 0 | 0 | 0 | 0 | 0 | 0 | 0 | 0 | 0 | 0 | 0 | 0 | 0 | 0 | 0 | 0 | 0 | 0 | 0 | 0 | 0 | 0 | 0 | 0 | 0 | 0 | 0 | 0 | 0 | 0 | 0 | 0 | 0 | 0 | 0 | 0 | 0 | 0
Water Heater - Thermostatic Shower Restriction Valve_Restaurant_New_Showerhead with restrictor valve | Water Heater - Thermostatic Shower Restriction Valve_Restaurant_New | Water Heater - Thermostatic Shower Restriction Valve_Commercial_New_Typical showerhead without valve_Showerhead with restrictor valve | Commercial | Restaurant | New | Water Heating | Natural Gas | Water Heater - Thermostatic Shower Restriction Valve | NEQ | Typical showerhead without valve | 6 | 6 | 6 | 1.8 | 0 | 0 | 0 | 0 | Retro12Med | 3.879925052500492E-06 | TBD | A | WCM181 | 0.7 | 0.42 | showerhead | 0.0321 | 0 | 0 | 0 | 0 | Regional Technical Forum. Thermostatic Shower Restriction Valve - UES Workbook, Version 6.1. Northwest Power and Conservation Council. August 29, 2023 | Regional Technical Forum. Thermostatic Shower Restriction Valve - UES Workbook, Version 6.1. Northwest Power and Conservation Council. August 29, 2023 | Regional Technical Forum. Thermostatic Shower Restriction Valve - UES Workbook, Version 6.1. Northwest Power and Conservation Council. August 29, 2023 | 0 | 0 | 34.4397 | Typical showerhead without valve | Typical showerhead without valve | Typical showerhead without valve | Typical showerhead without valve | Typical showerhead without valve | Typical showerhead without valve | Typical showerhead without valve | Typical showerhead without valve | Typical showerhead without valve | Typical showerhead without valve | Typical showerhead without valve | Typical showerhead without valve | Typical showerhead without valve | Typical showerhead without valve | Typical showerhead without valve | Typical showerhead without valve | Typical showerhead without valve | Typical showerhead without valve | Typical showerhead without valve | Typical showerhead without valve | Typical showerhead without valve | Typical showerhead without valve | Typical showerhead without valve | Typical showerhead without valve | Typical showerhead without valve | Typical showerhead without valve | Typical showerhead without valve | Typical showerhead without valve | 0 | 0 | 0 | 0 | 0 | 0 | 0 | 0 | 0 | 0 | 0 | 0 | 0 | 0 | 0 | 0 | 0 | 0 | 0 | 0 | 0 | 0 | 0 | 0 | 0 | 0 | 0 | 0 | 0 | 0 | 0 | 0 | 0 | 0 | 0 | 0 | 0 | 0 | 0 | 0 | 0 | 0 | 0 | 0 | 0 | 0 | 0 | 0 | 0 | 0 | 0 | 0 | 0 | 0 | 0 | 0 | 0 | 0 | 0 | 0 | 0 | 0 | 0 | 0 | 0 | 0 | 0 | 0 | 0 | 0 | 0 | 0 | 0 | 0 | 0 | 0 | 0 | 0 | 0 | 0 | 0 | 0 | 0 | 0 | 0 | 0 | 0 | 0 | 0 | 0 | 0 | 0 | 0 | 0 | 0 | 0 | 0 | 0 | 0 | 0 | 0 | 0 | 0 | 0 | 0 | 0 | 0 | 0 | 0 | 0 | 0 | 0 | Showerhead with restrictor valve | Showerhead with restrictor valve | Showerhead with restrictor valve | Showerhead with restrictor valve | Showerhead with restrictor valve | Showerhead with restrictor valve | Showerhead with restrictor valve | Showerhead with restrictor valve | Showerhead with restrictor valve | Showerhead with restrictor valve | Showerhead with restrictor valve | Showerhead with restrictor valve | Showerhead with restrictor valve | Showerhead with restrictor valve | Showerhead with restrictor valve | Showerhead with restrictor valve | Showerhead with restrictor valve | Showerhead with restrictor valve | Showerhead with restrictor valve | Showerhead with restrictor valve | Showerhead with restrictor valve | Showerhead with restrictor valve | Showerhead with restrictor valve | Showerhead with restrictor valve | Showerhead with restrictor valve | Showerhead with restrictor valve | Showerhead with restrictor valve | Showerhead with restrictor valve | 34.4397 | 34.4397 | 34.4397 | 34.4397 | 34.4397 | 34.4397 | 34.4397 | 34.4397 | 34.4397 | 34.4397 | 34.4397 | 34.4397 | 34.4397 | 34.4397 | 34.4397 | 34.4397 | 34.4397 | 34.4397 | 34.4397 | 34.4397 | 34.4397 | 34.4397 | 34.4397 | 34.4397 | 34.4397 | 34.4397 | 34.4397 | 34.4397 | 1.8 | 1.8 | 1.8 | 1.8 | 1.8 | 1.8 | 1.8 | 1.8 | 1.8 | 1.8 | 1.8 | 1.8 | 1.8 | 1.8 | 1.8 | 1.8 | 1.8 | 1.8 | 1.8 | 1.8 | 1.8 | 1.8 | 1.8 | 1.8 | 1.8 | 1.8 | 1.8 | 1.8 | 0 | 0 | 0 | 0 | 0 | 0 | 0 | 0 | 0 | 0 | 0 | 0 | 0 | 0 | 0 | 0 | 0 | 0 | 0 | 0 | 0 | 0 | 0 | 0 | 0 | 0 | 0 | 0 | 0 | 0 | 0 | 0 | 0 | 0 | 0 | 0 | 0 | 0 | 0 | 0 | 0 | 0 | 0 | 0 | 0 | 0 | 0 | 0 | 0 | 0 | 0 | 0 | 0 | 0 | 0 | 0 | 0 | 0 | 0 | 0 | 0 | 0 | 0 | 0 | 0 | 0 | 0 | 0 | 0 | 0 | 0 | 0 | 0 | 0 | 0 | 0 | 0 | 0 | 0 | 0 | 0 | 0 | 0 | 0 | 0 | 0 | 0 | 0 | 0 | 0 | 0 | 0 | 0 | 0 | 0 | 0 | 0 | 0 | 0 | 0 | 0 | 0 | 0 | 0 | 0 | 0 | 0 | 0 | 0 | 0 | 0 | 0 | Showerhead with restrictor valve | Showerhead with restrictor valve | Showerhead with restrictor valve | Showerhead with restrictor valve | Showerhead with restrictor valve | Showerhead with restrictor valve | Showerhead with restrictor valve | Showerhead with restrictor valve | Showerhead with restrictor valve | Showerhead with restrictor valve | Showerhead with restrictor valve | Showerhead with restrictor valve | Showerhead with restrictor valve | Showerhead with restrictor valve | Showerhead with restrictor valve | Showerhead with restrictor valve | Showerhead with restrictor valve | Showerhead with restrictor valve | Showerhead with restrictor valve | Showerhead with restrictor valve | Showerhead with restrictor valve | Showerhead with restrictor valve | Showerhead with restrictor valve | Showerhead with restrictor valve | Showerhead with restrictor valve | Showerhead with restrictor valve | Showerhead with restrictor valve | Showerhead with restrictor valve | 34.4397 | 34.4397 | 34.4397 | 34.4397 | 34.4397 | 34.4397 | 34.4397 | 34.4397 | 34.4397 | 34.4397 | 34.4397 | 34.4397 | 34.4397 | 34.4397 | 34.4397 | 34.4397 | 34.4397 | 34.4397 | 34.4397 | 34.4397 | 34.4397 | 34.4397 | 34.4397 | 34.4397 | 34.4397 | 34.4397 | 34.4397 | 34.4397 | 1.8 | 1.8 | 1.8 | 1.8 | 1.8 | 1.8 | 1.8 | 1.8 | 1.8 | 1.8 | 1.8 | 1.8 | 1.8 | 1.8 | 1.8 | 1.8 | 1.8 | 1.8 | 1.8 | 1.8 | 1.8 | 1.8 | 1.8 | 1.8 | 1.8 | 1.8 | 1.8 | 1.8 | 0 | 0 | 0 | 0 | 0 | 0 | 0 | 0 | 0 | 0 | 0 | 0 | 0 | 0 | 0 | 0 | 0 | 0 | 0 | 0 | 0 | 0 | 0 | 0 | 0 | 0 | 0 | 0 | 0 | 0 | 0 | 0 | 0 | 0 | 0 | 0 | 0 | 0 | 0 | 0 | 0 | 0 | 0 | 0 | 0 | 0 | 0 | 0 | 0 | 0 | 0 | 0 | 0 | 0 | 0 | 0 | 0 | 0 | 0 | 0 | 0 | 0 | 0 | 0 | 0 | 0 | 0 | 0 | 0 | 0 | 0 | 0 | 0 | 0 | 0 | 0 | 0 | 0 | 0 | 0 | 0 | 0 | 0 | 0 | 0 | 0
Advanced New Construction Designs_Restaurant_New_Advanced new construction buildings exceeding ASHRAE 90.1 requirements using integrated design approach. | Advanced New Construction Designs_Restaurant_New | Advanced New Construction Designs_Commercial_New_New construction building meeting current code._Advanced new construction buildings exceeding ASHRAE 90.1 requirements using integrated design approach. | Commercial | Restaurant | New | Water Heating | Natural Gas | Advanced New Construction Designs | NEQ | New construction building meeting current code. | 30 | 30 | 30 | 0 | 0 | 0 | 0.25 | 0.75 | RetroEven20 | 0.03333333333333333 | TBD | A | WCM196 | 0.7 | 0.42 | sqft cond | 0.0321 | 0 | 0 | 0 | 0 | Pacific Northwest National Laboratory. Expanded Energy Credits in Energy Codes. PNNL-31572. July 2021. | The Technical Feasibility of Zero Net Energy Buildings in California, CALMAC Study ID - PGE0326.01. December 2012. | Pacific Northwest National Laboratory. Expanded Energy Credits in Energy Codes. PNNL-31572. July 2021. | 0 | 0 | 4.4221 | New construction building meeting current code. | New construction building meeting current code. | New construction building meeting current code. | New construction building meeting current code. | New construction building meeting current code. | New construction building meeting current code. | New construction building meeting current code. | New construction building meeting current code. | New construction building meeting current code. | New construction building meeting current code. | New construction building meeting current code. | New construction building meeting current code. | New construction building meeting current code. | New construction building meeting current code. | New construction building meeting current code. | New construction building meeting current code. | New construction building meeting current code. | New construction building meeting current code. | New construction building meeting current code. | New construction building meeting current code. | New construction building meeting current code. | New construction building meeting current code. | New construction building meeting current code. | New construction building meeting current code. | New construction building meeting current code. | New construction building meeting current code. | New construction building meeting current code. | New construction building meeting current code. | 0 | 0 | 0 | 0 | 0 | 0 | 0 | 0 | 0 | 0 | 0 | 0 | 0 | 0 | 0 | 0 | 0 | 0 | 0 | 0 | 0 | 0 | 0 | 0 | 0 | 0 | 0 | 0 | 0 | 0 | 0 | 0 | 0 | 0 | 0 | 0 | 0 | 0 | 0 | 0 | 0 | 0 | 0 | 0 | 0 | 0 | 0 | 0 | 0 | 0 | 0 | 0 | 0 | 0 | 0 | 0 | 0 | 0 | 0 | 0 | 0 | 0 | 0 | 0 | 0 | 0 | 0 | 0 | 0 | 0 | 0 | 0 | 0 | 0 | 0 | 0 | 0 | 0 | 0 | 0 | 0 | 0 | 0 | 0 | 0 | 0 | 0 | 0 | 0 | 0 | 0 | 0 | 0 | 0 | 0 | 0 | 0 | 0 | 0 | 0 | 0 | 0 | 0 | 0 | 0 | 0 | 0 | 0 | 0 | 0 | 0 | 0 | Advanced new construction buildings exceeding ASHRAE 90.1 requirements using integrated design approach. | Advanced new construction buildings exceeding ASHRAE 90.1 requirements using integrated design approach. | Advanced new construction buildings exceeding ASHRAE 90.1 requirements using integrated design approach. | Advanced new construction buildings exceeding ASHRAE 90.1 requirements using integrated design approach. | Advanced new construction buildings exceeding ASHRAE 90.1 requirements using integrated design approach. | Advanced new construction buildings exceeding ASHRAE 90.1 requirements using integrated design approach. | Advanced new construction buildings exceeding ASHRAE 90.1 requirements using integrated design approach. | Advanced new construction buildings exceeding ASHRAE 90.1 requirements using integrated design approach. | Advanced new construction buildings exceeding ASHRAE 90.1 requirements using integrated design approach. | Advanced new construction buildings exceeding ASHRAE 90.1 requirements using integrated design approach. | Advanced new construction buildings exceeding ASHRAE 90.1 requirements using integrated design approach. | Advanced new construction buildings exceeding ASHRAE 90.1 requirements using integrated design approach. | Advanced new construction buildings exceeding ASHRAE 90.1 requirements using integrated design approach. | Advanced new construction buildings exceeding ASHRAE 90.1 requirements using integrated design approach. | Advanced new construction buildings exceeding ASHRAE 90.1 requirements using integrated design approach. | Advanced new construction buildings exceeding ASHRAE 90.1 requirements using integrated design approach. | Advanced new construction buildings exceeding ASHRAE 90.1 requirements using integrated design approach. | Advanced new construction buildings exceeding ASHRAE 90.1 requirements using integrated design approach. | Advanced new construction buildings exceeding ASHRAE 90.1 requirements using integrated design approach. | Advanced new construction buildings exceeding ASHRAE 90.1 requirements using integrated design approach. | Advanced new construction buildings exceeding ASHRAE 90.1 requirements using integrated design approach. | Advanced new construction buildings exceeding ASHRAE 90.1 requirements using integrated design approach. | Advanced new construction buildings exceeding ASHRAE 90.1 requirements using integrated design approach. | Advanced new construction buildings exceeding ASHRAE 90.1 requirements using integrated design approach. | Advanced new construction buildings exceeding ASHRAE 90.1 requirements using integrated design approach. | Advanced new construction buildings exceeding ASHRAE 90.1 requirements using integrated design approach. | Advanced new construction buildings exceeding ASHRAE 90.1 requirements using integrated design approach. | Advanced new construction buildings exceeding ASHRAE 90.1 requirements using integrated design approach. | 4.4221 | 4.4221 | 4.4221 | 4.4221 | 4.4221 | 4.4221 | 4.4221 | 4.4221 | 4.4221 | 4.4221 | 4.4221 | 4.4221 | 4.4221 | 4.4221 | 4.4221 | 4.4221 | 4.4221 | 4.4221 | 4.4221 | 4.4221 | 4.4221 | 4.4221 | 4.4221 | 4.4221 | 4.4221 | 4.4221 | 4.4221 | 4.4221 | 0 | 0 | 0 | 0 | 0 | 0 | 0 | 0 | 0 | 0 | 0 | 0 | 0 | 0 | 0 | 0 | 0 | 0 | 0 | 0 | 0 | 0 | 0 | 0 | 0 | 0 | 0 | 0 | 0 | 0 | 0 | 0 | 0 | 0 | 0 | 0 | 0 | 0 | 0 | 0 | 0 | 0 | 0 | 0 | 0 | 0 | 0 | 0 | 0 | 0 | 0 | 0 | 0 | 0 | 0 | 0 | 0 | 0 | 0 | 0 | 0 | 0 | 0 | 0 | 0 | 0 | 0 | 0 | 0 | 0 | 0 | 0 | 0 | 0 | 0 | 0 | 0 | 0 | 0 | 0 | 0 | 0 | 0 | 0 | 0 | 0 | 0 | 0 | 0 | 0 | 0 | 0 | 0 | 0 | 0 | 0 | 0 | 0 | 0 | 0 | 0 | 0 | 0 | 0 | 0 | 0 | 0 | 0 | 0 | 0 | 0 | 0 | 0 | 0 | 0 | 0 | 0 | 0 | 0 | 0 | 0 | 0 | 0 | 0 | 0 | 0 | 0 | 0 | 0 | 0 | 0 | 0 | 0 | 0 | 0 | 0 | 0 | 0 | 0 | 0 | Advanced new construction buildings exceeding ASHRAE 90.1 requirements using integrated design approach. | Advanced new construction buildings exceeding ASHRAE 90.1 requirements using integrated design approach. | Advanced new construction buildings exceeding ASHRAE 90.1 requirements using integrated design approach. | Advanced new construction buildings exceeding ASHRAE 90.1 requirements using integrated design approach. | Advanced new construction buildings exceeding ASHRAE 90.1 requirements using integrated design approach. | Advanced new construction buildings exceeding ASHRAE 90.1 requirements using integrated design approach. | Advanced new construction buildings exceeding ASHRAE 90.1 requirements using integrated design approach. | Advanced new construction buildings exceeding ASHRAE 90.1 requirements using integrated design approach. | Advanced new construction buildings exceeding ASHRAE 90.1 requirements using integrated design approach. | Advanced new construction buildings exceeding ASHRAE 90.1 requirements using integrated design approach. | Advanced new construction buildings exceeding ASHRAE 90.1 requirements using integrated design approach. | Advanced new construction buildings exceeding ASHRAE 90.1 requirements using integrated design approach. | Advanced new construction buildings exceeding ASHRAE 90.1 requirements using integrated design approach. | Advanced new construction buildings exceeding ASHRAE 90.1 requirements using integrated design approach. | Advanced new construction buildings exceeding ASHRAE 90.1 requirements using integrated design approach. | Advanced new construction buildings exceeding ASHRAE 90.1 requirements using integrated design approach. | Advanced new construction buildings exceeding ASHRAE 90.1 requirements using integrated design approach. | Advanced new construction buildings exceeding ASHRAE 90.1 requirements using integrated design approach. | Advanced new construction buildings exceeding ASHRAE 90.1 requirements using integrated design approach. | Advanced new construction buildings exceeding ASHRAE 90.1 requirements using integrated design approach. | Advanced new construction buildings exceeding ASHRAE 90.1 requirements using integrated design approach. | Advanced new construction buildings exceeding ASHRAE 90.1 requirements using integrated design approach. | Advanced new construction buildings exceeding ASHRAE 90.1 requirements using integrated design approach. | Advanced new construction buildings exceeding ASHRAE 90.1 requirements using integrated design approach. | Advanced new construction buildings exceeding ASHRAE 90.1 requirements using integrated design approach. | Advanced new construction buildings exceeding ASHRAE 90.1 requirements using integrated design approach. | Advanced new construction buildings exceeding ASHRAE 90.1 requirements using integrated design approach. | Advanced new construction buildings exceeding ASHRAE 90.1 requirements using integrated design approach. | 4.4221 | 4.4221 | 4.4221 | 4.4221 | 4.4221 | 4.4221 | 4.4221 | 4.4221 | 4.4221 | 4.4221 | 4.4221 | 4.4221 | 4.4221 | 4.4221 | 4.4221 | 4.4221 | 4.4221 | 4.4221 | 4.4221 | 4.4221 | 4.4221 | 4.4221 | 4.4221 | 4.4221 | 4.4221 | 4.4221 | 4.4221 | 4.4221 | 0 | 0 | 0 | 0 | 0 | 0 | 0 | 0 | 0 | 0 | 0 | 0 | 0 | 0 | 0 | 0 | 0 | 0 | 0 | 0 | 0 | 0 | 0 | 0 | 0 | 0 | 0 | 0 | 0 | 0 | 0 | 0 | 0 | 0 | 0 | 0 | 0 | 0 | 0 | 0 | 0 | 0 | 0 | 0 | 0 | 0 | 0 | 0 | 0 | 0 | 0 | 0 | 0 | 0 | 0 | 0 | 0 | 0 | 0 | 0 | 0 | 0 | 0 | 0 | 0 | 0 | 0 | 0 | 0 | 0 | 0 | 0 | 0 | 0 | 0 | 0 | 0 | 0 | 0 | 0 | 0 | 0 | 0 | 0 | 0 | 0 | 0 | 0 | 0 | 0 | 0 | 0 | 0 | 0 | 0 | 0 | 0 | 0 | 0 | 0 | 0 | 0 | 0 | 0 | 0 | 0 | 0 | 0 | 0 | 0 | 0 | 0 | 0 | 0
Commercial Laundry - Ozone Treatment_Restaurant_New_Not Applicable Segment or Vintage | Commercial Laundry - Ozone Treatment_Restaurant_New | Commercial Laundry - Ozone Treatment_Commercial_New_Not Applicable Segment or Vintage_Not Applicable Segment or Vintage | Commercial | Restaurant | New | Water Heating | Natural Gas | Commercial Laundry - Ozone Treatment | NEQ | Not Applicable Segment or Vintage | 10 | 10 | 10 | 0 | 0 | 0 | 0 | 0 | Retro5Med | 8.35569166605469E-06 | TBD | A | WCM187 | 0.7 | 0.42 | sqft | 0.0321 | 0 | 0 | 0 | 0 | Not Applicable Segment or Vintage | Not Applicable Segment or Vintage | Not Applicable Segment or Vintage | 0 | 0 | 0 | Not Applicable Segment or Vintage | Not Applicable Segment or Vintage | Not Applicable Segment or Vintage | Not Applicable Segment or Vintage | Not Applicable Segment or Vintage | Not Applicable Segment or Vintage | Not Applicable Segment or Vintage | Not Applicable Segment or Vintage | Not Applicable Segment or Vintage | Not Applicable Segment or Vintage | Not Applicable Segment or Vintage | Not Applicable Segment or Vintage | Not Applicable Segment or Vintage | Not Applicable Segment or Vintage | Not Applicable Segment or Vintage | Not Applicable Segment or Vintage | Not Applicable Segment or Vintage | Not Applicable Segment or Vintage | Not Applicable Segment or Vintage | Not Applicable Segment or Vintage | Not Applicable Segment or Vintage | Not Applicable Segment or Vintage | Not Applicable Segment or Vintage | Not Applicable Segment or Vintage | Not Applicable Segment or Vintage | Not Applicable Segment or Vintage | Not Applicable Segment or Vintage | Not Applicable Segment or Vintage | 0 | 0 | 0 | 0 | 0 | 0 | 0 | 0 | 0 | 0 | 0 | 0 | 0 | 0 | 0 | 0 | 0 | 0 | 0 | 0 | 0 | 0 | 0 | 0 | 0 | 0 | 0 | 0 | 0 | 0 | 0 | 0 | 0 | 0 | 0 | 0 | 0 | 0 | 0 | 0 | 0 | 0 | 0 | 0 | 0 | 0 | 0 | 0 | 0 | 0 | 0 | 0 | 0 | 0 | 0 | 0 | 0 | 0 | 0 | 0 | 0 | 0 | 0 | 0 | 0 | 0 | 0 | 0 | 0 | 0 | 0 | 0 | 0 | 0 | 0 | 0 | 0 | 0 | 0 | 0 | 0 | 0 | 0 | 0 | 0 | 0 | 0 | 0 | 0 | 0 | 0 | 0 | 0 | 0 | 0 | 0 | 0 | 0 | 0 | 0 | 0 | 0 | 0 | 0 | 0 | 0 | 0 | 0 | 0 | 0 | 0 | 0 | Not Applicable Segment or Vintage | Not Applicable Segment or Vintage | Not Applicable Segment or Vintage | Not Applicable Segment or Vintage | Not Applicable Segment or Vintage | Not Applicable Segment or Vintage | Not Applicable Segment or Vintage | Not Applicable Segment or Vintage | Not Applicable Segment or Vintage | Not Applicable Segment or Vintage | Not Applicable Segment or Vintage | Not Applicable Segment or Vintage | Not Applicable Segment or Vintage | Not Applicable Segment or Vintage | Not Applicable Segment or Vintage | Not Applicable Segment or Vintage | Not Applicable Segment or Vintage | Not Applicable Segment or Vintage | Not Applicable Segment or Vintage | Not Applicable Segment or Vintage | Not Applicable Segment or Vintage | Not Applicable Segment or Vintage | Not Applicable Segment or Vintage | Not Applicable Segment or Vintage | Not Applicable Segment or Vintage | Not Applicable Segment or Vintage | Not Applicable Segment or Vintage | Not Applicable Segment or Vintage | 0 | 0 | 0 | 0 | 0 | 0 | 0 | 0 | 0 | 0 | 0 | 0 | 0 | 0 | 0 | 0 | 0 | 0 | 0 | 0 | 0 | 0 | 0 | 0 | 0 | 0 | 0 | 0 | 0 | 0 | 0 | 0 | 0 | 0 | 0 | 0 | 0 | 0 | 0 | 0 | 0 | 0 | 0 | 0 | 0 | 0 | 0 | 0 | 0 | 0 | 0 | 0 | 0 | 0 | 0 | 0 | 0 | 0 | 0 | 0 | 0 | 0 | 0 | 0 | 0 | 0 | 0 | 0 | 0 | 0 | 0 | 0 | 0 | 0 | 0 | 0 | 0 | 0 | 0 | 0 | 0 | 0 | 0 | 0 | 0 | 0 | 0 | 0 | 0 | 0 | 0 | 0 | 0 | 0 | 0 | 0 | 0 | 0 | 0 | 0 | 0 | 0 | 0 | 0 | 0 | 0 | 0 | 0 | 0 | 0 | 0 | 0 | 0 | 0 | 0 | 0 | 0 | 0 | 0 | 0 | 0 | 0 | 0 | 0 | 0 | 0 | 0 | 0 | 0 | 0 | 0 | 0 | 0 | 0 | 0 | 0 | 0 | 0 | 0 | 0 | 0 | 0 | 0 | 0 | 0 | 0 | 0 | 0 | 0 | 0 | 0 | 0 | 0 | 0 | 0 | 0 | 0 | 0 | 0 | 0 | 0 | 0 | 0 | 0 | 0 | 0 | 0 | 0 | Not Applicable Segment or Vintage | Not Applicable Segment or Vintage | Not Applicable Segment or Vintage | Not Applicable Segment or Vintage | Not Applicable Segment or Vintage | Not Applicable Segment or Vintage | Not Applicable Segment or Vintage | Not Applicable Segment or Vintage | Not Applicable Segment or Vintage | Not Applicable Segment or Vintage | Not Applicable Segment or Vintage | Not Applicable Segment or Vintage | Not Applicable Segment or Vintage | Not Applicable Segment or Vintage | Not Applicable Segment or Vintage | Not Applicable Segment or Vintage | Not Applicable Segment or Vintage | Not Applicable Segment or Vintage | Not Applicable Segment or Vintage | Not Applicable Segment or Vintage | Not Applicable Segment or Vintage | Not Applicable Segment or Vintage | Not Applicable Segment or Vintage | Not Applicable Segment or Vintage | Not Applicable Segment or Vintage | Not Applicable Segment or Vintage | Not Applicable Segment or Vintage | Not Applicable Segment or Vintage | 0 | 0 | 0 | 0 | 0 | 0 | 0 | 0 | 0 | 0 | 0 | 0 | 0 | 0 | 0 | 0 | 0 | 0 | 0 | 0 | 0 | 0 | 0 | 0 | 0 | 0 | 0 | 0 | 0 | 0 | 0 | 0 | 0 | 0 | 0 | 0 | 0 | 0 | 0 | 0 | 0 | 0 | 0 | 0 | 0 | 0 | 0 | 0 | 0 | 0 | 0 | 0 | 0 | 0 | 0 | 0 | 0 | 0 | 0 | 0 | 0 | 0 | 0 | 0 | 0 | 0 | 0 | 0 | 0 | 0 | 0 | 0 | 0 | 0 | 0 | 0 | 0 | 0 | 0 | 0 | 0 | 0 | 0 | 0 | 0 | 0 | 0 | 0 | 0 | 0 | 0 | 0 | 0 | 0 | 0 | 0 | 0 | 0 | 0 | 0 | 0 | 0 | 0 | 0 | 0 | 0 | 0 | 0 | 0 | 0 | 0 | 0 | 0 | 0 | 0 | 0 | 0 | 0 | 0 | 0 | 0 | 0 | 0 | 0 | 0 | 0 | 0 | 0 | 0 | 0 | 0 | 0 | 0 | 0 | 0 | 0 | 0 | 0 | 0 | 0 | 0 | 0
Refrigeration - Heat Recovery_Restaurant_New_0 | Refrigeration - Heat Recovery_Restaurant_New | Refrigeration - Heat Recovery_Commercial_New_0_0 | Commercial | Restaurant | New | Water Heating | Natural Gas | Refrigeration - Heat Recovery | NEQ | 0 | 15 | 15 | 15 | 0 | 0 | 0 | 0 | 0.2 | Retro5Med | 8.35569166605469E-06 | TBD | A | WCM191 | 0.7 | 0.42 | Fridge Ton | 0.0321 | 0 | 0 | 0 | 0 | 2025 MEMD Non-Wx - 7.10.01.FESG16.v01 - Refrigeration Waste Heat Recovery - DWH - N-CO-KR-000528-G-XX-XX-XX-XX-02 | 2025 MEMD Non-Wx - 7.10.01.FESG16.v01 - Refrigeration Waste Heat Recovery - DWH - N-CO-KR-000528-G-XX-XX-XX-XX-02 | 2025 MEMD Non-Wx - 7.10.01.FESG16.v01 - Refrigeration Waste Heat Recovery - DWH - N-CO-KR-000528-G-XX-XX-XX-XX-02 | 0 | 0 | 254.8782 | 0 | 0 | 0 | 0 | 0 | 0 | 0 | 0 | 0 | 0 | 0 | 0 | 0 | 0 | 0 | 0 | 0 | 0 | 0 | 0 | 0 | 0 | 0 | 0 | 0 | 0 | 0 | 0 | 0 | 0 | 0 | 0 | 0 | 0 | 0 | 0 | 0 | 0 | 0 | 0 | 0 | 0 | 0 | 0 | 0 | 0 | 0 | 0 | 0 | 0 | 0 | 0 | 0 | 0 | 0 | 0 | 0 | 0 | 0 | 0 | 0 | 0 | 0 | 0 | 0 | 0 | 0 | 0 | 0 | 0 | 0 | 0 | 0 | 0 | 0 | 0 | 0 | 0 | 0 | 0 | 0 | 0 | 0 | 0 | 0 | 0 | 0 | 0 | 0 | 0 | 0 | 0 | 0 | 0 | 0 | 0 | 0 | 0 | 0 | 0 | 0 | 0 | 0 | 0 | 0 | 0 | 0 | 0 | 0 | 0 | 0 | 0 | 0 | 0 | 0 | 0 | 0 | 0 | 0 | 0 | 0 | 0 | 0 | 0 | 0 | 0 | 0 | 0 | 0 | 0 | 0 | 0 | 0 | 0 | 0 | 0 | 0 | 0 | 0 | 0 | 0 | 0 | 0 | 0 | 0 | 0 | 0 | 0 | 0 | 0 | 0 | 0 | 0 | 0 | 0 | 0 | 0 | 0 | 0 | 0 | 0 | 0 | 0 | 0 | 0 | 0 | 0 | 0 | 254.8782 | 254.8782 | 254.8782 | 254.8782 | 254.8782 | 254.8782 | 254.8782 | 254.8782 | 254.8782 | 254.8782 | 254.8782 | 254.8782 | 254.8782 | 254.8782 | 254.8782 | 254.8782 | 254.8782 | 254.8782 | 254.8782 | 254.8782 | 254.8782 | 254.8782 | 254.8782 | 254.8782 | 254.8782 | 254.8782 | 254.8782 | 254.8782 | 0 | 0 | 0 | 0 | 0 | 0 | 0 | 0 | 0 | 0 | 0 | 0 | 0 | 0 | 0 | 0 | 0 | 0 | 0 | 0 | 0 | 0 | 0 | 0 | 0 | 0 | 0 | 0 | 0 | 0 | 0 | 0 | 0 | 0 | 0 | 0 | 0 | 0 | 0 | 0 | 0 | 0 | 0 | 0 | 0 | 0 | 0 | 0 | 0 | 0 | 0 | 0 | 0 | 0 | 0 | 0 | 0 | 0 | 0 | 0 | 0 | 0 | 0 | 0 | 0 | 0 | 0 | 0 | 0 | 0 | 0 | 0 | 0 | 0 | 0 | 0 | 0 | 0 | 0 | 0 | 0 | 0 | 0 | 0 | 0 | 0 | 0 | 0 | 0 | 0 | 0 | 0 | 0 | 0 | 0 | 0 | 0 | 0 | 0 | 0 | 0 | 0 | 0 | 0 | 0 | 0 | 0 | 0 | 0 | 0 | 0 | 0 | 0 | 0 | 0 | 0 | 0 | 0 | 0 | 0 | 0 | 0 | 0 | 0 | 0 | 0 | 0 | 0 | 0 | 0 | 0 | 0 | 0 | 0 | 0 | 0 | 0 | 0 | 0 | 0 | 0 | 0 | 0 | 0 | 0 | 0 | 0 | 0 | 0 | 0 | 0 | 0 | 0 | 0 | 0 | 0 | 0 | 0 | 0 | 0 | 0 | 0 | 0 | 0 | 0 | 0 | 0 | 0 | 254.8782 | 254.8782 | 254.8782 | 254.8782 | 254.8782 | 254.8782 | 254.8782 | 254.8782 | 254.8782 | 254.8782 | 254.8782 | 254.8782 | 254.8782 | 254.8782 | 254.8782 | 254.8782 | 254.8782 | 254.8782 | 254.8782 | 254.8782 | 254.8782 | 254.8782 | 254.8782 | 254.8782 | 254.8782 | 254.8782 | 254.8782 | 254.8782 | 0 | 0 | 0 | 0 | 0 | 0 | 0 | 0 | 0 | 0 | 0 | 0 | 0 | 0 | 0 | 0 | 0 | 0 | 0 | 0 | 0 | 0 | 0 | 0 | 0 | 0 | 0 | 0 | 0 | 0 | 0 | 0 | 0 | 0 | 0 | 0 | 0 | 0 | 0 | 0 | 0 | 0 | 0 | 0 | 0 | 0 | 0 | 0 | 0 | 0 | 0 | 0 | 0 | 0 | 0 | 0 | 0 | 0 | 0 | 0 | 0 | 0 | 0 | 0 | 0 | 0 | 0 | 0 | 0 | 0 | 0 | 0 | 0 | 0 | 0 | 0 | 0 | 0 | 0 | 0 | 0 | 0 | 0 | 0 | 0 | 0 | 0 | 0 | 0 | 0 | 0 | 0 | 0 | 0 | 0 | 0 | 0 | 0 | 0 | 0 | 0 | 0 | 0 | 0 | 0 | 0 | 0 | 0 | 0 | 0 | 0 | 0 | 0 | 0
Retrocommissioning_Restaurant_New_Not Applicable Segment or Vintage | Retrocommissioning_Restaurant_New | Retrocommissioning_Commercial_New_Not Applicable Segment or Vintage_Not Applicable Segment or Vintage | Commercial | Restaurant | New | Water Heating | Natural Gas | Retrocommissioning | NEQ | Not Applicable Segment or Vintage | 3 | 3 | 3 | 0 | 0 | 0 | 0 | 0 | RetroEven20 | 0.03333333333333333 | TBD | A | WCM200 | 0.7 | 0.42 | sqft | 0.0321 | 0 | 0 | 0 | 0 | Not Applicable Segment or Vintage | Not Applicable Segment or Vintage | Not Applicable Segment or Vintage | 0 | 0 | 0 | Not Applicable Segment or Vintage | Not Applicable Segment or Vintage | Not Applicable Segment or Vintage | Not Applicable Segment or Vintage | Not Applicable Segment or Vintage | Not Applicable Segment or Vintage | Not Applicable Segment or Vintage | Not Applicable Segment or Vintage | Not Applicable Segment or Vintage | Not Applicable Segment or Vintage | Not Applicable Segment or Vintage | Not Applicable Segment or Vintage | Not Applicable Segment or Vintage | Not Applicable Segment or Vintage | Not Applicable Segment or Vintage | Not Applicable Segment or Vintage | Not Applicable Segment or Vintage | Not Applicable Segment or Vintage | Not Applicable Segment or Vintage | Not Applicable Segment or Vintage | Not Applicable Segment or Vintage | Not Applicable Segment or Vintage | Not Applicable Segment or Vintage | Not Applicable Segment or Vintage | Not Applicable Segment or Vintage | Not Applicable Segment or Vintage | Not Applicable Segment or Vintage | Not Applicable Segment or Vintage | 0 | 0 | 0 | 0 | 0 | 0 | 0 | 0 | 0 | 0 | 0 | 0 | 0 | 0 | 0 | 0 | 0 | 0 | 0 | 0 | 0 | 0 | 0 | 0 | 0 | 0 | 0 | 0 | 0 | 0 | 0 | 0 | 0 | 0 | 0 | 0 | 0 | 0 | 0 | 0 | 0 | 0 | 0 | 0 | 0 | 0 | 0 | 0 | 0 | 0 | 0 | 0 | 0 | 0 | 0 | 0 | 0 | 0 | 0 | 0 | 0 | 0 | 0 | 0 | 0 | 0 | 0 | 0 | 0 | 0 | 0 | 0 | 0 | 0 | 0 | 0 | 0 | 0 | 0 | 0 | 0 | 0 | 0 | 0 | 0 | 0 | 0 | 0 | 0 | 0 | 0 | 0 | 0 | 0 | 0 | 0 | 0 | 0 | 0 | 0 | 0 | 0 | 0 | 0 | 0 | 0 | 0 | 0 | 0 | 0 | 0 | 0 | Not Applicable Segment or Vintage | Not Applicable Segment or Vintage | Not Applicable Segment or Vintage | Not Applicable Segment or Vintage | Not Applicable Segment or Vintage | Not Applicable Segment or Vintage | Not Applicable Segment or Vintage | Not Applicable Segment or Vintage | Not Applicable Segment or Vintage | Not Applicable Segment or Vintage | Not Applicable Segment or Vintage | Not Applicable Segment or Vintage | Not Applicable Segment or Vintage | Not Applicable Segment or Vintage | Not Applicable Segment or Vintage | Not Applicable Segment or Vintage | Not Applicable Segment or Vintage | Not Applicable Segment or Vintage | Not Applicable Segment or Vintage | Not Applicable Segment or Vintage | Not Applicable Segment or Vintage | Not Applicable Segment or Vintage | Not Applicable Segment or Vintage | Not Applicable Segment or Vintage | Not Applicable Segment or Vintage | Not Applicable Segment or Vintage | Not Applicable Segment or Vintage | Not Applicable Segment or Vintage | 0 | 0 | 0 | 0 | 0 | 0 | 0 | 0 | 0 | 0 | 0 | 0 | 0 | 0 | 0 | 0 | 0 | 0 | 0 | 0 | 0 | 0 | 0 | 0 | 0 | 0 | 0 | 0 | 0 | 0 | 0 | 0 | 0 | 0 | 0 | 0 | 0 | 0 | 0 | 0 | 0 | 0 | 0 | 0 | 0 | 0 | 0 | 0 | 0 | 0 | 0 | 0 | 0 | 0 | 0 | 0 | 0 | 0 | 0 | 0 | 0 | 0 | 0 | 0 | 0 | 0 | 0 | 0 | 0 | 0 | 0 | 0 | 0 | 0 | 0 | 0 | 0 | 0 | 0 | 0 | 0 | 0 | 0 | 0 | 0 | 0 | 0 | 0 | 0 | 0 | 0 | 0 | 0 | 0 | 0 | 0 | 0 | 0 | 0 | 0 | 0 | 0 | 0 | 0 | 0 | 0 | 0 | 0 | 0 | 0 | 0 | 0 | 0 | 0 | 0 | 0 | 0 | 0 | 0 | 0 | 0 | 0 | 0 | 0 | 0 | 0 | 0 | 0 | 0 | 0 | 0 | 0 | 0 | 0 | 0 | 0 | 0 | 0 | 0 | 0 | 0 | 0 | 0 | 0 | 0 | 0 | 0 | 0 | 0 | 0 | 0 | 0 | 0 | 0 | 0 | 0 | 0 | 0 | 0 | 0 | 0 | 0 | 0 | 0 | 0 | 0 | 0 | 0 | Not Applicable Segment or Vintage | Not Applicable Segment or Vintage | Not Applicable Segment or Vintage | Not Applicable Segment or Vintage | Not Applicable Segment or Vintage | Not Applicable Segment or Vintage | Not Applicable Segment or Vintage | Not Applicable Segment or Vintage | Not Applicable Segment or Vintage | Not Applicable Segment or Vintage | Not Applicable Segment or Vintage | Not Applicable Segment or Vintage | Not Applicable Segment or Vintage | Not Applicable Segment or Vintage | Not Applicable Segment or Vintage | Not Applicable Segment or Vintage | Not Applicable Segment or Vintage | Not Applicable Segment or Vintage | Not Applicable Segment or Vintage | Not Applicable Segment or Vintage | Not Applicable Segment or Vintage | Not Applicable Segment or Vintage | Not Applicable Segment or Vintage | Not Applicable Segment or Vintage | Not Applicable Segment or Vintage | Not Applicable Segment or Vintage | Not Applicable Segment or Vintage | Not Applicable Segment or Vintage | 0 | 0 | 0 | 0 | 0 | 0 | 0 | 0 | 0 | 0 | 0 | 0 | 0 | 0 | 0 | 0 | 0 | 0 | 0 | 0 | 0 | 0 | 0 | 0 | 0 | 0 | 0 | 0 | 0 | 0 | 0 | 0 | 0 | 0 | 0 | 0 | 0 | 0 | 0 | 0 | 0 | 0 | 0 | 0 | 0 | 0 | 0 | 0 | 0 | 0 | 0 | 0 | 0 | 0 | 0 | 0 | 0 | 0 | 0 | 0 | 0 | 0 | 0 | 0 | 0 | 0 | 0 | 0 | 0 | 0 | 0 | 0 | 0 | 0 | 0 | 0 | 0 | 0 | 0 | 0 | 0 | 0 | 0 | 0 | 0 | 0 | 0 | 0 | 0 | 0 | 0 | 0 | 0 | 0 | 0 | 0 | 0 | 0 | 0 | 0 | 0 | 0 | 0 | 0 | 0 | 0 | 0 | 0 | 0 | 0 | 0 | 0 | 0 | 0 | 0 | 0 | 0 | 0 | 0 | 0 | 0 | 0 | 0 | 0 | 0 | 0 | 0 | 0 | 0 | 0 | 0 | 0 | 0 | 0 | 0 | 0 | 0 | 0 | 0 | 0 | 0 | 0
Strategic Energy Management_Restaurant_New_Implementation of strategic energy management program. | Strategic Energy Management_Restaurant_New | Strategic Energy Management_Commercial_New_No strategic energy management._Implementation of strategic energy management program. | Commercial | Restaurant | New | Water Heating | Natural Gas | Strategic Energy Management | NEQ | No strategic energy management. | 3 | 3 | 3 | 0 | 0 | 0 | 0 | 0 | RetroEven20 | 0.03333333333333333 | TBD | A | WCM198 | 0.7 | 0.42 | sqft | 0.0321 | 0 | 0 | 0 | 0 | 2021 Power Plan - Com-EM-2021P_V4 - Commercial SEM, Northwest Power and Conservation Council (NWPCC), 2021 Power Plan Conservation Supply Workbooks. January 2022. | 2021 Power Plan - Com-EM-2021P_V4 - Commercial SEM, Northwest Power and Conservation Council (NWPCC), 2021 Power Plan Conservation Supply Workbooks. January 2022. | 2021 Power Plan - Com-EM-2021P_V4 - Commercial SEM, Northwest Power and Conservation Council (NWPCC), 2021 Power Plan Conservation Supply Workbooks. January 2022. | 0 | 0 | 0.70201 | No strategic energy management. | No strategic energy management. | No strategic energy management. | No strategic energy management. | No strategic energy management. | No strategic energy management. | No strategic energy management. | No strategic energy management. | No strategic energy management. | No strategic energy management. | No strategic energy management. | No strategic energy management. | No strategic energy management. | No strategic energy management. | No strategic energy management. | No strategic energy management. | No strategic energy management. | No strategic energy management. | No strategic energy management. | No strategic energy management. | No strategic energy management. | No strategic energy management. | No strategic energy management. | No strategic energy management. | No strategic energy management. | No strategic energy management. | No strategic energy management. | No strategic energy management. | 0 | 0 | 0 | 0 | 0 | 0 | 0 | 0 | 0 | 0 | 0 | 0 | 0 | 0 | 0 | 0 | 0 | 0 | 0 | 0 | 0 | 0 | 0 | 0 | 0 | 0 | 0 | 0 | 0 | 0 | 0 | 0 | 0 | 0 | 0 | 0 | 0 | 0 | 0 | 0 | 0 | 0 | 0 | 0 | 0 | 0 | 0 | 0 | 0 | 0 | 0 | 0 | 0 | 0 | 0 | 0 | 0 | 0 | 0 | 0 | 0 | 0 | 0 | 0 | 0 | 0 | 0 | 0 | 0 | 0 | 0 | 0 | 0 | 0 | 0 | 0 | 0 | 0 | 0 | 0 | 0 | 0 | 0 | 0 | 0 | 0 | 0 | 0 | 0 | 0 | 0 | 0 | 0 | 0 | 0 | 0 | 0 | 0 | 0 | 0 | 0 | 0 | 0 | 0 | 0 | 0 | 0 | 0 | 0 | 0 | 0 | 0 | Implementation of strategic energy management program. | Implementation of strategic energy management program. | Implementation of strategic energy management program. | Implementation of strategic energy management program. | Implementation of strategic energy management program. | Implementation of strategic energy management program. | Implementation of strategic energy management program. | Implementation of strategic energy management program. | Implementation of strategic energy management program. | Implementation of strategic energy management program. | Implementation of strategic energy management program. | Implementation of strategic energy management program. | Implementation of strategic energy management program. | Implementation of strategic energy management program. | Implementation of strategic energy management program. | Implementation of strategic energy management program. | Implementation of strategic energy management program. | Implementation of strategic energy management program. | Implementation of strategic energy management program. | Implementation of strategic energy management program. | Implementation of strategic energy management program. | Implementation of strategic energy management program. | Implementation of strategic energy management program. | Implementation of strategic energy management program. | Implementation of strategic energy management program. | Implementation of strategic energy management program. | Implementation of strategic energy management program. | Implementation of strategic energy management program. | 0.702 | 0.702 | 0.702 | 0.702 | 0.702 | 0.702 | 0.702 | 0.702 | 0.702 | 0.702 | 0.702 | 0.702 | 0.702 | 0.702 | 0.702 | 0.702 | 0.702 | 0.702 | 0.702 | 0.702 | 0.702 | 0.702 | 0.702 | 0.702 | 0.702 | 0.702 | 0.702 | 0.702 | 0 | 0 | 0 | 0 | 0 | 0 | 0 | 0 | 0 | 0 | 0 | 0 | 0 | 0 | 0 | 0 | 0 | 0 | 0 | 0 | 0 | 0 | 0 | 0 | 0 | 0 | 0 | 0 | 0 | 0 | 0 | 0 | 0 | 0 | 0 | 0 | 0 | 0 | 0 | 0 | 0 | 0 | 0 | 0 | 0 | 0 | 0 | 0 | 0 | 0 | 0 | 0 | 0 | 0 | 0 | 0 | 0 | 0 | 0 | 0 | 0 | 0 | 0 | 0 | 0 | 0 | 0 | 0 | 0 | 0 | 0 | 0 | 0 | 0 | 0 | 0 | 0 | 0 | 0 | 0 | 0 | 0 | 0 | 0 | 0 | 0 | 0 | 0 | 0 | 0 | 0 | 0 | 0 | 0 | 0 | 0 | 0 | 0 | 0 | 0 | 0 | 0 | 0 | 0 | 0 | 0 | 0 | 0 | 0 | 0 | 0 | 0 | 0 | 0 | 0 | 0 | 0 | 0 | 0 | 0 | 0 | 0 | 0 | 0 | 0 | 0 | 0 | 0 | 0 | 0 | 0 | 0 | 0 | 0 | 0 | 0 | 0 | 0 | 0 | 0 | Implementation of strategic energy management program. | Implementation of strategic energy management program. | Implementation of strategic energy management program. | Implementation of strategic energy management program. | Implementation of strategic energy management program. | Implementation of strategic energy management program. | Implementation of strategic energy management program. | Implementation of strategic energy management program. | Implementation of strategic energy management program. | Implementation of strategic energy management program. | Implementation of strategic energy management program. | Implementation of strategic energy management program. | Implementation of strategic energy management program. | Implementation of strategic energy management program. | Implementation of strategic energy management program. | Implementation of strategic energy management program. | Implementation of strategic energy management program. | Implementation of strategic energy management program. | Implementation of strategic energy management program. | Implementation of strategic energy management program. | Implementation of strategic energy management program. | Implementation of strategic energy management program. | Implementation of strategic energy management program. | Implementation of strategic energy management program. | Implementation of strategic energy management program. | Implementation of strategic energy management program. | Implementation of strategic energy management program. | Implementation of strategic energy management program. | 0.702 | 0.702 | 0.702 | 0.702 | 0.702 | 0.702 | 0.702 | 0.702 | 0.702 | 0.702 | 0.702 | 0.702 | 0.702 | 0.702 | 0.702 | 0.702 | 0.702 | 0.702 | 0.702 | 0.702 | 0.702 | 0.702 | 0.702 | 0.702 | 0.702 | 0.702 | 0.702 | 0.702 | 0 | 0 | 0 | 0 | 0 | 0 | 0 | 0 | 0 | 0 | 0 | 0 | 0 | 0 | 0 | 0 | 0 | 0 | 0 | 0 | 0 | 0 | 0 | 0 | 0 | 0 | 0 | 0 | 0 | 0 | 0 | 0 | 0 | 0 | 0 | 0 | 0 | 0 | 0 | 0 | 0 | 0 | 0 | 0 | 0 | 0 | 0 | 0 | 0 | 0 | 0 | 0 | 0 | 0 | 0 | 0 | 0 | 0 | 0 | 0 | 0 | 0 | 0 | 0 | 0 | 0 | 0 | 0 | 0 | 0 | 0 | 0 | 0 | 0 | 0 | 0 | 0 | 0 | 0 | 0 | 0 | 0 | 0 | 0 | 0 | 0 | 0 | 0 | 0 | 0 | 0 | 0 | 0 | 0 | 0 | 0 | 0 | 0 | 0 | 0 | 0 | 0 | 0 | 0 | 0 | 0 | 0 | 0 | 0 | 0 | 0 | 0 | 0 | 0
Water Heater - Pre-Rinse Spray Valve_Restaurant_New_New/replacement pre-rinse spray nozzle rated 1.0 GPM (0.92 GPM in situ) | Water Heater - Pre-Rinse Spray Valve_Restaurant_New | Water Heater - Pre-Rinse Spray Valve_Commercial_New_Pre-rinse spray valve rated 1.6GPM (1.33 GPM in situ)_New/replacement pre-rinse spray nozzle rated 1.0 GPM (0.92 GPM in situ) | Commercial | Restaurant | New | Water Heating | Natural Gas | Water Heater - Pre-Rinse Spray Valve | NEQ | Pre-rinse spray valve rated 1.6GPM (1.33 GPM in situ) | 5 | 5 | 5 | 54.7674 | 0 | 0 | 0.25 | 0.53333 | Retro12Med | 3.879925052500492E-06 | TBD | A | WCM182 | 0.7 | 0.42 | KitchenFaucet | 0.0321 | 0 | 0 | 0 | 0 | Regional Technical Forum. Pre-Rinse Spray Valve - UES Workbook, Version 2.5. Northwest Power and Conservation Council. December 20, 2019 | Regional Technical Forum. Pre-Rinse Spray Valve - UES Workbook, Version 2.5. Northwest Power and Conservation Council. December 20, 2019 | Regional Technical Forum. Pre-Rinse Spray Valve - UES Workbook, Version 2.5. Northwest Power and Conservation Council. December 20, 2019 | 0 | 0 | 104.6129 | Pre-rinse spray valve rated 1.6GPM (1.33 GPM in situ) | Pre-rinse spray valve rated 1.6GPM (1.33 GPM in situ) | Pre-rinse spray valve rated 1.6GPM (1.33 GPM in situ) | Pre-rinse spray valve rated 1.6GPM (1.33 GPM in situ) | Pre-rinse spray valve rated 1.6GPM (1.33 GPM in situ) | Pre-rinse spray valve rated 1.6GPM (1.33 GPM in situ) | Pre-rinse spray valve rated 1.6GPM (1.33 GPM in situ) | Pre-rinse spray valve rated 1.6GPM (1.33 GPM in situ) | Pre-rinse spray valve rated 1.6GPM (1.33 GPM in situ) | Pre-rinse spray valve rated 1.6GPM (1.33 GPM in situ) | Pre-rinse spray valve rated 1.6GPM (1.33 GPM in situ) | Pre-rinse spray valve rated 1.6GPM (1.33 GPM in situ) | Pre-rinse spray valve rated 1.6GPM (1.33 GPM in situ) | Pre-rinse spray valve rated 1.6GPM (1.33 GPM in situ) | Pre-rinse spray valve rated 1.6GPM (1.33 GPM in situ) | Pre-rinse spray valve rated 1.6GPM (1.33 GPM in situ) | Pre-rinse spray valve rated 1.6GPM (1.33 GPM in situ) | Pre-rinse spray valve rated 1.6GPM (1.33 GPM in situ) | Pre-rinse spray valve rated 1.6GPM (1.33 GPM in situ) | Pre-rinse spray valve rated 1.6GPM (1.33 GPM in situ) | Pre-rinse spray valve rated 1.6GPM (1.33 GPM in situ) | Pre-rinse spray valve rated 1.6GPM (1.33 GPM in situ) | Pre-rinse spray valve rated 1.6GPM (1.33 GPM in situ) | Pre-rinse spray valve rated 1.6GPM (1.33 GPM in situ) | Pre-rinse spray valve rated 1.6GPM (1.33 GPM in situ) | Pre-rinse spray valve rated 1.6GPM (1.33 GPM in situ) | Pre-rinse spray valve rated 1.6GPM (1.33 GPM in situ) | Pre-rinse spray valve rated 1.6GPM (1.33 GPM in situ) | 0 | 0 | 0 | 0 | 0 | 0 | 0 | 0 | 0 | 0 | 0 | 0 | 0 | 0 | 0 | 0 | 0 | 0 | 0 | 0 | 0 | 0 | 0 | 0 | 0 | 0 | 0 | 0 | 0 | 0 | 0 | 0 | 0 | 0 | 0 | 0 | 0 | 0 | 0 | 0 | 0 | 0 | 0 | 0 | 0 | 0 | 0 | 0 | 0 | 0 | 0 | 0 | 0 | 0 | 0 | 0 | 0 | 0 | 0 | 0 | 0 | 0 | 0 | 0 | 0 | 0 | 0 | 0 | 0 | 0 | 0 | 0 | 0 | 0 | 0 | 0 | 0 | 0 | 0 | 0 | 0 | 0 | 0 | 0 | 0 | 0 | 0 | 0 | 0 | 0 | 0 | 0 | 0 | 0 | 0 | 0 | 0 | 0 | 0 | 0 | 0 | 0 | 0 | 0 | 0 | 0 | 0 | 0 | 0 | 0 | 0 | 0 | New/replacement pre-rinse spray nozzle rated 1.0 GPM (0.92 GPM in situ) | New/replacement pre-rinse spray nozzle rated 1.0 GPM (0.92 GPM in situ) | New/replacement pre-rinse spray nozzle rated 1.0 GPM (0.92 GPM in situ) | New/replacement pre-rinse spray nozzle rated 1.0 GPM (0.92 GPM in situ) | New/replacement pre-rinse spray nozzle rated 1.0 GPM (0.92 GPM in situ) | New/replacement pre-rinse spray nozzle rated 1.0 GPM (0.92 GPM in situ) | New/replacement pre-rinse spray nozzle rated 1.0 GPM (0.92 GPM in situ) | New/replacement pre-rinse spray nozzle rated 1.0 GPM (0.92 GPM in situ) | New/replacement pre-rinse spray nozzle rated 1.0 GPM (0.92 GPM in situ) | New/replacement pre-rinse spray nozzle rated 1.0 GPM (0.92 GPM in situ) | New/replacement pre-rinse spray nozzle rated 1.0 GPM (0.92 GPM in situ) | New/replacement pre-rinse spray nozzle rated 1.0 GPM (0.92 GPM in situ) | New/replacement pre-rinse spray nozzle rated 1.0 GPM (0.92 GPM in situ) | New/replacement pre-rinse spray nozzle rated 1.0 GPM (0.92 GPM in situ) | New/replacement pre-rinse spray nozzle rated 1.0 GPM (0.92 GPM in situ) | New/replacement pre-rinse spray nozzle rated 1.0 GPM (0.92 GPM in situ) | New/replacement pre-rinse spray nozzle rated 1.0 GPM (0.92 GPM in situ) | New/replacement pre-rinse spray nozzle rated 1.0 GPM (0.92 GPM in situ) | New/replacement pre-rinse spray nozzle rated 1.0 GPM (0.92 GPM in situ) | New/replacement pre-rinse spray nozzle rated 1.0 GPM (0.92 GPM in situ) | New/replacement pre-rinse spray nozzle rated 1.0 GPM (0.92 GPM in situ) | New/replacement pre-rinse spray nozzle rated 1.0 GPM (0.92 GPM in situ) | New/replacement pre-rinse spray nozzle rated 1.0 GPM (0.92 GPM in situ) | New/replacement pre-rinse spray nozzle rated 1.0 GPM (0.92 GPM in situ) | New/replacement pre-rinse spray nozzle rated 1.0 GPM (0.92 GPM in situ) | New/replacement pre-rinse spray nozzle rated 1.0 GPM (0.92 GPM in situ) | New/replacement pre-rinse spray nozzle rated 1.0 GPM (0.92 GPM in situ) | New/replacement pre-rinse spray nozzle rated 1.0 GPM (0.92 GPM in situ) | 104.6129 | 104.6129 | 104.6129 | 104.6129 | 104.6129 | 104.6129 | 104.6129 | 104.6129 | 104.6129 | 104.6129 | 104.6129 | 104.6129 | 104.6129 | 104.6129 | 104.6129 | 104.6129 | 104.6129 | 104.6129 | 104.6129 | 104.6129 | 104.6129 | 104.6129 | 104.6129 | 104.6129 | 104.6129 | 104.6129 | 104.6129 | 104.6129 | 54.7674 | 54.7674 | 54.7674 | 54.7674 | 54.7674 | 54.7674 | 54.7674 | 54.7674 | 54.7674 | 54.7674 | 54.7674 | 54.7674 | 54.7674 | 54.7674 | 54.7674 | 54.7674 | 54.7674 | 54.7674 | 54.7674 | 54.7674 | 54.7674 | 54.7674 | 54.7674 | 54.7674 | 54.7674 | 54.7674 | 54.7674 | 54.7674 | 0 | 0 | 0 | 0 | 0 | 0 | 0 | 0 | 0 | 0 | 0 | 0 | 0 | 0 | 0 | 0 | 0 | 0 | 0 | 0 | 0 | 0 | 0 | 0 | 0 | 0 | 0 | 0 | 0 | 0 | 0 | 0 | 0 | 0 | 0 | 0 | 0 | 0 | 0 | 0 | 0 | 0 | 0 | 0 | 0 | 0 | 0 | 0 | 0 | 0 | 0 | 0 | 0 | 0 | 0 | 0 | 0 | 0 | 0 | 0 | 0 | 0 | 0 | 0 | 0 | 0 | 0 | 0 | 0 | 0 | 0 | 0 | 0 | 0 | 0 | 0 | 0 | 0 | 0 | 0 | 0 | 0 | 0 | 0 | 0 | 0 | 0 | 0 | 0 | 0 | 0 | 0 | 0 | 0 | 0 | 0 | 0 | 0 | 0 | 0 | 0 | 0 | 0 | 0 | 0 | 0 | 0 | 0 | 0 | 0 | 0 | 0 | New/replacement pre-rinse spray nozzle rated 1.0 GPM (0.92 GPM in situ) | New/replacement pre-rinse spray nozzle rated 1.0 GPM (0.92 GPM in situ) | New/replacement pre-rinse spray nozzle rated 1.0 GPM (0.92 GPM in situ) | New/replacement pre-rinse spray nozzle rated 1.0 GPM (0.92 GPM in situ) | New/replacement pre-rinse spray nozzle rated 1.0 GPM (0.92 GPM in situ) | New/replacement pre-rinse spray nozzle rated 1.0 GPM (0.92 GPM in situ) | New/replacement pre-rinse spray nozzle rated 1.0 GPM (0.92 GPM in situ) | New/replacement pre-rinse spray nozzle rated 1.0 GPM (0.92 GPM in situ) | New/replacement pre-rinse spray nozzle rated 1.0 GPM (0.92 GPM in situ) | New/replacement pre-rinse spray nozzle rated 1.0 GPM (0.92 GPM in situ) | New/replacement pre-rinse spray nozzle rated 1.0 GPM (0.92 GPM in situ) | New/replacement pre-rinse spray nozzle rated 1.0 GPM (0.92 GPM in situ) | New/replacement pre-rinse spray nozzle rated 1.0 GPM (0.92 GPM in situ) | New/replacement pre-rinse spray nozzle rated 1.0 GPM (0.92 GPM in situ) | New/replacement pre-rinse spray nozzle rated 1.0 GPM (0.92 GPM in situ) | New/replacement pre-rinse spray nozzle rated 1.0 GPM (0.92 GPM in situ) | New/replacement pre-rinse spray nozzle rated 1.0 GPM (0.92 GPM in situ) | New/replacement pre-rinse spray nozzle rated 1.0 GPM (0.92 GPM in situ) | New/replacement pre-rinse spray nozzle rated 1.0 GPM (0.92 GPM in situ) | New/replacement pre-rinse spray nozzle rated 1.0 GPM (0.92 GPM in situ) | New/replacement pre-rinse spray nozzle rated 1.0 GPM (0.92 GPM in situ) | New/replacement pre-rinse spray nozzle rated 1.0 GPM (0.92 GPM in situ) | New/replacement pre-rinse spray nozzle rated 1.0 GPM (0.92 GPM in situ) | New/replacement pre-rinse spray nozzle rated 1.0 GPM (0.92 GPM in situ) | New/replacement pre-rinse spray nozzle rated 1.0 GPM (0.92 GPM in situ) | New/replacement pre-rinse spray nozzle rated 1.0 GPM (0.92 GPM in situ) | New/replacement pre-rinse spray nozzle rated 1.0 GPM (0.92 GPM in situ) | New/replacement pre-rinse spray nozzle rated 1.0 GPM (0.92 GPM in situ) | 104.6129 | 104.6129 | 104.6129 | 104.6129 | 104.6129 | 104.6129 | 104.6129 | 104.6129 | 104.6129 | 104.6129 | 104.6129 | 104.6129 | 104.6129 | 104.6129 | 104.6129 | 104.6129 | 104.6129 | 104.6129 | 104.6129 | 104.6129 | 104.6129 | 104.6129 | 104.6129 | 104.6129 | 104.6129 | 104.6129 | 104.6129 | 104.6129 | 54.7674 | 54.7674 | 54.7674 | 54.7674 | 54.7674 | 54.7674 | 54.7674 | 54.7674 | 54.7674 | 54.7674 | 54.7674 | 54.7674 | 54.7674 | 54.7674 | 54.7674 | 54.7674 | 54.7674 | 54.7674 | 54.7674 | 54.7674 | 54.7674 | 54.7674 | 54.7674 | 54.7674 | 54.7674 | 54.7674 | 54.7674 | 54.7674 | 0 | 0 | 0 | 0 | 0 | 0 | 0 | 0 | 0 | 0 | 0 | 0 | 0 | 0 | 0 | 0 | 0 | 0 | 0 | 0 | 0 | 0 | 0 | 0 | 0 | 0 | 0 | 0 | 0 | 0 | 0 | 0 | 0 | 0 | 0 | 0 | 0 | 0 | 0 | 0 | 0 | 0 | 0 | 0 | 0 | 0 | 0 | 0 | 0 | 0 | 0 | 0 | 0 | 0 | 0 | 0 | 0 | 0 | 0 | 0 | 0 | 0 | 0 | 0 | 0 | 0 | 0 | 0 | 0 | 0 | 0 | 0 | 0 | 0 | 0 | 0 | 0 | 0 | 0 | 0 | 0 | 0 | 0 | 0 | 0 | 0
Water Heater - Solar System_Restaurant_New_Solar water heating system | Water Heater - Solar System_Restaurant_New | Water Heater - Solar System_Commercial_New_Central storage gas water heater_Solar water heating system | Commercial | Restaurant | New | Water Heating | Natural Gas | Water Heater - Solar System | NEQ | Central storage gas water heater | 15 | 15 | 15 | 0.11639 | 0 | 0 | 0 | 0.1 | Retro1Slow | 0.012666666666666666 | TBD | A | WCM185 | 0.7 | 0.42 | sqft cond | 0.0321 | 0 | 0 | 0 | 0 | CA eTRM - Solar Thermal Water Heating System, Multifamily - SWWH034-03 | CA eTRM - Solar Thermal Water Heating System, Multifamily - SWWH034-03 and Applied Energy Group Research - AEG Measure Research v1.3 SEP23 | CA eTRM - Solar Thermal Water Heating System, Multifamily - SWWH034-03 | 0 | 0 | 9.5839 | Central storage gas water heater | Central storage gas water heater | Central storage gas water heater | Central storage gas water heater | Central storage gas water heater | Central storage gas water heater | Central storage gas water heater | Central storage gas water heater | Central storage gas water heater | Central storage gas water heater | Central storage gas water heater | Central storage gas water heater | Central storage gas water heater | Central storage gas water heater | Central storage gas water heater | Central storage gas water heater | Central storage gas water heater | Central storage gas water heater | Central storage gas water heater | Central storage gas water heater | Central storage gas water heater | Central storage gas water heater | Central storage gas water heater | Central storage gas water heater | Central storage gas water heater | Central storage gas water heater | Central storage gas water heater | Central storage gas water heater | 0 | 0 | 0 | 0 | 0 | 0 | 0 | 0 | 0 | 0 | 0 | 0 | 0 | 0 | 0 | 0 | 0 | 0 | 0 | 0 | 0 | 0 | 0 | 0 | 0 | 0 | 0 | 0 | 0 | 0 | 0 | 0 | 0 | 0 | 0 | 0 | 0 | 0 | 0 | 0 | 0 | 0 | 0 | 0 | 0 | 0 | 0 | 0 | 0 | 0 | 0 | 0 | 0 | 0 | 0 | 0 | 0 | 0 | 0 | 0 | 0 | 0 | 0 | 0 | 0 | 0 | 0 | 0 | 0 | 0 | 0 | 0 | 0 | 0 | 0 | 0 | 0 | 0 | 0 | 0 | 0 | 0 | 0 | 0 | 0 | 0 | 0 | 0 | 0 | 0 | 0 | 0 | 0 | 0 | 0 | 0 | 0 | 0 | 0 | 0 | 0 | 0 | 0 | 0 | 0 | 0 | 0 | 0 | 0 | 0 | 0 | 0 | Solar water heating system | Solar water heating system | Solar water heating system | Solar water heating system | Solar water heating system | Solar water heating system | Solar water heating system | Solar water heating system | Solar water heating system | Solar water heating system | Solar water heating system | Solar water heating system | Solar water heating system | Solar water heating system | Solar water heating system | Solar water heating system | Solar water heating system | Solar water heating system | Solar water heating system | Solar water heating system | Solar water heating system | Solar water heating system | Solar water heating system | Solar water heating system | Solar water heating system | Solar water heating system | Solar water heating system | Solar water heating system | 9.5839 | 9.5839 | 9.5839 | 9.5839 | 9.5839 | 9.5839 | 9.5839 | 9.5839 | 9.5839 | 9.5839 | 9.5839 | 9.5839 | 9.5839 | 9.5839 | 9.5839 | 9.5839 | 9.5839 | 9.5839 | 9.5839 | 9.5839 | 9.5839 | 9.5839 | 9.5839 | 9.5839 | 9.5839 | 9.5839 | 9.5839 | 9.5839 | 0.1164 | 0.1164 | 0.1164 | 0.1164 | 0.1164 | 0.1164 | 0.1164 | 0.1164 | 0.1164 | 0.1164 | 0.1164 | 0.1164 | 0.1164 | 0.1164 | 0.1164 | 0.1164 | 0.1164 | 0.1164 | 0.1164 | 0.1164 | 0.1164 | 0.1164 | 0.1164 | 0.1164 | 0.1164 | 0.1164 | 0.1164 | 0.1164 | 0 | 0 | 0 | 0 | 0 | 0 | 0 | 0 | 0 | 0 | 0 | 0 | 0 | 0 | 0 | 0 | 0 | 0 | 0 | 0 | 0 | 0 | 0 | 0 | 0 | 0 | 0 | 0 | 0 | 0 | 0 | 0 | 0 | 0 | 0 | 0 | 0 | 0 | 0 | 0 | 0 | 0 | 0 | 0 | 0 | 0 | 0 | 0 | 0 | 0 | 0 | 0 | 0 | 0 | 0 | 0 | 0 | 0 | 0 | 0 | 0 | 0 | 0 | 0 | 0 | 0 | 0 | 0 | 0 | 0 | 0 | 0 | 0 | 0 | 0 | 0 | 0 | 0 | 0 | 0 | 0 | 0 | 0 | 0 | 0 | 0 | 0 | 0 | 0 | 0 | 0 | 0 | 0 | 0 | 0 | 0 | 0 | 0 | 0 | 0 | 0 | 0 | 0 | 0 | 0 | 0 | 0 | 0 | 0 | 0 | 0 | 0 | Solar water heating system | Solar water heating system | Solar water heating system | Solar water heating system | Solar water heating system | Solar water heating system | Solar water heating system | Solar water heating system | Solar water heating system | Solar water heating system | Solar water heating system | Solar water heating system | Solar water heating system | Solar water heating system | Solar water heating system | Solar water heating system | Solar water heating system | Solar water heating system | Solar water heating system | Solar water heating system | Solar water heating system | Solar water heating system | Solar water heating system | Solar water heating system | Solar water heating system | Solar water heating system | Solar water heating system | Solar water heating system | 9.5839 | 9.5839 | 9.5839 | 9.5839 | 9.5839 | 9.5839 | 9.5839 | 9.5839 | 9.5839 | 9.5839 | 9.5839 | 9.5839 | 9.5839 | 9.5839 | 9.5839 | 9.5839 | 9.5839 | 9.5839 | 9.5839 | 9.5839 | 9.5839 | 9.5839 | 9.5839 | 9.5839 | 9.5839 | 9.5839 | 9.5839 | 9.5839 | 0.1164 | 0.1164 | 0.1164 | 0.1164 | 0.1164 | 0.1164 | 0.1164 | 0.1164 | 0.1164 | 0.1164 | 0.1164 | 0.1164 | 0.1164 | 0.1164 | 0.1164 | 0.1164 | 0.1164 | 0.1164 | 0.1164 | 0.1164 | 0.1164 | 0.1164 | 0.1164 | 0.1164 | 0.1164 | 0.1164 | 0.1164 | 0.1164 | 0 | 0 | 0 | 0 | 0 | 0 | 0 | 0 | 0 | 0 | 0 | 0 | 0 | 0 | 0 | 0 | 0 | 0 | 0 | 0 | 0 | 0 | 0 | 0 | 0 | 0 | 0 | 0 | 0 | 0 | 0 | 0 | 0 | 0 | 0 | 0 | 0 | 0 | 0 | 0 | 0 | 0 | 0 | 0 | 0 | 0 | 0 | 0 | 0 | 0 | 0 | 0 | 0 | 0 | 0 | 0 | 0 | 0 | 0 | 0 | 0 | 0 | 0 | 0 | 0 | 0 | 0 | 0 | 0 | 0 | 0 | 0 | 0 | 0 | 0 | 0 | 0 | 0 | 0 | 0 | 0 | 0 | 0 | 0 | 0 | 0
Circulation Pump - Controls_Restaurant_New_Not Applicable Segment or Vintage | Circulation Pump - Controls_Restaurant_New | Circulation Pump - Controls_Commercial_New_Not Applicable Segment or Vintage_Not Applicable Segment or Vintage | Commercial | Restaurant | New | Water Heating | Natural Gas | Circulation Pump - Controls | NEQ | Not Applicable Segment or Vintage | 11 | 11 | 11 | 0 | 0 | 0 | 0 | 0 | Retro3Slow | 0.004128203794943829 | TBD | A | WCM186 | 0.7 | 0.42 | sqft | 0.0321 | 0 | 0 | 0 | 0 | Not Applicable Segment or Vintage | Not Applicable Segment or Vintage | Not Applicable Segment or Vintage | 0 | 0 | 0 | Not Applicable Segment or Vintage | Not Applicable Segment or Vintage | Not Applicable Segment or Vintage | Not Applicable Segment or Vintage | Not Applicable Segment or Vintage | Not Applicable Segment or Vintage | Not Applicable Segment or Vintage | Not Applicable Segment or Vintage | Not Applicable Segment or Vintage | Not Applicable Segment or Vintage | Not Applicable Segment or Vintage | Not Applicable Segment or Vintage | Not Applicable Segment or Vintage | Not Applicable Segment or Vintage | Not Applicable Segment or Vintage | Not Applicable Segment or Vintage | Not Applicable Segment or Vintage | Not Applicable Segment or Vintage | Not Applicable Segment or Vintage | Not Applicable Segment or Vintage | Not Applicable Segment or Vintage | Not Applicable Segment or Vintage | Not Applicable Segment or Vintage | Not Applicable Segment or Vintage | Not Applicable Segment or Vintage | Not Applicable Segment or Vintage | Not Applicable Segment or Vintage | Not Applicable Segment or Vintage | 0 | 0 | 0 | 0 | 0 | 0 | 0 | 0 | 0 | 0 | 0 | 0 | 0 | 0 | 0 | 0 | 0 | 0 | 0 | 0 | 0 | 0 | 0 | 0 | 0 | 0 | 0 | 0 | 0 | 0 | 0 | 0 | 0 | 0 | 0 | 0 | 0 | 0 | 0 | 0 | 0 | 0 | 0 | 0 | 0 | 0 | 0 | 0 | 0 | 0 | 0 | 0 | 0 | 0 | 0 | 0 | 0 | 0 | 0 | 0 | 0 | 0 | 0 | 0 | 0 | 0 | 0 | 0 | 0 | 0 | 0 | 0 | 0 | 0 | 0 | 0 | 0 | 0 | 0 | 0 | 0 | 0 | 0 | 0 | 0 | 0 | 0 | 0 | 0 | 0 | 0 | 0 | 0 | 0 | 0 | 0 | 0 | 0 | 0 | 0 | 0 | 0 | 0 | 0 | 0 | 0 | 0 | 0 | 0 | 0 | 0 | 0 | Not Applicable Segment or Vintage | Not Applicable Segment or Vintage | Not Applicable Segment or Vintage | Not Applicable Segment or Vintage | Not Applicable Segment or Vintage | Not Applicable Segment or Vintage | Not Applicable Segment or Vintage | Not Applicable Segment or Vintage | Not Applicable Segment or Vintage | Not Applicable Segment or Vintage | Not Applicable Segment or Vintage | Not Applicable Segment or Vintage | Not Applicable Segment or Vintage | Not Applicable Segment or Vintage | Not Applicable Segment or Vintage | Not Applicable Segment or Vintage | Not Applicable Segment or Vintage | Not Applicable Segment or Vintage | Not Applicable Segment or Vintage | Not Applicable Segment or Vintage | Not Applicable Segment or Vintage | Not Applicable Segment or Vintage | Not Applicable Segment or Vintage | Not Applicable Segment or Vintage | Not Applicable Segment or Vintage | Not Applicable Segment or Vintage | Not Applicable Segment or Vintage | Not Applicable Segment or Vintage | 0 | 0 | 0 | 0 | 0 | 0 | 0 | 0 | 0 | 0 | 0 | 0 | 0 | 0 | 0 | 0 | 0 | 0 | 0 | 0 | 0 | 0 | 0 | 0 | 0 | 0 | 0 | 0 | 0 | 0 | 0 | 0 | 0 | 0 | 0 | 0 | 0 | 0 | 0 | 0 | 0 | 0 | 0 | 0 | 0 | 0 | 0 | 0 | 0 | 0 | 0 | 0 | 0 | 0 | 0 | 0 | 0 | 0 | 0 | 0 | 0 | 0 | 0 | 0 | 0 | 0 | 0 | 0 | 0 | 0 | 0 | 0 | 0 | 0 | 0 | 0 | 0 | 0 | 0 | 0 | 0 | 0 | 0 | 0 | 0 | 0 | 0 | 0 | 0 | 0 | 0 | 0 | 0 | 0 | 0 | 0 | 0 | 0 | 0 | 0 | 0 | 0 | 0 | 0 | 0 | 0 | 0 | 0 | 0 | 0 | 0 | 0 | 0 | 0 | 0 | 0 | 0 | 0 | 0 | 0 | 0 | 0 | 0 | 0 | 0 | 0 | 0 | 0 | 0 | 0 | 0 | 0 | 0 | 0 | 0 | 0 | 0 | 0 | 0 | 0 | 0 | 0 | 0 | 0 | 0 | 0 | 0 | 0 | 0 | 0 | 0 | 0 | 0 | 0 | 0 | 0 | 0 | 0 | 0 | 0 | 0 | 0 | 0 | 0 | 0 | 0 | 0 | 0 | Not Applicable Segment or Vintage | Not Applicable Segment or Vintage | Not Applicable Segment or Vintage | Not Applicable Segment or Vintage | Not Applicable Segment or Vintage | Not Applicable Segment or Vintage | Not Applicable Segment or Vintage | Not Applicable Segment or Vintage | Not Applicable Segment or Vintage | Not Applicable Segment or Vintage | Not Applicable Segment or Vintage | Not Applicable Segment or Vintage | Not Applicable Segment or Vintage | Not Applicable Segment or Vintage | Not Applicable Segment or Vintage | Not Applicable Segment or Vintage | Not Applicable Segment or Vintage | Not Applicable Segment or Vintage | Not Applicable Segment or Vintage | Not Applicable Segment or Vintage | Not Applicable Segment or Vintage | Not Applicable Segment or Vintage | Not Applicable Segment or Vintage | Not Applicable Segment or Vintage | Not Applicable Segment or Vintage | Not Applicable Segment or Vintage | Not Applicable Segment or Vintage | Not Applicable Segment or Vintage | 0 | 0 | 0 | 0 | 0 | 0 | 0 | 0 | 0 | 0 | 0 | 0 | 0 | 0 | 0 | 0 | 0 | 0 | 0 | 0 | 0 | 0 | 0 | 0 | 0 | 0 | 0 | 0 | 0 | 0 | 0 | 0 | 0 | 0 | 0 | 0 | 0 | 0 | 0 | 0 | 0 | 0 | 0 | 0 | 0 | 0 | 0 | 0 | 0 | 0 | 0 | 0 | 0 | 0 | 0 | 0 | 0 | 0 | 0 | 0 | 0 | 0 | 0 | 0 | 0 | 0 | 0 | 0 | 0 | 0 | 0 | 0 | 0 | 0 | 0 | 0 | 0 | 0 | 0 | 0 | 0 | 0 | 0 | 0 | 0 | 0 | 0 | 0 | 0 | 0 | 0 | 0 | 0 | 0 | 0 | 0 | 0 | 0 | 0 | 0 | 0 | 0 | 0 | 0 | 0 | 0 | 0 | 0 | 0 | 0 | 0 | 0 | 0 | 0 | 0 | 0 | 0 | 0 | 0 | 0 | 0 | 0 | 0 | 0 | 0 | 0 | 0 | 0 | 0 | 0 | 0 | 0 | 0 | 0 | 0 | 0 | 0 | 0 | 0 | 0 | 0 | 0
Commercial Laundry - ENERGY STAR Washer (8.0)_Restaurant_New_Not Applicable Segment or Vintage | Commercial Laundry - ENERGY STAR Washer (8.0)_Restaurant_New | Commercial Laundry - ENERGY STAR Washer (8.0)_Commercial_New_Not Applicable Segment or Vintage_Not Applicable Segment or Vintage | Commercial | Restaurant | New | Water Heating | Natural Gas | Commercial Laundry - ENERGY STAR Washer (8.0) | NEQ | Not Applicable Segment or Vintage | 7 | 7 | 7 | 0 | 0 | 0 | 0 | 0 | Retro5Med | 8.35569166605469E-06 | TBD | A | WCM188 | 0.7 | 0.42 | sqft | 0.0321 | 0 | 0 | 0 | 0 | Not Applicable Segment or Vintage | Not Applicable Segment or Vintage | Not Applicable Segment or Vintage | 0 | 0 | 0 | Not Applicable Segment or Vintage | Not Applicable Segment or Vintage | Not Applicable Segment or Vintage | Not Applicable Segment or Vintage | Not Applicable Segment or Vintage | Not Applicable Segment or Vintage | Not Applicable Segment or Vintage | Not Applicable Segment or Vintage | Not Applicable Segment or Vintage | Not Applicable Segment or Vintage | Not Applicable Segment or Vintage | Not Applicable Segment or Vintage | Not Applicable Segment or Vintage | Not Applicable Segment or Vintage | Not Applicable Segment or Vintage | Not Applicable Segment or Vintage | Not Applicable Segment or Vintage | Not Applicable Segment or Vintage | Not Applicable Segment or Vintage | Not Applicable Segment or Vintage | Not Applicable Segment or Vintage | Not Applicable Segment or Vintage | Not Applicable Segment or Vintage | Not Applicable Segment or Vintage | Not Applicable Segment or Vintage | Not Applicable Segment or Vintage | Not Applicable Segment or Vintage | Not Applicable Segment or Vintage | 0 | 0 | 0 | 0 | 0 | 0 | 0 | 0 | 0 | 0 | 0 | 0 | 0 | 0 | 0 | 0 | 0 | 0 | 0 | 0 | 0 | 0 | 0 | 0 | 0 | 0 | 0 | 0 | 0 | 0 | 0 | 0 | 0 | 0 | 0 | 0 | 0 | 0 | 0 | 0 | 0 | 0 | 0 | 0 | 0 | 0 | 0 | 0 | 0 | 0 | 0 | 0 | 0 | 0 | 0 | 0 | 0 | 0 | 0 | 0 | 0 | 0 | 0 | 0 | 0 | 0 | 0 | 0 | 0 | 0 | 0 | 0 | 0 | 0 | 0 | 0 | 0 | 0 | 0 | 0 | 0 | 0 | 0 | 0 | 0 | 0 | 0 | 0 | 0 | 0 | 0 | 0 | 0 | 0 | 0 | 0 | 0 | 0 | 0 | 0 | 0 | 0 | 0 | 0 | 0 | 0 | 0 | 0 | 0 | 0 | 0 | 0 | Not Applicable Segment or Vintage | Not Applicable Segment or Vintage | Not Applicable Segment or Vintage | Not Applicable Segment or Vintage | Not Applicable Segment or Vintage | Not Applicable Segment or Vintage | Not Applicable Segment or Vintage | Not Applicable Segment or Vintage | Not Applicable Segment or Vintage | Not Applicable Segment or Vintage | Not Applicable Segment or Vintage | Not Applicable Segment or Vintage | Not Applicable Segment or Vintage | Not Applicable Segment or Vintage | Not Applicable Segment or Vintage | Not Applicable Segment or Vintage | Not Applicable Segment or Vintage | Not Applicable Segment or Vintage | Not Applicable Segment or Vintage | Not Applicable Segment or Vintage | Not Applicable Segment or Vintage | Not Applicable Segment or Vintage | Not Applicable Segment or Vintage | Not Applicable Segment or Vintage | Not Applicable Segment or Vintage | Not Applicable Segment or Vintage | Not Applicable Segment or Vintage | Not Applicable Segment or Vintage | 0 | 0 | 0 | 0 | 0 | 0 | 0 | 0 | 0 | 0 | 0 | 0 | 0 | 0 | 0 | 0 | 0 | 0 | 0 | 0 | 0 | 0 | 0 | 0 | 0 | 0 | 0 | 0 | 0 | 0 | 0 | 0 | 0 | 0 | 0 | 0 | 0 | 0 | 0 | 0 | 0 | 0 | 0 | 0 | 0 | 0 | 0 | 0 | 0 | 0 | 0 | 0 | 0 | 0 | 0 | 0 | 0 | 0 | 0 | 0 | 0 | 0 | 0 | 0 | 0 | 0 | 0 | 0 | 0 | 0 | 0 | 0 | 0 | 0 | 0 | 0 | 0 | 0 | 0 | 0 | 0 | 0 | 0 | 0 | 0 | 0 | 0 | 0 | 0 | 0 | 0 | 0 | 0 | 0 | 0 | 0 | 0 | 0 | 0 | 0 | 0 | 0 | 0 | 0 | 0 | 0 | 0 | 0 | 0 | 0 | 0 | 0 | 0 | 0 | 0 | 0 | 0 | 0 | 0 | 0 | 0 | 0 | 0 | 0 | 0 | 0 | 0 | 0 | 0 | 0 | 0 | 0 | 0 | 0 | 0 | 0 | 0 | 0 | 0 | 0 | 0 | 0 | 0 | 0 | 0 | 0 | 0 | 0 | 0 | 0 | 0 | 0 | 0 | 0 | 0 | 0 | 0 | 0 | 0 | 0 | 0 | 0 | 0 | 0 | 0 | 0 | 0 | 0 | Not Applicable Segment or Vintage | Not Applicable Segment or Vintage | Not Applicable Segment or Vintage | Not Applicable Segment or Vintage | Not Applicable Segment or Vintage | Not Applicable Segment or Vintage | Not Applicable Segment or Vintage | Not Applicable Segment or Vintage | Not Applicable Segment or Vintage | Not Applicable Segment or Vintage | Not Applicable Segment or Vintage | Not Applicable Segment or Vintage | Not Applicable Segment or Vintage | Not Applicable Segment or Vintage | Not Applicable Segment or Vintage | Not Applicable Segment or Vintage | Not Applicable Segment or Vintage | Not Applicable Segment or Vintage | Not Applicable Segment or Vintage | Not Applicable Segment or Vintage | Not Applicable Segment or Vintage | Not Applicable Segment or Vintage | Not Applicable Segment or Vintage | Not Applicable Segment or Vintage | Not Applicable Segment or Vintage | Not Applicable Segment or Vintage | Not Applicable Segment or Vintage | Not Applicable Segment or Vintage | 0 | 0 | 0 | 0 | 0 | 0 | 0 | 0 | 0 | 0 | 0 | 0 | 0 | 0 | 0 | 0 | 0 | 0 | 0 | 0 | 0 | 0 | 0 | 0 | 0 | 0 | 0 | 0 | 0 | 0 | 0 | 0 | 0 | 0 | 0 | 0 | 0 | 0 | 0 | 0 | 0 | 0 | 0 | 0 | 0 | 0 | 0 | 0 | 0 | 0 | 0 | 0 | 0 | 0 | 0 | 0 | 0 | 0 | 0 | 0 | 0 | 0 | 0 | 0 | 0 | 0 | 0 | 0 | 0 | 0 | 0 | 0 | 0 | 0 | 0 | 0 | 0 | 0 | 0 | 0 | 0 | 0 | 0 | 0 | 0 | 0 | 0 | 0 | 0 | 0 | 0 | 0 | 0 | 0 | 0 | 0 | 0 | 0 | 0 | 0 | 0 | 0 | 0 | 0 | 0 | 0 | 0 | 0 | 0 | 0 | 0 | 0 | 0 | 0 | 0 | 0 | 0 | 0 | 0 | 0 | 0 | 0 | 0 | 0 | 0 | 0 | 0 | 0 | 0 | 0 | 0 | 0 | 0 | 0 | 0 | 0 | 0 | 0 | 0 | 0 | 0 | 0
Gas-Fired Combination Heat Pump Conversion_Restaurant_New_Gas-fired heat pump, COP 1.3 | Gas-Fired Combination Heat Pump Conversion_Restaurant_New | Gas-Fired Combination Heat Pump Conversion_Commercial_New_Federal standard gas-fired central heating and DHW system_Gas-fired heat pump, COP 1.3 | Commercial | Restaurant | New | Water Heating | Natural Gas | Gas-Fired Combination Heat Pump Conversion | NEQ | Federal standard gas-fired central heating and DHW system | 20 | 20 | 20 | 0 | 0 | 0 | 0 | 0.1 | Retro1Slow | 0.012666666666666666 | TBD | A | WCM165 | 0.7 | 0.42 | kBtuh heat | 0.0321 | 0 | 0 | 0 | 0 | AEO 2021 - gas_eng-driven_RTHP-heat 2017 typical | EIA - Technology Forecast Updates. Appendix A. U.S. Energy Information Administration. March 3, 2023.¦ Technical Support Documents for Baseline Costs | AEG Analysis, Comparison of Baseline TE vs COP | 0 | 0 | 195.1704 | Federal standard gas-fired central heating and DHW system | Federal standard gas-fired central heating and DHW system | Federal standard gas-fired central heating and DHW system | Federal standard gas-fired central heating and DHW system | Federal standard gas-fired central heating and DHW system | Federal standard gas-fired central heating and DHW system | Federal standard gas-fired central heating and DHW system | Federal standard gas-fired central heating and DHW system | Federal standard gas-fired central heating and DHW system | Federal standard gas-fired central heating and DHW system | Federal standard gas-fired central heating and DHW system | Federal standard gas-fired central heating and DHW system | Federal standard gas-fired central heating and DHW system | Federal standard gas-fired central heating and DHW system | Federal standard gas-fired central heating and DHW system | Federal standard gas-fired central heating and DHW system | Federal standard gas-fired central heating and DHW system | Federal standard gas-fired central heating and DHW system | Federal standard gas-fired central heating and DHW system | Federal standard gas-fired central heating and DHW system | Federal standard gas-fired central heating and DHW system | Federal standard gas-fired central heating and DHW system | Federal standard gas-fired central heating and DHW system | Federal standard gas-fired central heating and DHW system | Federal standard gas-fired central heating and DHW system | Federal standard gas-fired central heating and DHW system | Federal standard gas-fired central heating and DHW system | Federal standard gas-fired central heating and DHW system | 0 | 0 | 0 | 0 | 0 | 0 | 0 | 0 | 0 | 0 | 0 | 0 | 0 | 0 | 0 | 0 | 0 | 0 | 0 | 0 | 0 | 0 | 0 | 0 | 0 | 0 | 0 | 0 | 0 | 0 | 0 | 0 | 0 | 0 | 0 | 0 | 0 | 0 | 0 | 0 | 0 | 0 | 0 | 0 | 0 | 0 | 0 | 0 | 0 | 0 | 0 | 0 | 0 | 0 | 0 | 0 | 0 | 0 | 0 | 0 | 0 | 0 | 0 | 0 | 0 | 0 | 0 | 0 | 0 | 0 | 0 | 0 | 0 | 0 | 0 | 0 | 0 | 0 | 0 | 0 | 0 | 0 | 0 | 0 | 0 | 0 | 0 | 0 | 0 | 0 | 0 | 0 | 0 | 0 | 0 | 0 | 0 | 0 | 0 | 0 | 0 | 0 | 0 | 0 | 0 | 0 | 0 | 0 | 0 | 0 | 0 | 0 | Gas-fired heat pump, COP 1.3 | Gas-fired heat pump, COP 1.3 | Gas-fired heat pump, COP 1.3 | Gas-fired heat pump, COP 1.3 | Gas-fired heat pump, COP 1.3 | Gas-fired heat pump, COP 1.3 | Gas-fired heat pump, COP 1.3 | Gas-fired heat pump, COP 1.3 | Gas-fired heat pump, COP 1.3 | Gas-fired heat pump, COP 1.3 | Gas-fired heat pump, COP 1.3 | Gas-fired heat pump, COP 1.3 | Gas-fired heat pump, COP 1.3 | Gas-fired heat pump, COP 1.3 | Gas-fired heat pump, COP 1.3 | Gas-fired heat pump, COP 1.3 | Gas-fired heat pump, COP 1.3 | Gas-fired heat pump, COP 1.3 | Gas-fired heat pump, COP 1.3 | Gas-fired heat pump, COP 1.3 | Gas-fired heat pump, COP 1.3 | Gas-fired heat pump, COP 1.3 | Gas-fired heat pump, COP 1.3 | Gas-fired heat pump, COP 1.3 | Gas-fired heat pump, COP 1.3 | Gas-fired heat pump, COP 1.3 | Gas-fired heat pump, COP 1.3 | Gas-fired heat pump, COP 1.3 | 195.1704 | 195.1704 | 195.1704 | 195.1704 | 195.1704 | 195.1704 | 195.1704 | 195.1704 | 195.1704 | 195.1704 | 195.1704 | 195.1704 | 195.1704 | 195.1704 | 195.1704 | 195.1704 | 195.1704 | 195.1704 | 195.1704 | 195.1704 | 195.1704 | 195.1704 | 195.1704 | 195.1704 | 195.1704 | 195.1704 | 195.1704 | 195.1704 | 0 | 0 | 0 | 0 | 0 | 0 | 0 | 0 | 0 | 0 | 0 | 0 | 0 | 0 | 0 | 0 | 0 | 0 | 0 | 0 | 0 | 0 | 0 | 0 | 0 | 0 | 0 | 0 | 0 | 0 | 0 | 0 | 0 | 0 | 0 | 0 | 0 | 0 | 0 | 0 | 0 | 0 | 0 | 0 | 0 | 0 | 0 | 0 | 0 | 0 | 0 | 0 | 0 | 0 | 0 | 0 | 0 | 0 | 0 | 0 | 0 | 0 | 0 | 0 | 0 | 0 | 0 | 0 | 0 | 0 | 0 | 0 | 0 | 0 | 0 | 0 | 0 | 0 | 0 | 0 | 0 | 0 | 0 | 0 | 0 | 0 | 0 | 0 | 0 | 0 | 0 | 0 | 0 | 0 | 0 | 0 | 0 | 0 | 0 | 0 | 0 | 0 | 0 | 0 | 0 | 0 | 0 | 0 | 0 | 0 | 0 | 0 | 0 | 0 | 0 | 0 | 0 | 0 | 0 | 0 | 0 | 0 | 0 | 0 | 0 | 0 | 0 | 0 | 0 | 0 | 0 | 0 | 0 | 0 | 0 | 0 | 0 | 0 | 0 | 0 | Gas-fired heat pump, COP 1.3 | Gas-fired heat pump, COP 1.3 | Gas-fired heat pump, COP 1.3 | Gas-fired heat pump, COP 1.3 | Gas-fired heat pump, COP 1.3 | Gas-fired heat pump, COP 1.3 | Gas-fired heat pump, COP 1.3 | Gas-fired heat pump, COP 1.3 | Gas-fired heat pump, COP 1.3 | Gas-fired heat pump, COP 1.3 | Gas-fired heat pump, COP 1.3 | Gas-fired heat pump, COP 1.3 | Gas-fired heat pump, COP 1.3 | Gas-fired heat pump, COP 1.3 | Gas-fired heat pump, COP 1.3 | Gas-fired heat pump, COP 1.3 | Gas-fired heat pump, COP 1.3 | Gas-fired heat pump, COP 1.3 | Gas-fired heat pump, COP 1.3 | Gas-fired heat pump, COP 1.3 | Gas-fired heat pump, COP 1.3 | Gas-fired heat pump, COP 1.3 | Gas-fired heat pump, COP 1.3 | Gas-fired heat pump, COP 1.3 | Gas-fired heat pump, COP 1.3 | Gas-fired heat pump, COP 1.3 | Gas-fired heat pump, COP 1.3 | Gas-fired heat pump, COP 1.3 | 195.1704 | 195.1704 | 195.1704 | 195.1704 | 195.1704 | 195.1704 | 195.1704 | 195.1704 | 195.1704 | 195.1704 | 195.1704 | 195.1704 | 195.1704 | 195.1704 | 195.1704 | 195.1704 | 195.1704 | 195.1704 | 195.1704 | 195.1704 | 195.1704 | 195.1704 | 195.1704 | 195.1704 | 195.1704 | 195.1704 | 195.1704 | 195.1704 | 0 | 0 | 0 | 0 | 0 | 0 | 0 | 0 | 0 | 0 | 0 | 0 | 0 | 0 | 0 | 0 | 0 | 0 | 0 | 0 | 0 | 0 | 0 | 0 | 0 | 0 | 0 | 0 | 0 | 0 | 0 | 0 | 0 | 0 | 0 | 0 | 0 | 0 | 0 | 0 | 0 | 0 | 0 | 0 | 0 | 0 | 0 | 0 | 0 | 0 | 0 | 0 | 0 | 0 | 0 | 0 | 0 | 0 | 0 | 0 | 0 | 0 | 0 | 0 | 0 | 0 | 0 | 0 | 0 | 0 | 0 | 0 | 0 | 0 | 0 | 0 | 0 | 0 | 0 | 0 | 0 | 0 | 0 | 0 | 0 | 0 | 0 | 0 | 0 | 0 | 0 | 0 | 0 | 0 | 0 | 0 | 0 | 0 | 0 | 0 | 0 | 0 | 0 | 0 | 0 | 0 | 0 | 0 | 0 | 0 | 0 | 0 | 0 | 0
Ducting - Repair and Sealing_Restaurant_Existing_Sealed Ductwork | Ducting - Repair and Sealing_Restaurant_Existing | Ducting - Repair and Sealing_Commercial_Existing_Existing ductwork_Sealed Ductwork | Commercial | Restaurant | Existing | Space Heating | Natural Gas | Ducting - Repair and Sealing | NEQ | Existing ductwork | 20 | 20 | 20 | -0.0013669 | 0 | 0 | 0.15 | 0.5 | Retro5Med | 8.35569166605469E-06 | TBD | A | WCM104 | 0.7 | 0.42 | sqft duct | 0.0321 | 9998.999999999998 | 9999 | 9998.999999999998 | 9999 | IL TRM v13 - 4.4.56 Commercial Duct Sealing - CI-HVC-DSEAL-V02-250101 | IL TRM v13 - 4.4.56 Commercial Duct Sealing - CI-HVC-DSEAL-V02-250101 | AEG BEST | 0 | 0 | 3.6908 | Existing ductwork | Existing ductwork | Existing ductwork | Existing ductwork | Existing ductwork | Existing ductwork | Existing ductwork | Existing ductwork | Existing ductwork | Existing ductwork | Existing ductwork | Existing ductwork | Existing ductwork | Existing ductwork | Existing ductwork | Existing ductwork | Existing ductwork | Existing ductwork | Existing ductwork | Existing ductwork | Existing ductwork | Existing ductwork | Existing ductwork | Existing ductwork | Existing ductwork | Existing ductwork | Existing ductwork | Existing ductwork | 0 | 0 | 0 | -81.2898 | -97.7841 | -116.9556 | -132.3603 | -146.7689 | -166.2859 | -176.2644 | -173.5857 | -157.4726 | -130.2373 | -97.0049 | -61.854 | -34.6419 | -16.1049 | -6.5841 | -2.3144 | -0.69978 | -0.14783 | -0.013219 | -0.0085758 | 0 | 0 | 0 | 0 | 0 | 0 | 0 | 0 | -81.2898 | -177.4232 | -290.3701 | -415.4443 | -550.6426 | -699.9058 | -852.5593 | -995.4601 | -1115.7448 | -1203.7488 | -1255.6262 | -1271.6001 | -1261.1573 | -1233.8256 | -1198.8517 | -1161.1745 | -1124.7326 | -1090.3195 | -1059.1773 | -1030.6845 | -1004.9448 | -981.2023 | -959.3008 | -939.0966 | -920.4573 | 0 | 0 | 0 | 30555.295441756603 | 37517.029787310785 | 45909.86538521166 | 53294.119956552255 | 60788.69260142438 | 71069.28862692701 | 77964.11329482283 | 79645.84887767852 | 75056.65419709464 | 64517.55180140623 | 49926.40553187982 | 33042.35437306238 | 19185.883184358805 | 9237.64745913572 | 3908.235463480496 | 1421.176532174726 | 443.9116096623142 | 96.75257479676084 | 8.906184679413645 | 5.93745645294243 | 0 | 0 | 0 | 0 | 0 | 0 | 0 | 0 | 30555.295441756603 | 68072.32522906738 | 113982.19061427904 | 167276.3105708313 | 228065.00317225567 | 299134.29179918265 | 377098.4050940055 | 456744.253971684 | 531800.9081687786 | 596318.4599701848 | 646244.8655020647 | 679287.2198751271 | 698473.1030594859 | 707710.7505186216 | 711618.9859821021 | 713040.1625142768 | 713484.0741239392 | 713580.8266987359 | 713589.7328834153 | 713595.6703398683 | 713595.6703398683 | 713595.6703398683 | 713595.6703398683 | 713595.6703398683 | 713595.6703398683 | Sealed Ductwork | Sealed Ductwork | Sealed Ductwork | Sealed Ductwork | Sealed Ductwork | Sealed Ductwork | Sealed Ductwork | Sealed Ductwork | Sealed Ductwork | Sealed Ductwork | Sealed Ductwork | Sealed Ductwork | Sealed Ductwork | Sealed Ductwork | Sealed Ductwork | Sealed Ductwork | Sealed Ductwork | Sealed Ductwork | Sealed Ductwork | Sealed Ductwork | Sealed Ductwork | Sealed Ductwork | Sealed Ductwork | Sealed Ductwork | Sealed Ductwork | Sealed Ductwork | Sealed Ductwork | Sealed Ductwork | 3.6908 | 3.6908 | 3.6908 | 3.6908 | 3.6908 | 3.6908 | 3.6908 | 3.6908 | 3.6908 | 3.6908 | 3.6908 | 3.6908 | 3.6908 | 3.6908 | 3.6908 | 3.6908 | 3.6908 | 3.6908 | 3.6908 | 3.6908 | 3.6908 | 3.6908 | 3.6908 | 3.6908 | 3.6908 | 3.6908 | 3.6908 | 3.6908 | -0.0014 | -0.0014 | -0.0014 | -0.0014 | -0.0014 | -0.0014 | -0.0014 | -0.0014 | -0.0014 | -0.0014 | -0.0014 | -0.0014 | -0.0014 | -0.0014 | -0.0014 | -0.0014 | -0.0014 | -0.0014 | -0.0014 | -0.0014 | -0.0014 | -0.0014 | -0.0014 | -0.0014 | -0.0014 | -0.0014 | -0.0014 | -0.0014 | 0 | 0 | 0 | 0 | 0 | 0 | 0 | 0 | 0 | 0 | 0 | 0 | 0 | 0 | 0 | 0 | 0 | 0 | 0 | 0 | 0 | 0 | 0 | 0 | 0 | 0 | 0 | 0 | 0 | 0 | 0 | 0 | 0 | 0 | 0 | 0 | 0 | 0 | 0 | 0 | 0 | 0 | 0 | 0 | 0 | 0 | 0 | 0 | 0 | 0 | 0 | 0 | 0 | 0 | 0 | 0 | 0 | 0 | 0 | 0 | 0 | 0 | 0 | 0 | 0 | 0 | 0 | 0 | 0 | 0 | 0 | 0 | 0 | 0 | 0 | 0 | 0 | 0 | 0 | 0 | 0 | 0 | 0 | 0 | 0 | 0 | 0 | 0 | 0 | 0 | 0 | 0 | 0 | 0 | 0 | 0 | 0 | 0 | 0 | 0 | 0 | 0 | 0 | 0 | 0 | 0 | 0 | 0 | 0 | 0 | 0 | 0 | Sealed Ductwork | Sealed Ductwork | Sealed Ductwork | Sealed Ductwork | Sealed Ductwork | Sealed Ductwork | Sealed Ductwork | Sealed Ductwork | Sealed Ductwork | Sealed Ductwork | Sealed Ductwork | Sealed Ductwork | Sealed Ductwork | Sealed Ductwork | Sealed Ductwork | Sealed Ductwork | Sealed Ductwork | Sealed Ductwork | Sealed Ductwork | Sealed Ductwork | Sealed Ductwork | Sealed Ductwork | Sealed Ductwork | Sealed Ductwork | Sealed Ductwork | Sealed Ductwork | Sealed Ductwork | Sealed Ductwork | 3.6908 | 3.6908 | 3.6908 | 3.6908 | 3.6908 | 3.6908 | 3.6908 | 3.6908 | 3.6908 | 3.6908 | 3.6908 | 3.6908 | 3.6908 | 3.6908 | 3.6908 | 3.6908 | 3.6908 | 3.6908 | 3.6908 | 3.6908 | 3.6908 | 3.6908 | 3.6908 | 3.6908 | 3.6908 | 3.6908 | 3.6908 | 3.6908 | -0.0014 | -0.0014 | -0.0014 | -0.0014 | -0.0014 | -0.0014 | -0.0014 | -0.0014 | -0.0014 | -0.0014 | -0.0014 | -0.0014 | -0.0014 | -0.0014 | -0.0014 | -0.0014 | -0.0014 | -0.0014 | -0.0014 | -0.0014 | -0.0014 | -0.0014 | -0.0014 | -0.0014 | -0.0014 | -0.0014 | -0.0014 | -0.0014 | 0 | 0 | 0 | 0 | 0 | 0 | 0 | 0 | 0 | 0 | 0 | 0 | 0 | 0 | 0 | 0 | 0 | 0 | 0 | 0 | 0 | 0 | 0 | 0 | 0 | 0 | 0 | 0 | 0 | 0 | 0 | 0 | 0 | 0 | 0 | 0 | 0 | 0 | 0 | 0 | 0 | 0 | 0 | 0 | 0 | 0 | 0 | 0 | 0 | 0 | 0 | 0 | 0 | 0 | 0 | 0 | 0 | 0 | 0 | 0 | 0 | 0 | 0 | 0 | 0 | 0 | 0 | 0 | 0 | 0 | 0 | 0 | 0 | 0 | 0 | 0 | 0 | 0 | 0 | 0 | 0 | 0 | 0 | 0 | 0 | 0
Insulation - Ducting_Restaurant_Existing_Insulated duct. | Insulation - Ducting_Restaurant_Existing | Insulation - Ducting_Commercial_Existing_Uninsulated duct._Insulated duct. | Commercial | Restaurant | Existing | Space Heating | Natural Gas | Insulation - Ducting | NEQ | Uninsulated duct. | 20 | 20 | 20 | -0.0020538 | 0 | 0 | 0.05 | 0.2 | Retro5Med | 8.35569166605469E-06 | TBD | A | WCM103 | 0.7 | 0.42 | sqft duct | 0.0321 | 9999 | 9999 | 9999 | 9999 | IL TRM v13 - 4.4.56 Commercial Duct Sealing - CI-HVC-DSEAL-V02-250101 | IL TRM v13 - 4.4.56 Commercial Duct Sealing - CI-HVC-DSEAL-V02-250101 | AEG BEST | 0 | 0 | 9.2 | Uninsulated duct. | Uninsulated duct. | Uninsulated duct. | Uninsulated duct. | Uninsulated duct. | Uninsulated duct. | Uninsulated duct. | Uninsulated duct. | Uninsulated duct. | Uninsulated duct. | Uninsulated duct. | Uninsulated duct. | Uninsulated duct. | Uninsulated duct. | Uninsulated duct. | Uninsulated duct. | Uninsulated duct. | Uninsulated duct. | Uninsulated duct. | Uninsulated duct. | Uninsulated duct. | Uninsulated duct. | Uninsulated duct. | Uninsulated duct. | Uninsulated duct. | Uninsulated duct. | Uninsulated duct. | Uninsulated duct. | 0 | 0 | 0 | -52.3456 | -62.9631 | -75.302 | -85.213 | -94.48 | -107.0315 | -113.4401 | -111.7019 | -101.3209 | -83.7886 | -62.4034 | -39.7887 | -22.2833 | -10.3593 | -4.2351 | -1.4887 | -0.45012 | -0.095091 | -0.0085032 | -0.0055162 | -5.8666e-20 | -5.728e-20 | -5.6001e-20 | -5.4822e-20 | -5.3734e-20 | 0 | 0 | 0 | -52.3456 | -114.2426 | -186.9552 | -267.4614 | -354.467 | -450.5012 | -548.6895 | -640.5755 | -717.892 | -774.4353 | -807.7463 | -817.9791 | -811.2368 | -793.6442 | -771.143 | -746.9062 | -723.4652 | -701.3295 | -681.298 | -662.9706 | -646.4141 | -631.1422 | -617.0545 | -604.0585 | -592.0692 | 0 | 0 | 0 | 13095.12661789569 | 16078.727051704625 | 19675.65659366215 | 22840.33712423668 | 26052.296829181883 | 30458.266554397294 | 33413.19141206694 | 34133.93523329081 | 32167.137513040558 | 27650.379343459823 | 21397.030942234214 | 14161.009017026745 | 8222.521364725208 | 3958.991768201025 | 1674.9580557773565 | 609.0756566463117 | 190.2478327124205 | 41.465389198611824 | 3.816936291177279 | 2.5446241941181857 | 2.7755575615628914E-17 | 2.7755575615628914E-17 | 2.7755575615628914E-17 | 2.7755575615628914E-17 | 2.7755575615628914E-17 | 0 | 0 | 0 | 13095.12661789569 | 29173.853669600314 | 48849.51026326246 | 71689.84738749915 | 97742.14421668103 | 128200.41077107833 | 161613.60218314527 | 195747.53741643607 | 227914.67492947663 | 255565.05427293645 | 276962.0852151707 | 291123.09423219744 | 299345.61559692264 | 303304.60736512364 | 304979.565420901 | 305588.64107754733 | 305778.88891025976 | 305820.3542994584 | 305824.17123574956 | 305826.71585994365 | 305826.71585994365 | 305826.71585994365 | 305826.71585994365 | 305826.71585994365 | 305826.71585994365 | Insulated duct. | Insulated duct. | Insulated duct. | Insulated duct. | Insulated duct. | Insulated duct. | Insulated duct. | Insulated duct. | Insulated duct. | Insulated duct. | Insulated duct. | Insulated duct. | Insulated duct. | Insulated duct. | Insulated duct. | Insulated duct. | Insulated duct. | Insulated duct. | Insulated duct. | Insulated duct. | Insulated duct. | Insulated duct. | Insulated duct. | Insulated duct. | Insulated duct. | Insulated duct. | Insulated duct. | Insulated duct. | 9.2 | 9.2 | 9.2 | 9.2 | 9.2 | 9.2 | 9.2 | 9.2 | 9.2 | 9.2 | 9.2 | 9.2 | 9.2 | 9.2 | 9.2 | 9.2 | 9.2 | 9.2 | 9.2 | 9.2 | 9.2 | 9.2 | 9.2 | 9.2 | 9.2 | 9.2 | 9.2 | 9.2 | -0.0021 | -0.0021 | -0.0021 | -0.0021 | -0.0021 | -0.0021 | -0.0021 | -0.0021 | -0.0021 | -0.0021 | -0.0021 | -0.0021 | -0.0021 | -0.0021 | -0.0021 | -0.0021 | -0.0021 | -0.0021 | -0.0021 | -0.0021 | -0.0021 | -0.0021 | -0.0021 | -0.0021 | -0.0021 | -0.0021 | -0.0021 | -0.0021 | 0 | 0 | 0 | 0 | 0 | 0 | 0 | 0 | 0 | 0 | 0 | 0 | 0 | 0 | 0 | 0 | 0 | 0 | 0 | 0 | 0 | 0 | 0 | 0 | 0 | 0 | 0 | 0 | 0 | 0 | 0 | 0 | 0 | 0 | 0 | 0 | 0 | 0 | 0 | 0 | 0 | 0 | 0 | 0 | 0 | 0 | 0 | 0 | 0 | 0 | 0 | 0 | 0 | 0 | 0 | 0 | 0 | 0 | 0 | 0 | 0 | 0 | 0 | 0 | 0 | 0 | 0 | 0 | 0 | 0 | 0 | 0 | 0 | 0 | 0 | 0 | 0 | 0 | 0 | 0 | 0 | 0 | 0 | 0 | 0 | 0 | 0 | 0 | 0 | 0 | 0 | 0 | 0 | 0 | 0 | 0 | 0 | 0 | 0 | 0 | 0 | 0 | 0 | 0 | 0 | 0 | 0 | 0 | 0 | 0 | 0 | 0 | Insulated duct. | Insulated duct. | Insulated duct. | Insulated duct. | Insulated duct. | Insulated duct. | Insulated duct. | Insulated duct. | Insulated duct. | Insulated duct. | Insulated duct. | Insulated duct. | Insulated duct. | Insulated duct. | Insulated duct. | Insulated duct. | Insulated duct. | Insulated duct. | Insulated duct. | Insulated duct. | Insulated duct. | Insulated duct. | Insulated duct. | Insulated duct. | Insulated duct. | Insulated duct. | Insulated duct. | Insulated duct. | 9.2 | 9.2 | 9.2 | 9.2 | 9.2 | 9.2 | 9.2 | 9.2 | 9.2 | 9.2 | 9.2 | 9.2 | 9.2 | 9.2 | 9.2 | 9.2 | 9.2 | 9.2 | 9.2 | 9.2 | 9.2 | 9.2 | 9.2 | 9.2 | 9.2 | 9.2 | 9.2 | 9.2 | -0.0021 | -0.0021 | -0.0021 | -0.0021 | -0.0021 | -0.0021 | -0.0021 | -0.0021 | -0.0021 | -0.0021 | -0.0021 | -0.0021 | -0.0021 | -0.0021 | -0.0021 | -0.0021 | -0.0021 | -0.0021 | -0.0021 | -0.0021 | -0.0021 | -0.0021 | -0.0021 | -0.0021 | -0.0021 | -0.0021 | -0.0021 | -0.0021 | 0 | 0 | 0 | 0 | 0 | 0 | 0 | 0 | 0 | 0 | 0 | 0 | 0 | 0 | 0 | 0 | 0 | 0 | 0 | 0 | 0 | 0 | 0 | 0 | 0 | 0 | 0 | 0 | 0 | 0 | 0 | 0 | 0 | 0 | 0 | 0 | 0 | 0 | 0 | 0 | 0 | 0 | 0 | 0 | 0 | 0 | 0 | 0 | 0 | 0 | 0 | 0 | 0 | 0 | 0 | 0 | 0 | 0 | 0 | 0 | 0 | 0 | 0 | 0 | 0 | 0 | 0 | 0 | 0 | 0 | 0 | 0 | 0 | 0 | 0 | 0 | 0 | 0 | 0 | 0 | 0 | 0 | 0 | 0 | 0 | 0
Advanced New Construction Designs_Restaurant_Existing_Not Applicable Segment or Vintage | Advanced New Construction Designs_Restaurant_Existing | Advanced New Construction Designs_Commercial_Existing_Not Applicable Segment or Vintage_Not Applicable Segment or Vintage | Commercial | Restaurant | Existing | Space Heating | Natural Gas | Advanced New Construction Designs | NEQ | Not Applicable Segment or Vintage | 20 | 20 | 20 | 0 | 0 | 0 | 0.25 | 0.75 | RetroEven20 | 0.03333333333333333 | TBD | A | WCM145 | 0.7 | 0.42 | sqft | 0.0321 | 0 | 0 | 0 | 0 | Not Applicable Segment or Vintage | Not Applicable Segment or Vintage | Not Applicable Segment or Vintage | 0 | 0 | 0 | Not Applicable Segment or Vintage | Not Applicable Segment or Vintage | Not Applicable Segment or Vintage | Not Applicable Segment or Vintage | Not Applicable Segment or Vintage | Not Applicable Segment or Vintage | Not Applicable Segment or Vintage | Not Applicable Segment or Vintage | Not Applicable Segment or Vintage | Not Applicable Segment or Vintage | Not Applicable Segment or Vintage | Not Applicable Segment or Vintage | Not Applicable Segment or Vintage | Not Applicable Segment or Vintage | Not Applicable Segment or Vintage | Not Applicable Segment or Vintage | Not Applicable Segment or Vintage | Not Applicable Segment or Vintage | Not Applicable Segment or Vintage | Not Applicable Segment or Vintage | Not Applicable Segment or Vintage | Not Applicable Segment or Vintage | Not Applicable Segment or Vintage | Not Applicable Segment or Vintage | Not Applicable Segment or Vintage | Not Applicable Segment or Vintage | Not Applicable Segment or Vintage | Not Applicable Segment or Vintage | 0 | 0 | 0 | 0 | 0 | 0 | 0 | 0 | 0 | 0 | 0 | 0 | 0 | 0 | 0 | 0 | 0 | 0 | 0 | 0 | 0 | 0 | 0 | 0 | 0 | 0 | 0 | 0 | 0 | 0 | 0 | 0 | 0 | 0 | 0 | 0 | 0 | 0 | 0 | 0 | 0 | 0 | 0 | 0 | 0 | 0 | 0 | 0 | 0 | 0 | 0 | 0 | 0 | 0 | 0 | 0 | 0 | 0 | 0 | 230494.0979522552 | 230494.09795225525 | 230494.09795225528 | 230494.09795225528 | 230494.09795225528 | 230494.09795225528 | 230494.09795225525 | 230494.09795225525 | 230494.09795225528 | 230494.09795225525 | 230494.0979522552 | 230494.09795225525 | 230494.09795225528 | 230494.09795225525 | 230494.0979522552 | 230494.09795225525 | 230494.09795225525 | 230494.09795225525 | 230494.09795225525 | 153662.73196817015 | 9.693522803355793E-27 | 9.693522803355793E-27 | 9.693522803355793E-27 | 9.693522803355793E-27 | 9.693522803355793E-27 | 0 | 0 | 0 | 230494.0979522552 | 460988.19590451044 | 691482.2938567657 | 921976.391809021 | 1152470.4897612762 | 1382964.5877135315 | 1613458.6856657867 | 1843952.783618042 | 2074446.8815702973 | 2304940.9795225523 | 2535435.0774748074 | 2765929.1754270624 | 2996423.2733793175 | 3226917.3713315725 | 3457411.4692838276 | 3687905.5672360826 | 3918399.6651883377 | 4148893.7631405927 | 4379387.861092848 | 4533050.593061018 | 4533050.593061018 | 4533050.593061018 | 4533050.593061018 | 4533050.593061018 | 4533050.593061018 | Not Applicable Segment or Vintage | Not Applicable Segment or Vintage | Not Applicable Segment or Vintage | Not Applicable Segment or Vintage | Not Applicable Segment or Vintage | Not Applicable Segment or Vintage | Not Applicable Segment or Vintage | Not Applicable Segment or Vintage | Not Applicable Segment or Vintage | Not Applicable Segment or Vintage | Not Applicable Segment or Vintage | Not Applicable Segment or Vintage | Not Applicable Segment or Vintage | Not Applicable Segment or Vintage | Not Applicable Segment or Vintage | Not Applicable Segment or Vintage | Not Applicable Segment or Vintage | Not Applicable Segment or Vintage | Not Applicable Segment or Vintage | Not Applicable Segment or Vintage | Not Applicable Segment or Vintage | Not Applicable Segment or Vintage | Not Applicable Segment or Vintage | Not Applicable Segment or Vintage | Not Applicable Segment or Vintage | Not Applicable Segment or Vintage | Not Applicable Segment or Vintage | Not Applicable Segment or Vintage | 0 | 0 | 0 | 0 | 0 | 0 | 0 | 0 | 0 | 0 | 0 | 0 | 0 | 0 | 0 | 0 | 0 | 0 | 0 | 0 | 0 | 0 | 0 | 0 | 0 | 0 | 0 | 0 | 0 | 0 | 0 | 0 | 0 | 0 | 0 | 0 | 0 | 0 | 0 | 0 | 0 | 0 | 0 | 0 | 0 | 0 | 0 | 0 | 0 | 0 | 0 | 0 | 0 | 0 | 0 | 0 | 0 | 0 | 0 | 0 | 0 | 0 | 0 | 0 | 0 | 0 | 0 | 0 | 0 | 0 | 0 | 0 | 0 | 0 | 0 | 0 | 0 | 0 | 0 | 0 | 0 | 0 | 0 | 0 | 0 | 0 | 0 | 0 | 0 | 0 | 0 | 0 | 0 | 0 | 0 | 0 | 0 | 0 | 0 | 0 | 0 | 0 | 0 | 0 | 0 | 0 | 0 | 0 | 0 | 0 | 0 | 0 | 0 | 0 | 0 | 0 | 0 | 0 | 0 | 0 | 0 | 0 | 0 | 0 | 0 | 0 | 0 | 0 | 0 | 0 | 0 | 0 | 0 | 0 | 0 | 0 | 0 | 0 | 0 | 0 | 0 | 0 | 0 | 0 | 0 | 0 | 0 | 0 | 0 | 0 | 0 | 0 | 0 | 0 | 0 | 0 | 0 | 0 | 0 | 0 | 0 | 0 | 0 | 0 | 0 | 0 | 0 | 0 | Not Applicable Segment or Vintage | Not Applicable Segment or Vintage | Not Applicable Segment or Vintage | Not Applicable Segment or Vintage | Not Applicable Segment or Vintage | Not Applicable Segment or Vintage | Not Applicable Segment or Vintage | Not Applicable Segment or Vintage | Not Applicable Segment or Vintage | Not Applicable Segment or Vintage | Not Applicable Segment or Vintage | Not Applicable Segment or Vintage | Not Applicable Segment or Vintage | Not Applicable Segment or Vintage | Not Applicable Segment or Vintage | Not Applicable Segment or Vintage | Not Applicable Segment or Vintage | Not Applicable Segment or Vintage | Not Applicable Segment or Vintage | Not Applicable Segment or Vintage | Not Applicable Segment or Vintage | Not Applicable Segment or Vintage | Not Applicable Segment or Vintage | Not Applicable Segment or Vintage | Not Applicable Segment or Vintage | Not Applicable Segment or Vintage | Not Applicable Segment or Vintage | Not Applicable Segment or Vintage | 0 | 0 | 0 | 0 | 0 | 0 | 0 | 0 | 0 | 0 | 0 | 0 | 0 | 0 | 0 | 0 | 0 | 0 | 0 | 0 | 0 | 0 | 0 | 0 | 0 | 0 | 0 | 0 | 0 | 0 | 0 | 0 | 0 | 0 | 0 | 0 | 0 | 0 | 0 | 0 | 0 | 0 | 0 | 0 | 0 | 0 | 0 | 0 | 0 | 0 | 0 | 0 | 0 | 0 | 0 | 0 | 0 | 0 | 0 | 0 | 0 | 0 | 0 | 0 | 0 | 0 | 0 | 0 | 0 | 0 | 0 | 0 | 0 | 0 | 0 | 0 | 0 | 0 | 0 | 0 | 0 | 0 | 0 | 0 | 0 | 0 | 0 | 0 | 0 | 0 | 0 | 0 | 0 | 0 | 0 | 0 | 0 | 0 | 0 | 0 | 0 | 0 | 0 | 0 | 0 | 0 | 0 | 0 | 0 | 0 | 0 | 0 | 0 | 0 | 0 | 0 | 0 | 0 | 0 | 0 | 0 | 0 | 0 | 0 | 0 | 0 | 0 | 0 | 0 | 0 | 0 | 0 | 0 | 0 | 0 | 0 | 0 | 0 | 0 | 0 | 0 | 0
Lodging - Guest Room Controls_Restaurant_Existing_Equipment that determines the occupancy of the room | Lodging - Guest Room Controls_Restaurant_Existing | Lodging - Guest Room Controls_Commercial_Existing_manual heating/cooling temperature set-point and fan On/Off/Auto thermostat controls_Equipment that determines the occupancy of the room | Commercial | Restaurant | Existing | Space Heating | Natural Gas | Lodging - Guest Room Controls | NEQ | manual heating/cooling temperature set-point and fan On/Off/Auto thermostat controls | 15 | 15 | 15 | 0 | 0 | 0 | 0 | 0 | Retro5Med | 8.35569166605469E-06 | TBD | A | WCM143 | 0.7 | 0.42 | LodgUnit | 0.0321 | 0 | 0 | 0 | 0 | IL TRM v13 - 4.4.8 - Guest Room Energy Management (PTAC & PTHP) - CI-HVC-GREM-V06-0601 | IL TRM v13 - 4.4.8 - Guest Room Energy Management (PTAC & PTHP) - CI-HVC-GREM-V06-0601 | AEG BEST | 0 | 0 | 319.8724 | manual heating/cooling temperature set-point and fan On/Off/Auto thermostat controls | manual heating/cooling temperature set-point and fan On/Off/Auto thermostat controls | manual heating/cooling temperature set-point and fan On/Off/Auto thermostat controls | manual heating/cooling temperature set-point and fan On/Off/Auto thermostat controls | manual heating/cooling temperature set-point and fan On/Off/Auto thermostat controls | manual heating/cooling temperature set-point and fan On/Off/Auto thermostat controls | manual heating/cooling temperature set-point and fan On/Off/Auto thermostat controls | manual heating/cooling temperature set-point and fan On/Off/Auto thermostat controls | manual heating/cooling temperature set-point and fan On/Off/Auto thermostat controls | manual heating/cooling temperature set-point and fan On/Off/Auto thermostat controls | manual heating/cooling temperature set-point and fan On/Off/Auto thermostat controls | manual heating/cooling temperature set-point and fan On/Off/Auto thermostat controls | manual heating/cooling temperature set-point and fan On/Off/Auto thermostat controls | manual heating/cooling temperature set-point and fan On/Off/Auto thermostat controls | manual heating/cooling temperature set-point and fan On/Off/Auto thermostat controls | manual heating/cooling temperature set-point and fan On/Off/Auto thermostat controls | manual heating/cooling temperature set-point and fan On/Off/Auto thermostat controls | manual heating/cooling temperature set-point and fan On/Off/Auto thermostat controls | manual heating/cooling temperature set-point and fan On/Off/Auto thermostat controls | manual heating/cooling temperature set-point and fan On/Off/Auto thermostat controls | manual heating/cooling temperature set-point and fan On/Off/Auto thermostat controls | manual heating/cooling temperature set-point and fan On/Off/Auto thermostat controls | manual heating/cooling temperature set-point and fan On/Off/Auto thermostat controls | manual heating/cooling temperature set-point and fan On/Off/Auto thermostat controls | manual heating/cooling temperature set-point and fan On/Off/Auto thermostat controls | manual heating/cooling temperature set-point and fan On/Off/Auto thermostat controls | manual heating/cooling temperature set-point and fan On/Off/Auto thermostat controls | manual heating/cooling temperature set-point and fan On/Off/Auto thermostat controls | 0 | 0 | 0 | 0 | 0 | 0 | 0 | 0 | 0 | 0 | 0 | 0 | 0 | 0 | 0 | 0 | 0 | 0 | 0 | 0 | 0 | 0 | 0 | 0 | 0 | 0 | 0 | 0 | 0 | 0 | 0 | 0 | 0 | 0 | 0 | 0 | 0 | 0 | 0 | 0 | 0 | 0 | 0 | 0 | 0 | 0 | 0 | 0 | 0 | 0 | 0 | 0 | 0 | 0 | 0 | 0 | 0 | 0 | 0 | 0 | 0 | 0 | 0 | 0 | 0 | 0 | 0 | 0 | 0 | 0 | 0 | 0 | 0 | 0 | 0 | 0 | 0 | 0 | 0 | 0 | 0 | 0 | 0 | 0 | 0 | 0 | 0 | 0 | 0 | 0 | 0 | 0 | 0 | 0 | 0 | 0 | 0 | 0 | 0 | 0 | 0 | 0 | 0 | 0 | 0 | 0 | 0 | 0 | 0 | 0 | 0 | 0 | Equipment that determines the occupancy of the room | Equipment that determines the occupancy of the room | Equipment that determines the occupancy of the room | Equipment that determines the occupancy of the room | Equipment that determines the occupancy of the room | Equipment that determines the occupancy of the room | Equipment that determines the occupancy of the room | Equipment that determines the occupancy of the room | Equipment that determines the occupancy of the room | Equipment that determines the occupancy of the room | Equipment that determines the occupancy of the room | Equipment that determines the occupancy of the room | Equipment that determines the occupancy of the room | Equipment that determines the occupancy of the room | Equipment that determines the occupancy of the room | Equipment that determines the occupancy of the room | Equipment that determines the occupancy of the room | Equipment that determines the occupancy of the room | Equipment that determines the occupancy of the room | Equipment that determines the occupancy of the room | Equipment that determines the occupancy of the room | Equipment that determines the occupancy of the room | Equipment that determines the occupancy of the room | Equipment that determines the occupancy of the room | Equipment that determines the occupancy of the room | Equipment that determines the occupancy of the room | Equipment that determines the occupancy of the room | Equipment that determines the occupancy of the room | 319.8724 | 319.8724 | 319.8724 | 319.8724 | 319.8724 | 319.8724 | 319.8724 | 319.8724 | 319.8724 | 319.8724 | 319.8724 | 319.8724 | 319.8724 | 319.8724 | 319.8724 | 319.8724 | 319.8724 | 319.8724 | 319.8724 | 319.8724 | 319.8724 | 319.8724 | 319.8724 | 319.8724 | 319.8724 | 319.8724 | 319.8724 | 319.8724 | 0 | 0 | 0 | 0 | 0 | 0 | 0 | 0 | 0 | 0 | 0 | 0 | 0 | 0 | 0 | 0 | 0 | 0 | 0 | 0 | 0 | 0 | 0 | 0 | 0 | 0 | 0 | 0 | 0 | 0 | 0 | 0 | 0 | 0 | 0 | 0 | 0 | 0 | 0 | 0 | 0 | 0 | 0 | 0 | 0 | 0 | 0 | 0 | 0 | 0 | 0 | 0 | 0 | 0 | 0 | 0 | 0 | 0 | 0 | 0 | 0 | 0 | 0 | 0 | 0 | 0 | 0 | 0 | 0 | 0 | 0 | 0 | 0 | 0 | 0 | 0 | 0 | 0 | 0 | 0 | 0 | 0 | 0 | 0 | 0 | 0 | 0 | 0 | 0 | 0 | 0 | 0 | 0 | 0 | 0 | 0 | 0 | 0 | 0 | 0 | 0 | 0 | 0 | 0 | 0 | 0 | 0 | 0 | 0 | 0 | 0 | 0 | 0 | 0 | 0 | 0 | 0 | 0 | 0 | 0 | 0 | 0 | 0 | 0 | 0 | 0 | 0 | 0 | 0 | 0 | 0 | 0 | 0 | 0 | 0 | 0 | 0 | 0 | 0 | 0 | Equipment that determines the occupancy of the room | Equipment that determines the occupancy of the room | Equipment that determines the occupancy of the room | Equipment that determines the occupancy of the room | Equipment that determines the occupancy of the room | Equipment that determines the occupancy of the room | Equipment that determines the occupancy of the room | Equipment that determines the occupancy of the room | Equipment that determines the occupancy of the room | Equipment that determines the occupancy of the room | Equipment that determines the occupancy of the room | Equipment that determines the occupancy of the room | Equipment that determines the occupancy of the room | Equipment that determines the occupancy of the room | Equipment that determines the occupancy of the room | Equipment that determines the occupancy of the room | Equipment that determines the occupancy of the room | Equipment that determines the occupancy of the room | Equipment that determines the occupancy of the room | Equipment that determines the occupancy of the room | Equipment that determines the occupancy of the room | Equipment that determines the occupancy of the room | Equipment that determines the occupancy of the room | Equipment that determines the occupancy of the room | Equipment that determines the occupancy of the room | Equipment that determines the occupancy of the room | Equipment that determines the occupancy of the room | Equipment that determines the occupancy of the room | 319.8724 | 319.8724 | 319.8724 | 319.8724 | 319.8724 | 319.8724 | 319.8724 | 319.8724 | 319.8724 | 319.8724 | 319.8724 | 319.8724 | 319.8724 | 319.8724 | 319.8724 | 319.8724 | 319.8724 | 319.8724 | 319.8724 | 319.8724 | 319.8724 | 319.8724 | 319.8724 | 319.8724 | 319.8724 | 319.8724 | 319.8724 | 319.8724 | 0 | 0 | 0 | 0 | 0 | 0 | 0 | 0 | 0 | 0 | 0 | 0 | 0 | 0 | 0 | 0 | 0 | 0 | 0 | 0 | 0 | 0 | 0 | 0 | 0 | 0 | 0 | 0 | 0 | 0 | 0 | 0 | 0 | 0 | 0 | 0 | 0 | 0 | 0 | 0 | 0 | 0 | 0 | 0 | 0 | 0 | 0 | 0 | 0 | 0 | 0 | 0 | 0 | 0 | 0 | 0 | 0 | 0 | 0 | 0 | 0 | 0 | 0 | 0 | 0 | 0 | 0 | 0 | 0 | 0 | 0 | 0 | 0 | 0 | 0 | 0 | 0 | 0 | 0 | 0 | 0 | 0 | 0 | 0 | 0 | 0 | 0 | 0 | 0 | 0 | 0 | 0 | 0 | 0 | 0 | 0 | 0 | 0 | 0 | 0 | 0 | 0 | 0 | 0 | 0 | 0 | 0 | 0 | 0 | 0 | 0 | 0 | 0 | 0
Ducting - Repair and Sealing_Restaurant_New_Not Applicable Segment or Vintage | Ducting - Repair and Sealing_Restaurant_New | Ducting - Repair and Sealing_Commercial_New_Not Applicable Segment or Vintage_Not Applicable Segment or Vintage | Commercial | Restaurant | New | Space Heating | Natural Gas | Ducting - Repair and Sealing | NEQ | Not Applicable Segment or Vintage | 15 | 15 | 15 | 0 | 0 | 0 | 0 | 0 | Retro5Med | 8.35569166605469E-06 | TBD | A | WCM154 | 0.7 | 0.42 | sqft | 0.0321 | 0 | 0 | 0 | 0 | Not Applicable Segment or Vintage | Not Applicable Segment or Vintage | AEG BEST | 0 | 0 | 0 | Not Applicable Segment or Vintage | Not Applicable Segment or Vintage | Not Applicable Segment or Vintage | Not Applicable Segment or Vintage | Not Applicable Segment or Vintage | Not Applicable Segment or Vintage | Not Applicable Segment or Vintage | Not Applicable Segment or Vintage | Not Applicable Segment or Vintage | Not Applicable Segment or Vintage | Not Applicable Segment or Vintage | Not Applicable Segment or Vintage | Not Applicable Segment or Vintage | Not Applicable Segment or Vintage | Not Applicable Segment or Vintage | Not Applicable Segment or Vintage | Not Applicable Segment or Vintage | Not Applicable Segment or Vintage | Not Applicable Segment or Vintage | Not Applicable Segment or Vintage | Not Applicable Segment or Vintage | Not Applicable Segment or Vintage | Not Applicable Segment or Vintage | Not Applicable Segment or Vintage | Not Applicable Segment or Vintage | Not Applicable Segment or Vintage | Not Applicable Segment or Vintage | Not Applicable Segment or Vintage | 0 | 0 | 0 | 0 | 0 | 0 | 0 | 0 | 0 | 0 | 0 | 0 | 0 | 0 | 0 | 0 | 0 | 0 | 0 | 0 | 0 | 0 | 0 | 0 | 0 | 0 | 0 | 0 | 0 | 0 | 0 | 0 | 0 | 0 | 0 | 0 | 0 | 0 | 0 | 0 | 0 | 0 | 0 | 0 | 0 | 0 | 0 | 0 | 0 | 0 | 0 | 0 | 0 | 0 | 0 | 0 | 0 | 0 | 0 | 0 | 0 | 0 | 0 | 0 | 0 | 0 | 0 | 0 | 0 | 0 | 0 | 0 | 0 | 0 | 0 | 0 | 0 | 0 | 0 | 0 | 0 | 0 | 0 | 0 | 0 | 0 | 0 | 0 | 0 | 0 | 0 | 0 | 0 | 0 | 0 | 0 | 0 | 0 | 0 | 0 | 0 | 0 | 0 | 0 | 0 | 0 | 0 | 0 | 0 | 0 | 0 | 0 | Not Applicable Segment or Vintage | Not Applicable Segment or Vintage | Not Applicable Segment or Vintage | Not Applicable Segment or Vintage | Not Applicable Segment or Vintage | Not Applicable Segment or Vintage | Not Applicable Segment or Vintage | Not Applicable Segment or Vintage | Not Applicable Segment or Vintage | Not Applicable Segment or Vintage | Not Applicable Segment or Vintage | Not Applicable Segment or Vintage | Not Applicable Segment or Vintage | Not Applicable Segment or Vintage | Not Applicable Segment or Vintage | Not Applicable Segment or Vintage | Not Applicable Segment or Vintage | Not Applicable Segment or Vintage | Not Applicable Segment or Vintage | Not Applicable Segment or Vintage | Not Applicable Segment or Vintage | Not Applicable Segment or Vintage | Not Applicable Segment or Vintage | Not Applicable Segment or Vintage | Not Applicable Segment or Vintage | Not Applicable Segment or Vintage | Not Applicable Segment or Vintage | Not Applicable Segment or Vintage | 0 | 0 | 0 | 0 | 0 | 0 | 0 | 0 | 0 | 0 | 0 | 0 | 0 | 0 | 0 | 0 | 0 | 0 | 0 | 0 | 0 | 0 | 0 | 0 | 0 | 0 | 0 | 0 | 0 | 0 | 0 | 0 | 0 | 0 | 0 | 0 | 0 | 0 | 0 | 0 | 0 | 0 | 0 | 0 | 0 | 0 | 0 | 0 | 0 | 0 | 0 | 0 | 0 | 0 | 0 | 0 | 0 | 0 | 0 | 0 | 0 | 0 | 0 | 0 | 0 | 0 | 0 | 0 | 0 | 0 | 0 | 0 | 0 | 0 | 0 | 0 | 0 | 0 | 0 | 0 | 0 | 0 | 0 | 0 | 0 | 0 | 0 | 0 | 0 | 0 | 0 | 0 | 0 | 0 | 0 | 0 | 0 | 0 | 0 | 0 | 0 | 0 | 0 | 0 | 0 | 0 | 0 | 0 | 0 | 0 | 0 | 0 | 0 | 0 | 0 | 0 | 0 | 0 | 0 | 0 | 0 | 0 | 0 | 0 | 0 | 0 | 0 | 0 | 0 | 0 | 0 | 0 | 0 | 0 | 0 | 0 | 0 | 0 | 0 | 0 | 0 | 0 | 0 | 0 | 0 | 0 | 0 | 0 | 0 | 0 | 0 | 0 | 0 | 0 | 0 | 0 | 0 | 0 | 0 | 0 | 0 | 0 | 0 | 0 | 0 | 0 | 0 | 0 | Not Applicable Segment or Vintage | Not Applicable Segment or Vintage | Not Applicable Segment or Vintage | Not Applicable Segment or Vintage | Not Applicable Segment or Vintage | Not Applicable Segment or Vintage | Not Applicable Segment or Vintage | Not Applicable Segment or Vintage | Not Applicable Segment or Vintage | Not Applicable Segment or Vintage | Not Applicable Segment or Vintage | Not Applicable Segment or Vintage | Not Applicable Segment or Vintage | Not Applicable Segment or Vintage | Not Applicable Segment or Vintage | Not Applicable Segment or Vintage | Not Applicable Segment or Vintage | Not Applicable Segment or Vintage | Not Applicable Segment or Vintage | Not Applicable Segment or Vintage | Not Applicable Segment or Vintage | Not Applicable Segment or Vintage | Not Applicable Segment or Vintage | Not Applicable Segment or Vintage | Not Applicable Segment or Vintage | Not Applicable Segment or Vintage | Not Applicable Segment or Vintage | Not Applicable Segment or Vintage | 0 | 0 | 0 | 0 | 0 | 0 | 0 | 0 | 0 | 0 | 0 | 0 | 0 | 0 | 0 | 0 | 0 | 0 | 0 | 0 | 0 | 0 | 0 | 0 | 0 | 0 | 0 | 0 | 0 | 0 | 0 | 0 | 0 | 0 | 0 | 0 | 0 | 0 | 0 | 0 | 0 | 0 | 0 | 0 | 0 | 0 | 0 | 0 | 0 | 0 | 0 | 0 | 0 | 0 | 0 | 0 | 0 | 0 | 0 | 0 | 0 | 0 | 0 | 0 | 0 | 0 | 0 | 0 | 0 | 0 | 0 | 0 | 0 | 0 | 0 | 0 | 0 | 0 | 0 | 0 | 0 | 0 | 0 | 0 | 0 | 0 | 0 | 0 | 0 | 0 | 0 | 0 | 0 | 0 | 0 | 0 | 0 | 0 | 0 | 0 | 0 | 0 | 0 | 0 | 0 | 0 | 0 | 0 | 0 | 0 | 0 | 0 | 0 | 0 | 0 | 0 | 0 | 0 | 0 | 0 | 0 | 0 | 0 | 0 | 0 | 0 | 0 | 0 | 0 | 0 | 0 | 0 | 0 | 0 | 0 | 0 | 0 | 0 | 0 | 0 | 0 | 0
Insulation - Ducting_Restaurant_New_Not Applicable Segment or Vintage | Insulation - Ducting_Restaurant_New | Insulation - Ducting_Commercial_New_Not Applicable Segment or Vintage_Not Applicable Segment or Vintage | Commercial | Restaurant | New | Space Heating | Natural Gas | Insulation - Ducting | NEQ | Not Applicable Segment or Vintage | 15 | 15 | 15 | 0 | 0 | 0 | 0 | 0 | Retro5Med | 8.35569166605469E-06 | TBD | A | WCM153 | 0.7 | 0.42 | sqft | 0.0321 | 0 | 0 | 0 | 0 | Not Applicable Segment or Vintage | Not Applicable Segment or Vintage | AEG BEST | 0 | 0 | 0 | Not Applicable Segment or Vintage | Not Applicable Segment or Vintage | Not Applicable Segment or Vintage | Not Applicable Segment or Vintage | Not Applicable Segment or Vintage | Not Applicable Segment or Vintage | Not Applicable Segment or Vintage | Not Applicable Segment or Vintage | Not Applicable Segment or Vintage | Not Applicable Segment or Vintage | Not Applicable Segment or Vintage | Not Applicable Segment or Vintage | Not Applicable Segment or Vintage | Not Applicable Segment or Vintage | Not Applicable Segment or Vintage | Not Applicable Segment or Vintage | Not Applicable Segment or Vintage | Not Applicable Segment or Vintage | Not Applicable Segment or Vintage | Not Applicable Segment or Vintage | Not Applicable Segment or Vintage | Not Applicable Segment or Vintage | Not Applicable Segment or Vintage | Not Applicable Segment or Vintage | Not Applicable Segment or Vintage | Not Applicable Segment or Vintage | Not Applicable Segment or Vintage | Not Applicable Segment or Vintage | 0 | 0 | 0 | 0 | 0 | 0 | 0 | 0 | 0 | 0 | 0 | 0 | 0 | 0 | 0 | 0 | 0 | 0 | 0 | 0 | 0 | 0 | 0 | 0 | 0 | 0 | 0 | 0 | 0 | 0 | 0 | 0 | 0 | 0 | 0 | 0 | 0 | 0 | 0 | 0 | 0 | 0 | 0 | 0 | 0 | 0 | 0 | 0 | 0 | 0 | 0 | 0 | 0 | 0 | 0 | 0 | 0 | 0 | 0 | 0 | 0 | 0 | 0 | 0 | 0 | 0 | 0 | 0 | 0 | 0 | 0 | 0 | 0 | 0 | 0 | 0 | 0 | 0 | 0 | 0 | 0 | 0 | 0 | 0 | 0 | 0 | 0 | 0 | 0 | 0 | 0 | 0 | 0 | 0 | 0 | 0 | 0 | 0 | 0 | 0 | 0 | 0 | 0 | 0 | 0 | 0 | 0 | 0 | 0 | 0 | 0 | 0 | Not Applicable Segment or Vintage | Not Applicable Segment or Vintage | Not Applicable Segment or Vintage | Not Applicable Segment or Vintage | Not Applicable Segment or Vintage | Not Applicable Segment or Vintage | Not Applicable Segment or Vintage | Not Applicable Segment or Vintage | Not Applicable Segment or Vintage | Not Applicable Segment or Vintage | Not Applicable Segment or Vintage | Not Applicable Segment or Vintage | Not Applicable Segment or Vintage | Not Applicable Segment or Vintage | Not Applicable Segment or Vintage | Not Applicable Segment or Vintage | Not Applicable Segment or Vintage | Not Applicable Segment or Vintage | Not Applicable Segment or Vintage | Not Applicable Segment or Vintage | Not Applicable Segment or Vintage | Not Applicable Segment or Vintage | Not Applicable Segment or Vintage | Not Applicable Segment or Vintage | Not Applicable Segment or Vintage | Not Applicable Segment or Vintage | Not Applicable Segment or Vintage | Not Applicable Segment or Vintage | 0 | 0 | 0 | 0 | 0 | 0 | 0 | 0 | 0 | 0 | 0 | 0 | 0 | 0 | 0 | 0 | 0 | 0 | 0 | 0 | 0 | 0 | 0 | 0 | 0 | 0 | 0 | 0 | 0 | 0 | 0 | 0 | 0 | 0 | 0 | 0 | 0 | 0 | 0 | 0 | 0 | 0 | 0 | 0 | 0 | 0 | 0 | 0 | 0 | 0 | 0 | 0 | 0 | 0 | 0 | 0 | 0 | 0 | 0 | 0 | 0 | 0 | 0 | 0 | 0 | 0 | 0 | 0 | 0 | 0 | 0 | 0 | 0 | 0 | 0 | 0 | 0 | 0 | 0 | 0 | 0 | 0 | 0 | 0 | 0 | 0 | 0 | 0 | 0 | 0 | 0 | 0 | 0 | 0 | 0 | 0 | 0 | 0 | 0 | 0 | 0 | 0 | 0 | 0 | 0 | 0 | 0 | 0 | 0 | 0 | 0 | 0 | 0 | 0 | 0 | 0 | 0 | 0 | 0 | 0 | 0 | 0 | 0 | 0 | 0 | 0 | 0 | 0 | 0 | 0 | 0 | 0 | 0 | 0 | 0 | 0 | 0 | 0 | 0 | 0 | 0 | 0 | 0 | 0 | 0 | 0 | 0 | 0 | 0 | 0 | 0 | 0 | 0 | 0 | 0 | 0 | 0 | 0 | 0 | 0 | 0 | 0 | 0 | 0 | 0 | 0 | 0 | 0 | Not Applicable Segment or Vintage | Not Applicable Segment or Vintage | Not Applicable Segment or Vintage | Not Applicable Segment or Vintage | Not Applicable Segment or Vintage | Not Applicable Segment or Vintage | Not Applicable Segment or Vintage | Not Applicable Segment or Vintage | Not Applicable Segment or Vintage | Not Applicable Segment or Vintage | Not Applicable Segment or Vintage | Not Applicable Segment or Vintage | Not Applicable Segment or Vintage | Not Applicable Segment or Vintage | Not Applicable Segment or Vintage | Not Applicable Segment or Vintage | Not Applicable Segment or Vintage | Not Applicable Segment or Vintage | Not Applicable Segment or Vintage | Not Applicable Segment or Vintage | Not Applicable Segment or Vintage | Not Applicable Segment or Vintage | Not Applicable Segment or Vintage | Not Applicable Segment or Vintage | Not Applicable Segment or Vintage | Not Applicable Segment or Vintage | Not Applicable Segment or Vintage | Not Applicable Segment or Vintage | 0 | 0 | 0 | 0 | 0 | 0 | 0 | 0 | 0 | 0 | 0 | 0 | 0 | 0 | 0 | 0 | 0 | 0 | 0 | 0 | 0 | 0 | 0 | 0 | 0 | 0 | 0 | 0 | 0 | 0 | 0 | 0 | 0 | 0 | 0 | 0 | 0 | 0 | 0 | 0 | 0 | 0 | 0 | 0 | 0 | 0 | 0 | 0 | 0 | 0 | 0 | 0 | 0 | 0 | 0 | 0 | 0 | 0 | 0 | 0 | 0 | 0 | 0 | 0 | 0 | 0 | 0 | 0 | 0 | 0 | 0 | 0 | 0 | 0 | 0 | 0 | 0 | 0 | 0 | 0 | 0 | 0 | 0 | 0 | 0 | 0 | 0 | 0 | 0 | 0 | 0 | 0 | 0 | 0 | 0 | 0 | 0 | 0 | 0 | 0 | 0 | 0 | 0 | 0 | 0 | 0 | 0 | 0 | 0 | 0 | 0 | 0 | 0 | 0 | 0 | 0 | 0 | 0 | 0 | 0 | 0 | 0 | 0 | 0 | 0 | 0 | 0 | 0 | 0 | 0 | 0 | 0 | 0 | 0 | 0 | 0 | 0 | 0 | 0 | 0 | 0 | 0
Advanced New Construction Designs_Restaurant_New_Advanced new construction buildings exceeding ASHRAE 90.1 requirements using integrated design approach. | Advanced New Construction Designs_Restaurant_New | Advanced New Construction Designs_Commercial_New_New construction building meeting current code._Advanced new construction buildings exceeding ASHRAE 90.1 requirements using integrated design approach. | Commercial | Restaurant | New | Space Heating | Natural Gas | Advanced New Construction Designs | NEQ | New construction building meeting current code. | 30 | 30 | 30 | 0 | 0 | 0 | 0.25 | 0.75 | RetroEven20 | 0.03333333333333333 | TBD | A | WCM195 | 0.7 | 0.42 | sqft cond | 0.0321 | 0 | 0 | 0 | 0 | Pacific Northwest National Laboratory. Expanded Energy Credits in Energy Codes. PNNL-31572. July 2021. | The Technical Feasibility of Zero Net Energy Buildings in California, CALMAC Study ID - PGE0326.01. December 2012. | Pacific Northwest National Laboratory. Expanded Energy Credits in Energy Codes. PNNL-31572. July 2021. | 0 | 0 | 4.4221 | New construction building meeting current code. | New construction building meeting current code. | New construction building meeting current code. | New construction building meeting current code. | New construction building meeting current code. | New construction building meeting current code. | New construction building meeting current code. | New construction building meeting current code. | New construction building meeting current code. | New construction building meeting current code. | New construction building meeting current code. | New construction building meeting current code. | New construction building meeting current code. | New construction building meeting current code. | New construction building meeting current code. | New construction building meeting current code. | New construction building meeting current code. | New construction building meeting current code. | New construction building meeting current code. | New construction building meeting current code. | New construction building meeting current code. | New construction building meeting current code. | New construction building meeting current code. | New construction building meeting current code. | New construction building meeting current code. | New construction building meeting current code. | New construction building meeting current code. | New construction building meeting current code. | 0 | 0 | 0 | 0 | 0 | 0 | 0 | 0 | 0 | 0 | 0 | 0 | 0 | 0 | 0 | 0 | 0 | 0 | 0 | 0 | 0 | 0 | 0 | 0 | 0 | 0 | 0 | 0 | 0 | 0 | 0 | 0 | 0 | 0 | 0 | 0 | 0 | 0 | 0 | 0 | 0 | 0 | 0 | 0 | 0 | 0 | 0 | 0 | 0 | 0 | 0 | 0 | 0 | 0 | 0 | 0 | 0 | 0 | 0 | 0 | 0 | 0 | 0 | 0 | 0 | 0 | 0 | 0 | 0 | 0 | 0 | 0 | 0 | 0 | 0 | 0 | 0 | 0 | 0 | 0 | 0 | 0 | 0 | 0 | 0 | 0 | 0 | 0 | 0 | 0 | 0 | 0 | 0 | 0 | 0 | 0 | 0 | 0 | 0 | 0 | 0 | 0 | 0 | 0 | 0 | 0 | 0 | 0 | 0 | 0 | 0 | 0 | Advanced new construction buildings exceeding ASHRAE 90.1 requirements using integrated design approach. | Advanced new construction buildings exceeding ASHRAE 90.1 requirements using integrated design approach. | Advanced new construction buildings exceeding ASHRAE 90.1 requirements using integrated design approach. | Advanced new construction buildings exceeding ASHRAE 90.1 requirements using integrated design approach. | Advanced new construction buildings exceeding ASHRAE 90.1 requirements using integrated design approach. | Advanced new construction buildings exceeding ASHRAE 90.1 requirements using integrated design approach. | Advanced new construction buildings exceeding ASHRAE 90.1 requirements using integrated design approach. | Advanced new construction buildings exceeding ASHRAE 90.1 requirements using integrated design approach. | Advanced new construction buildings exceeding ASHRAE 90.1 requirements using integrated design approach. | Advanced new construction buildings exceeding ASHRAE 90.1 requirements using integrated design approach. | Advanced new construction buildings exceeding ASHRAE 90.1 requirements using integrated design approach. | Advanced new construction buildings exceeding ASHRAE 90.1 requirements using integrated design approach. | Advanced new construction buildings exceeding ASHRAE 90.1 requirements using integrated design approach. | Advanced new construction buildings exceeding ASHRAE 90.1 requirements using integrated design approach. | Advanced new construction buildings exceeding ASHRAE 90.1 requirements using integrated design approach. | Advanced new construction buildings exceeding ASHRAE 90.1 requirements using integrated design approach. | Advanced new construction buildings exceeding ASHRAE 90.1 requirements using integrated design approach. | Advanced new construction buildings exceeding ASHRAE 90.1 requirements using integrated design approach. | Advanced new construction buildings exceeding ASHRAE 90.1 requirements using integrated design approach. | Advanced new construction buildings exceeding ASHRAE 90.1 requirements using integrated design approach. | Advanced new construction buildings exceeding ASHRAE 90.1 requirements using integrated design approach. | Advanced new construction buildings exceeding ASHRAE 90.1 requirements using integrated design approach. | Advanced new construction buildings exceeding ASHRAE 90.1 requirements using integrated design approach. | Advanced new construction buildings exceeding ASHRAE 90.1 requirements using integrated design approach. | Advanced new construction buildings exceeding ASHRAE 90.1 requirements using integrated design approach. | Advanced new construction buildings exceeding ASHRAE 90.1 requirements using integrated design approach. | Advanced new construction buildings exceeding ASHRAE 90.1 requirements using integrated design approach. | Advanced new construction buildings exceeding ASHRAE 90.1 requirements using integrated design approach. | 4.4221 | 4.4221 | 4.4221 | 4.4221 | 4.4221 | 4.4221 | 4.4221 | 4.4221 | 4.4221 | 4.4221 | 4.4221 | 4.4221 | 4.4221 | 4.4221 | 4.4221 | 4.4221 | 4.4221 | 4.4221 | 4.4221 | 4.4221 | 4.4221 | 4.4221 | 4.4221 | 4.4221 | 4.4221 | 4.4221 | 4.4221 | 4.4221 | 0 | 0 | 0 | 0 | 0 | 0 | 0 | 0 | 0 | 0 | 0 | 0 | 0 | 0 | 0 | 0 | 0 | 0 | 0 | 0 | 0 | 0 | 0 | 0 | 0 | 0 | 0 | 0 | 0 | 0 | 0 | 0 | 0 | 0 | 0 | 0 | 0 | 0 | 0 | 0 | 0 | 0 | 0 | 0 | 0 | 0 | 0 | 0 | 0 | 0 | 0 | 0 | 0 | 0 | 0 | 0 | 0 | 0 | 0 | 0 | 0 | 0 | 0 | 0 | 0 | 0 | 0 | 0 | 0 | 0 | 0 | 0 | 0 | 0 | 0 | 0 | 0 | 0 | 0 | 0 | 0 | 0 | 0 | 0 | 0 | 0 | 0 | 0 | 0 | 0 | 0 | 0 | 0 | 0 | 0 | 0 | 0 | 0 | 0 | 0 | 0 | 0 | 0 | 0 | 0 | 0 | 0 | 0 | 0 | 0 | 0 | 0 | 0 | 0 | 0 | 0 | 0 | 0 | 0 | 0 | 0 | 0 | 0 | 0 | 0 | 0 | 0 | 0 | 0 | 0 | 0 | 0 | 0 | 0 | 0 | 0 | 0 | 0 | 0 | 0 | Advanced new construction buildings exceeding ASHRAE 90.1 requirements using integrated design approach. | Advanced new construction buildings exceeding ASHRAE 90.1 requirements using integrated design approach. | Advanced new construction buildings exceeding ASHRAE 90.1 requirements using integrated design approach. | Advanced new construction buildings exceeding ASHRAE 90.1 requirements using integrated design approach. | Advanced new construction buildings exceeding ASHRAE 90.1 requirements using integrated design approach. | Advanced new construction buildings exceeding ASHRAE 90.1 requirements using integrated design approach. | Advanced new construction buildings exceeding ASHRAE 90.1 requirements using integrated design approach. | Advanced new construction buildings exceeding ASHRAE 90.1 requirements using integrated design approach. | Advanced new construction buildings exceeding ASHRAE 90.1 requirements using integrated design approach. | Advanced new construction buildings exceeding ASHRAE 90.1 requirements using integrated design approach. | Advanced new construction buildings exceeding ASHRAE 90.1 requirements using integrated design approach. | Advanced new construction buildings exceeding ASHRAE 90.1 requirements using integrated design approach. | Advanced new construction buildings exceeding ASHRAE 90.1 requirements using integrated design approach. | Advanced new construction buildings exceeding ASHRAE 90.1 requirements using integrated design approach. | Advanced new construction buildings exceeding ASHRAE 90.1 requirements using integrated design approach. | Advanced new construction buildings exceeding ASHRAE 90.1 requirements using integrated design approach. | Advanced new construction buildings exceeding ASHRAE 90.1 requirements using integrated design approach. | Advanced new construction buildings exceeding ASHRAE 90.1 requirements using integrated design approach. | Advanced new construction buildings exceeding ASHRAE 90.1 requirements using integrated design approach. | Advanced new construction buildings exceeding ASHRAE 90.1 requirements using integrated design approach. | Advanced new construction buildings exceeding ASHRAE 90.1 requirements using integrated design approach. | Advanced new construction buildings exceeding ASHRAE 90.1 requirements using integrated design approach. | Advanced new construction buildings exceeding ASHRAE 90.1 requirements using integrated design approach. | Advanced new construction buildings exceeding ASHRAE 90.1 requirements using integrated design approach. | Advanced new construction buildings exceeding ASHRAE 90.1 requirements using integrated design approach. | Advanced new construction buildings exceeding ASHRAE 90.1 requirements using integrated design approach. | Advanced new construction buildings exceeding ASHRAE 90.1 requirements using integrated design approach. | Advanced new construction buildings exceeding ASHRAE 90.1 requirements using integrated design approach. | 4.4221 | 4.4221 | 4.4221 | 4.4221 | 4.4221 | 4.4221 | 4.4221 | 4.4221 | 4.4221 | 4.4221 | 4.4221 | 4.4221 | 4.4221 | 4.4221 | 4.4221 | 4.4221 | 4.4221 | 4.4221 | 4.4221 | 4.4221 | 4.4221 | 4.4221 | 4.4221 | 4.4221 | 4.4221 | 4.4221 | 4.4221 | 4.4221 | 0 | 0 | 0 | 0 | 0 | 0 | 0 | 0 | 0 | 0 | 0 | 0 | 0 | 0 | 0 | 0 | 0 | 0 | 0 | 0 | 0 | 0 | 0 | 0 | 0 | 0 | 0 | 0 | 0 | 0 | 0 | 0 | 0 | 0 | 0 | 0 | 0 | 0 | 0 | 0 | 0 | 0 | 0 | 0 | 0 | 0 | 0 | 0 | 0 | 0 | 0 | 0 | 0 | 0 | 0 | 0 | 0 | 0 | 0 | 0 | 0 | 0 | 0 | 0 | 0 | 0 | 0 | 0 | 0 | 0 | 0 | 0 | 0 | 0 | 0 | 0 | 0 | 0 | 0 | 0 | 0 | 0 | 0 | 0 | 0 | 0 | 0 | 0 | 0 | 0 | 0 | 0 | 0 | 0 | 0 | 0 | 0 | 0 | 0 | 0 | 0 | 0 | 0 | 0 | 0 | 0 | 0 | 0 | 0 | 0 | 0 | 0 | 0 | 0
Building Shell - Air Sealing (Infiltration Control)_Restaurant_New_Not Applicable Segment or Vintage | Building Shell - Air Sealing (Infiltration Control)_Restaurant_New | Building Shell - Air Sealing (Infiltration Control)_Commercial_New_Not Applicable Segment or Vintage_Not Applicable Segment or Vintage | Commercial | Restaurant | New | Space Heating | Natural Gas | Building Shell - Air Sealing (Infiltration Control) | NEQ | Not Applicable Segment or Vintage | 15 | 15 | 15 | 0 | 0 | 0 | 0 | 0 | Retro1Slow | 0.012666666666666666 | TBD | A | WCM158 | 0.7 | 0.42 | sqft | 0.0321 | 0 | 0 | 0 | 0 | Not Applicable Segment or Vintage | Not Applicable Segment or Vintage | AEG BEST | 0 | 0 | 0 | Not Applicable Segment or Vintage | Not Applicable Segment or Vintage | Not Applicable Segment or Vintage | Not Applicable Segment or Vintage | Not Applicable Segment or Vintage | Not Applicable Segment or Vintage | Not Applicable Segment or Vintage | Not Applicable Segment or Vintage | Not Applicable Segment or Vintage | Not Applicable Segment or Vintage | Not Applicable Segment or Vintage | Not Applicable Segment or Vintage | Not Applicable Segment or Vintage | Not Applicable Segment or Vintage | Not Applicable Segment or Vintage | Not Applicable Segment or Vintage | Not Applicable Segment or Vintage | Not Applicable Segment or Vintage | Not Applicable Segment or Vintage | Not Applicable Segment or Vintage | Not Applicable Segment or Vintage | Not Applicable Segment or Vintage | Not Applicable Segment or Vintage | Not Applicable Segment or Vintage | Not Applicable Segment or Vintage | Not Applicable Segment or Vintage | Not Applicable Segment or Vintage | Not Applicable Segment or Vintage | 0 | 0 | 0 | 0 | 0 | 0 | 0 | 0 | 0 | 0 | 0 | 0 | 0 | 0 | 0 | 0 | 0 | 0 | 0 | 0 | 0 | 0 | 0 | 0 | 0 | 0 | 0 | 0 | 0 | 0 | 0 | 0 | 0 | 0 | 0 | 0 | 0 | 0 | 0 | 0 | 0 | 0 | 0 | 0 | 0 | 0 | 0 | 0 | 0 | 0 | 0 | 0 | 0 | 0 | 0 | 0 | 0 | 0 | 0 | 0 | 0 | 0 | 0 | 0 | 0 | 0 | 0 | 0 | 0 | 0 | 0 | 0 | 0 | 0 | 0 | 0 | 0 | 0 | 0 | 0 | 0 | 0 | 0 | 0 | 0 | 0 | 0 | 0 | 0 | 0 | 0 | 0 | 0 | 0 | 0 | 0 | 0 | 0 | 0 | 0 | 0 | 0 | 0 | 0 | 0 | 0 | 0 | 0 | 0 | 0 | 0 | 0 | Not Applicable Segment or Vintage | Not Applicable Segment or Vintage | Not Applicable Segment or Vintage | Not Applicable Segment or Vintage | Not Applicable Segment or Vintage | Not Applicable Segment or Vintage | Not Applicable Segment or Vintage | Not Applicable Segment or Vintage | Not Applicable Segment or Vintage | Not Applicable Segment or Vintage | Not Applicable Segment or Vintage | Not Applicable Segment or Vintage | Not Applicable Segment or Vintage | Not Applicable Segment or Vintage | Not Applicable Segment or Vintage | Not Applicable Segment or Vintage | Not Applicable Segment or Vintage | Not Applicable Segment or Vintage | Not Applicable Segment or Vintage | Not Applicable Segment or Vintage | Not Applicable Segment or Vintage | Not Applicable Segment or Vintage | Not Applicable Segment or Vintage | Not Applicable Segment or Vintage | Not Applicable Segment or Vintage | Not Applicable Segment or Vintage | Not Applicable Segment or Vintage | Not Applicable Segment or Vintage | 0 | 0 | 0 | 0 | 0 | 0 | 0 | 0 | 0 | 0 | 0 | 0 | 0 | 0 | 0 | 0 | 0 | 0 | 0 | 0 | 0 | 0 | 0 | 0 | 0 | 0 | 0 | 0 | 0 | 0 | 0 | 0 | 0 | 0 | 0 | 0 | 0 | 0 | 0 | 0 | 0 | 0 | 0 | 0 | 0 | 0 | 0 | 0 | 0 | 0 | 0 | 0 | 0 | 0 | 0 | 0 | 0 | 0 | 0 | 0 | 0 | 0 | 0 | 0 | 0 | 0 | 0 | 0 | 0 | 0 | 0 | 0 | 0 | 0 | 0 | 0 | 0 | 0 | 0 | 0 | 0 | 0 | 0 | 0 | 0 | 0 | 0 | 0 | 0 | 0 | 0 | 0 | 0 | 0 | 0 | 0 | 0 | 0 | 0 | 0 | 0 | 0 | 0 | 0 | 0 | 0 | 0 | 0 | 0 | 0 | 0 | 0 | 0 | 0 | 0 | 0 | 0 | 0 | 0 | 0 | 0 | 0 | 0 | 0 | 0 | 0 | 0 | 0 | 0 | 0 | 0 | 0 | 0 | 0 | 0 | 0 | 0 | 0 | 0 | 0 | 0 | 0 | 0 | 0 | 0 | 0 | 0 | 0 | 0 | 0 | 0 | 0 | 0 | 0 | 0 | 0 | 0 | 0 | 0 | 0 | 0 | 0 | 0 | 0 | 0 | 0 | 0 | 0 | Not Applicable Segment or Vintage | Not Applicable Segment or Vintage | Not Applicable Segment or Vintage | Not Applicable Segment or Vintage | Not Applicable Segment or Vintage | Not Applicable Segment or Vintage | Not Applicable Segment or Vintage | Not Applicable Segment or Vintage | Not Applicable Segment or Vintage | Not Applicable Segment or Vintage | Not Applicable Segment or Vintage | Not Applicable Segment or Vintage | Not Applicable Segment or Vintage | Not Applicable Segment or Vintage | Not Applicable Segment or Vintage | Not Applicable Segment or Vintage | Not Applicable Segment or Vintage | Not Applicable Segment or Vintage | Not Applicable Segment or Vintage | Not Applicable Segment or Vintage | Not Applicable Segment or Vintage | Not Applicable Segment or Vintage | Not Applicable Segment or Vintage | Not Applicable Segment or Vintage | Not Applicable Segment or Vintage | Not Applicable Segment or Vintage | Not Applicable Segment or Vintage | Not Applicable Segment or Vintage | 0 | 0 | 0 | 0 | 0 | 0 | 0 | 0 | 0 | 0 | 0 | 0 | 0 | 0 | 0 | 0 | 0 | 0 | 0 | 0 | 0 | 0 | 0 | 0 | 0 | 0 | 0 | 0 | 0 | 0 | 0 | 0 | 0 | 0 | 0 | 0 | 0 | 0 | 0 | 0 | 0 | 0 | 0 | 0 | 0 | 0 | 0 | 0 | 0 | 0 | 0 | 0 | 0 | 0 | 0 | 0 | 0 | 0 | 0 | 0 | 0 | 0 | 0 | 0 | 0 | 0 | 0 | 0 | 0 | 0 | 0 | 0 | 0 | 0 | 0 | 0 | 0 | 0 | 0 | 0 | 0 | 0 | 0 | 0 | 0 | 0 | 0 | 0 | 0 | 0 | 0 | 0 | 0 | 0 | 0 | 0 | 0 | 0 | 0 | 0 | 0 | 0 | 0 | 0 | 0 | 0 | 0 | 0 | 0 | 0 | 0 | 0 | 0 | 0 | 0 | 0 | 0 | 0 | 0 | 0 | 0 | 0 | 0 | 0 | 0 | 0 | 0 | 0 | 0 | 0 | 0 | 0 | 0 | 0 | 0 | 0 | 0 | 0 | 0 | 0 | 0 | 0
Destratification Fans (HVLS)_Restaurant_New_High Volume, Low Speed (HVLS) fans with a minimum diameter of 14 ft with Variable Speed Drive (VSD) installed | Destratification Fans (HVLS)_Restaurant_New | Destratification Fans (HVLS)_Commercial_New_No destratification fans or other means to effectively mix indoor air_High Volume, Low Speed (HVLS) fans with a minimum diameter of 14 ft with Variable Speed Drive (VSD) installed | Commercial | Restaurant | New | Space Heating | Natural Gas | Destratification Fans (HVLS) | NEQ | No destratification fans or other means to effectively mix indoor air | 10 | 10 | 10 | 0 | 0 | 0 | 0.15 | 0.15 | Retro1Slow | 0.012666666666666666 | TBD | A | WCM163 | 0.7 | 0.42 | sqft roof | 0.0321 | 0 | 0 | 0 | 0 | IL TRM v12 - 4.4.34 - Destratification Fan - CI-HVC-DSFN-V07-240101 | IL TRM v12 - 4.4.34 - Destratification Fan - CI-HVC-DSFN-V07-240101 | IL TRM v12 - 4.4.34 - Destratification Fan - CI-HVC-DSFN-V07-240101 | 0 | 0 | 0.71324 | No destratification fans or other means to effectively mix indoor air | No destratification fans or other means to effectively mix indoor air | No destratification fans or other means to effectively mix indoor air | No destratification fans or other means to effectively mix indoor air | No destratification fans or other means to effectively mix indoor air | No destratification fans or other means to effectively mix indoor air | No destratification fans or other means to effectively mix indoor air | No destratification fans or other means to effectively mix indoor air | No destratification fans or other means to effectively mix indoor air | No destratification fans or other means to effectively mix indoor air | No destratification fans or other means to effectively mix indoor air | No destratification fans or other means to effectively mix indoor air | No destratification fans or other means to effectively mix indoor air | No destratification fans or other means to effectively mix indoor air | No destratification fans or other means to effectively mix indoor air | No destratification fans or other means to effectively mix indoor air | No destratification fans or other means to effectively mix indoor air | No destratification fans or other means to effectively mix indoor air | No destratification fans or other means to effectively mix indoor air | No destratification fans or other means to effectively mix indoor air | No destratification fans or other means to effectively mix indoor air | No destratification fans or other means to effectively mix indoor air | No destratification fans or other means to effectively mix indoor air | No destratification fans or other means to effectively mix indoor air | No destratification fans or other means to effectively mix indoor air | No destratification fans or other means to effectively mix indoor air | No destratification fans or other means to effectively mix indoor air | No destratification fans or other means to effectively mix indoor air | 0 | 0 | 0 | 0 | 0 | 0 | 0 | 0 | 0 | 0 | 0 | 0 | 0 | 0 | 0 | 0 | 0 | 0 | 0 | 0 | 0 | 0 | 0 | 0 | 0 | 0 | 0 | 0 | 0 | 0 | 0 | 0 | 0 | 0 | 0 | 0 | 0 | 0 | 0 | 0 | 0 | 0 | 0 | 0 | 0 | 0 | 0 | 0 | 0 | 0 | 0 | 0 | 0 | 0 | 0 | 0 | 0 | 0 | 0 | 0 | 0 | 0 | 0 | 0 | 0 | 0 | 0 | 0 | 0 | 0 | 0 | 0 | 0 | 0 | 0 | 0 | 0 | 0 | 0 | 0 | 0 | 0 | 0 | 0 | 0 | 0 | 0 | 0 | 0 | 0 | 0 | 0 | 0 | 0 | 0 | 0 | 0 | 0 | 0 | 0 | 0 | 0 | 0 | 0 | 0 | 0 | 0 | 0 | 0 | 0 | 0 | 0 | High Volume, Low Speed (HVLS) fans with a minimum diameter of 14 ft with Variable Speed Drive (VSD) installed | High Volume, Low Speed (HVLS) fans with a minimum diameter of 14 ft with Variable Speed Drive (VSD) installed | High Volume, Low Speed (HVLS) fans with a minimum diameter of 14 ft with Variable Speed Drive (VSD) installed | High Volume, Low Speed (HVLS) fans with a minimum diameter of 14 ft with Variable Speed Drive (VSD) installed | High Volume, Low Speed (HVLS) fans with a minimum diameter of 14 ft with Variable Speed Drive (VSD) installed | High Volume, Low Speed (HVLS) fans with a minimum diameter of 14 ft with Variable Speed Drive (VSD) installed | High Volume, Low Speed (HVLS) fans with a minimum diameter of 14 ft with Variable Speed Drive (VSD) installed | High Volume, Low Speed (HVLS) fans with a minimum diameter of 14 ft with Variable Speed Drive (VSD) installed | High Volume, Low Speed (HVLS) fans with a minimum diameter of 14 ft with Variable Speed Drive (VSD) installed | High Volume, Low Speed (HVLS) fans with a minimum diameter of 14 ft with Variable Speed Drive (VSD) installed | High Volume, Low Speed (HVLS) fans with a minimum diameter of 14 ft with Variable Speed Drive (VSD) installed | High Volume, Low Speed (HVLS) fans with a minimum diameter of 14 ft with Variable Speed Drive (VSD) installed | High Volume, Low Speed (HVLS) fans with a minimum diameter of 14 ft with Variable Speed Drive (VSD) installed | High Volume, Low Speed (HVLS) fans with a minimum diameter of 14 ft with Variable Speed Drive (VSD) installed | High Volume, Low Speed (HVLS) fans with a minimum diameter of 14 ft with Variable Speed Drive (VSD) installed | High Volume, Low Speed (HVLS) fans with a minimum diameter of 14 ft with Variable Speed Drive (VSD) installed | High Volume, Low Speed (HVLS) fans with a minimum diameter of 14 ft with Variable Speed Drive (VSD) installed | High Volume, Low Speed (HVLS) fans with a minimum diameter of 14 ft with Variable Speed Drive (VSD) installed | High Volume, Low Speed (HVLS) fans with a minimum diameter of 14 ft with Variable Speed Drive (VSD) installed | High Volume, Low Speed (HVLS) fans with a minimum diameter of 14 ft with Variable Speed Drive (VSD) installed | High Volume, Low Speed (HVLS) fans with a minimum diameter of 14 ft with Variable Speed Drive (VSD) installed | High Volume, Low Speed (HVLS) fans with a minimum diameter of 14 ft with Variable Speed Drive (VSD) installed | High Volume, Low Speed (HVLS) fans with a minimum diameter of 14 ft with Variable Speed Drive (VSD) installed | High Volume, Low Speed (HVLS) fans with a minimum diameter of 14 ft with Variable Speed Drive (VSD) installed | High Volume, Low Speed (HVLS) fans with a minimum diameter of 14 ft with Variable Speed Drive (VSD) installed | High Volume, Low Speed (HVLS) fans with a minimum diameter of 14 ft with Variable Speed Drive (VSD) installed | High Volume, Low Speed (HVLS) fans with a minimum diameter of 14 ft with Variable Speed Drive (VSD) installed | High Volume, Low Speed (HVLS) fans with a minimum diameter of 14 ft with Variable Speed Drive (VSD) installed | 0.7132 | 0.7132 | 0.7132 | 0.7132 | 0.7132 | 0.7132 | 0.7132 | 0.7132 | 0.7132 | 0.7132 | 0.7132 | 0.7132 | 0.7132 | 0.7132 | 0.7132 | 0.7132 | 0.7132 | 0.7132 | 0.7132 | 0.7132 | 0.7132 | 0.7132 | 0.7132 | 0.7132 | 0.7132 | 0.7132 | 0.7132 | 0.7132 | 0 | 0 | 0 | 0 | 0 | 0 | 0 | 0 | 0 | 0 | 0 | 0 | 0 | 0 | 0 | 0 | 0 | 0 | 0 | 0 | 0 | 0 | 0 | 0 | 0 | 0 | 0 | 0 | 0 | 0 | 0 | 0 | 0 | 0 | 0 | 0 | 0 | 0 | 0 | 0 | 0 | 0 | 0 | 0 | 0 | 0 | 0 | 0 | 0 | 0 | 0 | 0 | 0 | 0 | 0 | 0 | 0 | 0 | 0 | 0 | 0 | 0 | 0 | 0 | 0 | 0 | 0 | 0 | 0 | 0 | 0 | 0 | 0 | 0 | 0 | 0 | 0 | 0 | 0 | 0 | 0 | 0 | 0 | 0 | 0 | 0 | 0 | 0 | 0 | 0 | 0 | 0 | 0 | 0 | 0 | 0 | 0 | 0 | 0 | 0 | 0 | 0 | 0 | 0 | 0 | 0 | 0 | 0 | 0 | 0 | 0 | 0 | 0 | 0 | 0 | 0 | 0 | 0 | 0 | 0 | 0 | 0 | 0 | 0 | 0 | 0 | 0 | 0 | 0 | 0 | 0 | 0 | 0 | 0 | 0 | 0 | 0 | 0 | 0 | 0 | High Volume, Low Speed (HVLS) fans with a minimum diameter of 14 ft with Variable Speed Drive (VSD) installed | High Volume, Low Speed (HVLS) fans with a minimum diameter of 14 ft with Variable Speed Drive (VSD) installed | High Volume, Low Speed (HVLS) fans with a minimum diameter of 14 ft with Variable Speed Drive (VSD) installed | High Volume, Low Speed (HVLS) fans with a minimum diameter of 14 ft with Variable Speed Drive (VSD) installed | High Volume, Low Speed (HVLS) fans with a minimum diameter of 14 ft with Variable Speed Drive (VSD) installed | High Volume, Low Speed (HVLS) fans with a minimum diameter of 14 ft with Variable Speed Drive (VSD) installed | High Volume, Low Speed (HVLS) fans with a minimum diameter of 14 ft with Variable Speed Drive (VSD) installed | High Volume, Low Speed (HVLS) fans with a minimum diameter of 14 ft with Variable Speed Drive (VSD) installed | High Volume, Low Speed (HVLS) fans with a minimum diameter of 14 ft with Variable Speed Drive (VSD) installed | High Volume, Low Speed (HVLS) fans with a minimum diameter of 14 ft with Variable Speed Drive (VSD) installed | High Volume, Low Speed (HVLS) fans with a minimum diameter of 14 ft with Variable Speed Drive (VSD) installed | High Volume, Low Speed (HVLS) fans with a minimum diameter of 14 ft with Variable Speed Drive (VSD) installed | High Volume, Low Speed (HVLS) fans with a minimum diameter of 14 ft with Variable Speed Drive (VSD) installed | High Volume, Low Speed (HVLS) fans with a minimum diameter of 14 ft with Variable Speed Drive (VSD) installed | High Volume, Low Speed (HVLS) fans with a minimum diameter of 14 ft with Variable Speed Drive (VSD) installed | High Volume, Low Speed (HVLS) fans with a minimum diameter of 14 ft with Variable Speed Drive (VSD) installed | High Volume, Low Speed (HVLS) fans with a minimum diameter of 14 ft with Variable Speed Drive (VSD) installed | High Volume, Low Speed (HVLS) fans with a minimum diameter of 14 ft with Variable Speed Drive (VSD) installed | High Volume, Low Speed (HVLS) fans with a minimum diameter of 14 ft with Variable Speed Drive (VSD) installed | High Volume, Low Speed (HVLS) fans with a minimum diameter of 14 ft with Variable Speed Drive (VSD) installed | High Volume, Low Speed (HVLS) fans with a minimum diameter of 14 ft with Variable Speed Drive (VSD) installed | High Volume, Low Speed (HVLS) fans with a minimum diameter of 14 ft with Variable Speed Drive (VSD) installed | High Volume, Low Speed (HVLS) fans with a minimum diameter of 14 ft with Variable Speed Drive (VSD) installed | High Volume, Low Speed (HVLS) fans with a minimum diameter of 14 ft with Variable Speed Drive (VSD) installed | High Volume, Low Speed (HVLS) fans with a minimum diameter of 14 ft with Variable Speed Drive (VSD) installed | High Volume, Low Speed (HVLS) fans with a minimum diameter of 14 ft with Variable Speed Drive (VSD) installed | High Volume, Low Speed (HVLS) fans with a minimum diameter of 14 ft with Variable Speed Drive (VSD) installed | High Volume, Low Speed (HVLS) fans with a minimum diameter of 14 ft with Variable Speed Drive (VSD) installed | 0.7132 | 0.7132 | 0.7132 | 0.7132 | 0.7132 | 0.7132 | 0.7132 | 0.7132 | 0.7132 | 0.7132 | 0.7132 | 0.7132 | 0.7132 | 0.7132 | 0.7132 | 0.7132 | 0.7132 | 0.7132 | 0.7132 | 0.7132 | 0.7132 | 0.7132 | 0.7132 | 0.7132 | 0.7132 | 0.7132 | 0.7132 | 0.7132 | 0 | 0 | 0 | 0 | 0 | 0 | 0 | 0 | 0 | 0 | 0 | 0 | 0 | 0 | 0 | 0 | 0 | 0 | 0 | 0 | 0 | 0 | 0 | 0 | 0 | 0 | 0 | 0 | 0 | 0 | 0 | 0 | 0 | 0 | 0 | 0 | 0 | 0 | 0 | 0 | 0 | 0 | 0 | 0 | 0 | 0 | 0 | 0 | 0 | 0 | 0 | 0 | 0 | 0 | 0 | 0 | 0 | 0 | 0 | 0 | 0 | 0 | 0 | 0 | 0 | 0 | 0 | 0 | 0 | 0 | 0 | 0 | 0 | 0 | 0 | 0 | 0 | 0 | 0 | 0 | 0 | 0 | 0 | 0 | 0 | 0 | 0 | 0 | 0 | 0 | 0 | 0 | 0 | 0 | 0 | 0 | 0 | 0 | 0 | 0 | 0 | 0 | 0 | 0 | 0 | 0 | 0 | 0 | 0 | 0 | 0 | 0 | 0 | 0
HVAC - Dedicated Outdoor Air System (DOAS)_Restaurant_New_0 | HVAC - Dedicated Outdoor Air System (DOAS)_Restaurant_New | HVAC - Dedicated Outdoor Air System (DOAS)_Commercial_New_0_0 | Commercial | Restaurant | New | Space Heating | Natural Gas | HVAC - Dedicated Outdoor Air System (DOAS) | NEQ | 0 | 20 | 20 | 20 | 0 | 0 | 0 | 0.056748 | 0 | Retro5Med | 8.35569166605469E-06 | TBD | A | WCM162 | 0.7 | 0.42 | sqft | 0.0321 | 0 | 0 | 0 | 0 | 2021P_Com-VRF-DOAS-2021P_V2 | 2021P_Com-VRF-DOAS-2021P_V2 | 2021P_Com-VRF-DOAS-2021P_V2 | 0 | 0 | 10.4613 | 0 | 0 | 0 | 0 | 0 | 0 | 0 | 0 | 0 | 0 | 0 | 0 | 0 | 0 | 0 | 0 | 0 | 0 | 0 | 0 | 0 | 0 | 0 | 0 | 0 | 0 | 0 | 0 | 0 | 0 | 0 | 0 | 0 | 0 | 0 | 0 | 0 | 0 | 0 | 0 | 0 | 0 | 0 | 0 | 0 | 0 | 0 | 0 | 0 | 0 | 0 | 0 | 0 | 0 | 0 | 0 | 0 | 0 | 0 | 0 | 0 | 0 | 0 | 0 | 0 | 0 | 0 | 0 | 0 | 0 | 0 | 0 | 0 | 0 | 0 | 0 | 0 | 0 | 0 | 0 | 0 | 0 | 0 | 0 | 0 | 0 | 0 | 0 | 0 | 0 | 0 | 0 | 0 | 0 | 0 | 0 | 0 | 0 | 0 | 0 | 0 | 0 | 0 | 0 | 0 | 0 | 0 | 0 | 0 | 0 | 0 | 0 | 0 | 0 | 0 | 0 | 0 | 0 | 0 | 0 | 0 | 0 | 0 | 0 | 0 | 0 | 0 | 0 | 0 | 0 | 0 | 0 | 0 | 0 | 0 | 0 | 0 | 0 | 0 | 0 | 0 | 0 | 0 | 0 | 0 | 0 | 0 | 0 | 0 | 0 | 0 | 0 | 0 | 0 | 0 | 0 | 0 | 0 | 0 | 0 | 0 | 0 | 0 | 0 | 0 | 0 | 0 | 0 | 10.4613 | 10.4613 | 10.4613 | 10.4613 | 10.4613 | 10.4613 | 10.4613 | 10.4613 | 10.4613 | 10.4613 | 10.4613 | 10.4613 | 10.4613 | 10.4613 | 10.4613 | 10.4613 | 10.4613 | 10.4613 | 10.4613 | 10.4613 | 10.4613 | 10.4613 | 10.4613 | 10.4613 | 10.4613 | 10.4613 | 10.4613 | 10.4613 | 0 | 0 | 0 | 0 | 0 | 0 | 0 | 0 | 0 | 0 | 0 | 0 | 0 | 0 | 0 | 0 | 0 | 0 | 0 | 0 | 0 | 0 | 0 | 0 | 0 | 0 | 0 | 0 | 0 | 0 | 0 | 0 | 0 | 0 | 0 | 0 | 0 | 0 | 0 | 0 | 0 | 0 | 0 | 0 | 0 | 0 | 0 | 0 | 0 | 0 | 0 | 0 | 0 | 0 | 0 | 0 | 0 | 0 | 0 | 0 | 0 | 0 | 0 | 0 | 0 | 0 | 0 | 0 | 0 | 0 | 0 | 0 | 0 | 0 | 0 | 0 | 0 | 0 | 0 | 0 | 0 | 0 | 0 | 0 | 0 | 0 | 0 | 0 | 0 | 0 | 0 | 0 | 0 | 0 | 0 | 0 | 0 | 0 | 0 | 0 | 0 | 0 | 0 | 0 | 0 | 0 | 0 | 0 | 0 | 0 | 0 | 0 | 0 | 0 | 0 | 0 | 0 | 0 | 0 | 0 | 0 | 0 | 0 | 0 | 0 | 0 | 0 | 0 | 0 | 0 | 0 | 0 | 0 | 0 | 0 | 0 | 0 | 0 | 0 | 0 | 0 | 0 | 0 | 0 | 0 | 0 | 0 | 0 | 0 | 0 | 0 | 0 | 0 | 0 | 0 | 0 | 0 | 0 | 0 | 0 | 0 | 0 | 0 | 0 | 0 | 0 | 0 | 0 | 10.4613 | 10.4613 | 10.4613 | 10.4613 | 10.4613 | 10.4613 | 10.4613 | 10.4613 | 10.4613 | 10.4613 | 10.4613 | 10.4613 | 10.4613 | 10.4613 | 10.4613 | 10.4613 | 10.4613 | 10.4613 | 10.4613 | 10.4613 | 10.4613 | 10.4613 | 10.4613 | 10.4613 | 10.4613 | 10.4613 | 10.4613 | 10.4613 | 0 | 0 | 0 | 0 | 0 | 0 | 0 | 0 | 0 | 0 | 0 | 0 | 0 | 0 | 0 | 0 | 0 | 0 | 0 | 0 | 0 | 0 | 0 | 0 | 0 | 0 | 0 | 0 | 0 | 0 | 0 | 0 | 0 | 0 | 0 | 0 | 0 | 0 | 0 | 0 | 0 | 0 | 0 | 0 | 0 | 0 | 0 | 0 | 0 | 0 | 0 | 0 | 0 | 0 | 0 | 0 | 0 | 0 | 0 | 0 | 0 | 0 | 0 | 0 | 0 | 0 | 0 | 0 | 0 | 0 | 0 | 0 | 0 | 0 | 0 | 0 | 0 | 0 | 0 | 0 | 0 | 0 | 0 | 0 | 0 | 0 | 0 | 0 | 0 | 0 | 0 | 0 | 0 | 0 | 0 | 0 | 0 | 0 | 0 | 0 | 0 | 0 | 0 | 0 | 0 | 0 | 0 | 0 | 0 | 0 | 0 | 0 | 0 | 0
Industrial Air Curtains_Restaurant_New_Air curtains installed | Industrial Air Curtains_Restaurant_New | Industrial Air Curtains_Commercial_New_No air curtain or other barriers to air on overhead door_Air curtains installed | Commercial | Restaurant | New | Space Heating | Natural Gas | Industrial Air Curtains | NEQ | No air curtain or other barriers to air on overhead door | 15 | 15 | 15 | 0 | 0 | 0 | 0.01 | 0.5 | Retro1Slow | 0.012666666666666666 | TBD | A | WCM159 | 0.7 | 0.42 | perbldg | 0.0321 | 0 | 0 | 0 | 0 | IL TRM v13 - 4.4.33 - Industrial Air Curtain - CI-HVC-AIRC-V07-250101 | IL TRM v13 - 4.4.33 - Industrial Air Curtain - CI-HVC-AIRC-V07-250101 | IL TRM v13 - 4.4.33 - Industrial Air Curtain - CI-HVC-AIRC-V07-250101 | 0 | 0 | 5536.2537 | No air curtain or other barriers to air on overhead door | No air curtain or other barriers to air on overhead door | No air curtain or other barriers to air on overhead door | No air curtain or other barriers to air on overhead door | No air curtain or other barriers to air on overhead door | No air curtain or other barriers to air on overhead door | No air curtain or other barriers to air on overhead door | No air curtain or other barriers to air on overhead door | No air curtain or other barriers to air on overhead door | No air curtain or other barriers to air on overhead door | No air curtain or other barriers to air on overhead door | No air curtain or other barriers to air on overhead door | No air curtain or other barriers to air on overhead door | No air curtain or other barriers to air on overhead door | No air curtain or other barriers to air on overhead door | No air curtain or other barriers to air on overhead door | No air curtain or other barriers to air on overhead door | No air curtain or other barriers to air on overhead door | No air curtain or other barriers to air on overhead door | No air curtain or other barriers to air on overhead door | No air curtain or other barriers to air on overhead door | No air curtain or other barriers to air on overhead door | No air curtain or other barriers to air on overhead door | No air curtain or other barriers to air on overhead door | No air curtain or other barriers to air on overhead door | No air curtain or other barriers to air on overhead door | No air curtain or other barriers to air on overhead door | No air curtain or other barriers to air on overhead door | 0 | 0 | 0 | 0 | 0 | 0 | 0 | 0 | 0 | 0 | 0 | 0 | 0 | 0 | 0 | 0 | 0 | 0 | 0 | 0 | 0 | 0 | 0 | 0 | 0 | 0 | 0 | 0 | 0 | 0 | 0 | 0 | 0 | 0 | 0 | 0 | 0 | 0 | 0 | 0 | 0 | 0 | 0 | 0 | 0 | 0 | 0 | 0 | 0 | 0 | 0 | 0 | 0 | 0 | 0 | 0 | 0 | 0 | 0 | 0 | 0 | 0 | 0 | 0 | 0 | 0 | 0 | 0 | 0 | 0 | 0 | 0 | 0 | 0 | 0 | 0 | 0 | 0 | 0 | 0 | 0 | 0 | 0 | 0 | 0 | 0 | 0 | 0 | 0 | 0 | 0 | 0 | 0 | 0 | 0 | 0 | 0 | 0 | 0 | 0 | 0 | 0 | 0 | 0 | 0 | 0 | 0 | 0 | 0 | 0 | 0 | 0 | Air curtains installed | Air curtains installed | Air curtains installed | Air curtains installed | Air curtains installed | Air curtains installed | Air curtains installed | Air curtains installed | Air curtains installed | Air curtains installed | Air curtains installed | Air curtains installed | Air curtains installed | Air curtains installed | Air curtains installed | Air curtains installed | Air curtains installed | Air curtains installed | Air curtains installed | Air curtains installed | Air curtains installed | Air curtains installed | Air curtains installed | Air curtains installed | Air curtains installed | Air curtains installed | Air curtains installed | Air curtains installed | 5536.2537 | 5536.2537 | 5536.2537 | 5536.2537 | 5536.2537 | 5536.2537 | 5536.2537 | 5536.2537 | 5536.2537 | 5536.2537 | 5536.2537 | 5536.2537 | 5536.2537 | 5536.2537 | 5536.2537 | 5536.2537 | 5536.2537 | 5536.2537 | 5536.2537 | 5536.2537 | 5536.2537 | 5536.2537 | 5536.2537 | 5536.2537 | 5536.2537 | 5536.2537 | 5536.2537 | 5536.2537 | 0 | 0 | 0 | 0 | 0 | 0 | 0 | 0 | 0 | 0 | 0 | 0 | 0 | 0 | 0 | 0 | 0 | 0 | 0 | 0 | 0 | 0 | 0 | 0 | 0 | 0 | 0 | 0 | 0 | 0 | 0 | 0 | 0 | 0 | 0 | 0 | 0 | 0 | 0 | 0 | 0 | 0 | 0 | 0 | 0 | 0 | 0 | 0 | 0 | 0 | 0 | 0 | 0 | 0 | 0 | 0 | 0 | 0 | 0 | 0 | 0 | 0 | 0 | 0 | 0 | 0 | 0 | 0 | 0 | 0 | 0 | 0 | 0 | 0 | 0 | 0 | 0 | 0 | 0 | 0 | 0 | 0 | 0 | 0 | 0 | 0 | 0 | 0 | 0 | 0 | 0 | 0 | 0 | 0 | 0 | 0 | 0 | 0 | 0 | 0 | 0 | 0 | 0 | 0 | 0 | 0 | 0 | 0 | 0 | 0 | 0 | 0 | 0 | 0 | 0 | 0 | 0 | 0 | 0 | 0 | 0 | 0 | 0 | 0 | 0 | 0 | 0 | 0 | 0 | 0 | 0 | 0 | 0 | 0 | 0 | 0 | 0 | 0 | 0 | 0 | Air curtains installed | Air curtains installed | Air curtains installed | Air curtains installed | Air curtains installed | Air curtains installed | Air curtains installed | Air curtains installed | Air curtains installed | Air curtains installed | Air curtains installed | Air curtains installed | Air curtains installed | Air curtains installed | Air curtains installed | Air curtains installed | Air curtains installed | Air curtains installed | Air curtains installed | Air curtains installed | Air curtains installed | Air curtains installed | Air curtains installed | Air curtains installed | Air curtains installed | Air curtains installed | Air curtains installed | Air curtains installed | 5536.2537 | 5536.2537 | 5536.2537 | 5536.2537 | 5536.2537 | 5536.2537 | 5536.2537 | 5536.2537 | 5536.2537 | 5536.2537 | 5536.2537 | 5536.2537 | 5536.2537 | 5536.2537 | 5536.2537 | 5536.2537 | 5536.2537 | 5536.2537 | 5536.2537 | 5536.2537 | 5536.2537 | 5536.2537 | 5536.2537 | 5536.2537 | 5536.2537 | 5536.2537 | 5536.2537 | 5536.2537 | 0 | 0 | 0 | 0 | 0 | 0 | 0 | 0 | 0 | 0 | 0 | 0 | 0 | 0 | 0 | 0 | 0 | 0 | 0 | 0 | 0 | 0 | 0 | 0 | 0 | 0 | 0 | 0 | 0 | 0 | 0 | 0 | 0 | 0 | 0 | 0 | 0 | 0 | 0 | 0 | 0 | 0 | 0 | 0 | 0 | 0 | 0 | 0 | 0 | 0 | 0 | 0 | 0 | 0 | 0 | 0 | 0 | 0 | 0 | 0 | 0 | 0 | 0 | 0 | 0 | 0 | 0 | 0 | 0 | 0 | 0 | 0 | 0 | 0 | 0 | 0 | 0 | 0 | 0 | 0 | 0 | 0 | 0 | 0 | 0 | 0 | 0 | 0 | 0 | 0 | 0 | 0 | 0 | 0 | 0 | 0 | 0 | 0 | 0 | 0 | 0 | 0 | 0 | 0 | 0 | 0 | 0 | 0 | 0 | 0 | 0 | 0 | 0 | 0
Insulation - Ceiling_Restaurant_New_Not Applicable Segment or Vintage_Not Applicable Segment or Vintage | Insulation - Ceiling_Restaurant_New | Insulation - Ceiling_Commercial_New_Not Applicable Segment or Vintage_Not Applicable Segment or Vintage | Commercial | Restaurant | New | Space Heating | Natural Gas | Insulation - Ceiling | NEQ | Not Applicable Segment or Vintage | 15 | 15 | 15 | 0 | 0 | 0 | 0 | 0 | Retro5Med | 8.35569166605469E-06 | TBD | A | WCM151 | 0.7 | 0.42 | sqft | 0.0321 | 0 | 0 | 0 | 0 | Not Applicable Segment or Vintage | Not Applicable Segment or Vintage | AEG BEST | 0 | 0 | 0 | Not Applicable Segment or Vintage | Not Applicable Segment or Vintage | Not Applicable Segment or Vintage | Not Applicable Segment or Vintage | Not Applicable Segment or Vintage | Not Applicable Segment or Vintage | Not Applicable Segment or Vintage | Not Applicable Segment or Vintage | Not Applicable Segment or Vintage | Not Applicable Segment or Vintage | Not Applicable Segment or Vintage | Not Applicable Segment or Vintage | Not Applicable Segment or Vintage | Not Applicable Segment or Vintage | Not Applicable Segment or Vintage | Not Applicable Segment or Vintage | Not Applicable Segment or Vintage | Not Applicable Segment or Vintage | Not Applicable Segment or Vintage | Not Applicable Segment or Vintage | Not Applicable Segment or Vintage | Not Applicable Segment or Vintage | Not Applicable Segment or Vintage | Not Applicable Segment or Vintage | Not Applicable Segment or Vintage | Not Applicable Segment or Vintage | Not Applicable Segment or Vintage | Not Applicable Segment or Vintage | 0 | 0 | 0 | 0 | 0 | 0 | 0 | 0 | 0 | 0 | 0 | 0 | 0 | 0 | 0 | 0 | 0 | 0 | 0 | 0 | 0 | 0 | 0 | 0 | 0 | 0 | 0 | 0 | 0 | 0 | 0 | 0 | 0 | 0 | 0 | 0 | 0 | 0 | 0 | 0 | 0 | 0 | 0 | 0 | 0 | 0 | 0 | 0 | 0 | 0 | 0 | 0 | 0 | 0 | 0 | 0 | 0 | 0 | 0 | 0 | 0 | 0 | 0 | 0 | 0 | 0 | 0 | 0 | 0 | 0 | 0 | 0 | 0 | 0 | 0 | 0 | 0 | 0 | 0 | 0 | 0 | 0 | 0 | 0 | 0 | 0 | 0 | 0 | 0 | 0 | 0 | 0 | 0 | 0 | 0 | 0 | 0 | 0 | 0 | 0 | 0 | 0 | 0 | 0 | 0 | 0 | 0 | 0 | 0 | 0 | 0 | 0 | Not Applicable Segment or Vintage | Not Applicable Segment or Vintage | Not Applicable Segment or Vintage | Not Applicable Segment or Vintage | Not Applicable Segment or Vintage | Not Applicable Segment or Vintage | Not Applicable Segment or Vintage | Not Applicable Segment or Vintage | Not Applicable Segment or Vintage | Not Applicable Segment or Vintage | Not Applicable Segment or Vintage | Not Applicable Segment or Vintage | Not Applicable Segment or Vintage | Not Applicable Segment or Vintage | Not Applicable Segment or Vintage | Not Applicable Segment or Vintage | Not Applicable Segment or Vintage | Not Applicable Segment or Vintage | Not Applicable Segment or Vintage | Not Applicable Segment or Vintage | Not Applicable Segment or Vintage | Not Applicable Segment or Vintage | Not Applicable Segment or Vintage | Not Applicable Segment or Vintage | Not Applicable Segment or Vintage | Not Applicable Segment or Vintage | Not Applicable Segment or Vintage | Not Applicable Segment or Vintage | 0 | 0 | 0 | 0 | 0 | 0 | 0 | 0 | 0 | 0 | 0 | 0 | 0 | 0 | 0 | 0 | 0 | 0 | 0 | 0 | 0 | 0 | 0 | 0 | 0 | 0 | 0 | 0 | 0 | 0 | 0 | 0 | 0 | 0 | 0 | 0 | 0 | 0 | 0 | 0 | 0 | 0 | 0 | 0 | 0 | 0 | 0 | 0 | 0 | 0 | 0 | 0 | 0 | 0 | 0 | 0 | 0 | 0 | 0 | 0 | 0 | 0 | 0 | 0 | 0 | 0 | 0 | 0 | 0 | 0 | 0 | 0 | 0 | 0 | 0 | 0 | 0 | 0 | 0 | 0 | 0 | 0 | 0 | 0 | 0 | 0 | 0 | 0 | 0 | 0 | 0 | 0 | 0 | 0 | 0 | 0 | 0 | 0 | 0 | 0 | 0 | 0 | 0 | 0 | 0 | 0 | 0 | 0 | 0 | 0 | 0 | 0 | 0 | 0 | 0 | 0 | 0 | 0 | 0 | 0 | 0 | 0 | 0 | 0 | 0 | 0 | 0 | 0 | 0 | 0 | 0 | 0 | 0 | 0 | 0 | 0 | 0 | 0 | 0 | 0 | 0 | 0 | 0 | 0 | 0 | 0 | 0 | 0 | 0 | 0 | 0 | 0 | 0 | 0 | 0 | 0 | 0 | 0 | 0 | 0 | 0 | 0 | 0 | 0 | 0 | 0 | 0 | 0 | Not Applicable Segment or Vintage | Not Applicable Segment or Vintage | Not Applicable Segment or Vintage | Not Applicable Segment or Vintage | Not Applicable Segment or Vintage | Not Applicable Segment or Vintage | Not Applicable Segment or Vintage | Not Applicable Segment or Vintage | Not Applicable Segment or Vintage | Not Applicable Segment or Vintage | Not Applicable Segment or Vintage | Not Applicable Segment or Vintage | Not Applicable Segment or Vintage | Not Applicable Segment or Vintage | Not Applicable Segment or Vintage | Not Applicable Segment or Vintage | Not Applicable Segment or Vintage | Not Applicable Segment or Vintage | Not Applicable Segment or Vintage | Not Applicable Segment or Vintage | Not Applicable Segment or Vintage | Not Applicable Segment or Vintage | Not Applicable Segment or Vintage | Not Applicable Segment or Vintage | Not Applicable Segment or Vintage | Not Applicable Segment or Vintage | Not Applicable Segment or Vintage | Not Applicable Segment or Vintage | 0 | 0 | 0 | 0 | 0 | 0 | 0 | 0 | 0 | 0 | 0 | 0 | 0 | 0 | 0 | 0 | 0 | 0 | 0 | 0 | 0 | 0 | 0 | 0 | 0 | 0 | 0 | 0 | 0 | 0 | 0 | 0 | 0 | 0 | 0 | 0 | 0 | 0 | 0 | 0 | 0 | 0 | 0 | 0 | 0 | 0 | 0 | 0 | 0 | 0 | 0 | 0 | 0 | 0 | 0 | 0 | 0 | 0 | 0 | 0 | 0 | 0 | 0 | 0 | 0 | 0 | 0 | 0 | 0 | 0 | 0 | 0 | 0 | 0 | 0 | 0 | 0 | 0 | 0 | 0 | 0 | 0 | 0 | 0 | 0 | 0 | 0 | 0 | 0 | 0 | 0 | 0 | 0 | 0 | 0 | 0 | 0 | 0 | 0 | 0 | 0 | 0 | 0 | 0 | 0 | 0 | 0 | 0 | 0 | 0 | 0 | 0 | 0 | 0 | 0 | 0 | 0 | 0 | 0 | 0 | 0 | 0 | 0 | 0 | 0 | 0 | 0 | 0 | 0 | 0 | 0 | 0 | 0 | 0 | 0 | 0 | 0 | 0 | 0 | 0 | 0 | 0
Insulation - Wall Cavity_Restaurant_New_Not Applicable Segment or Vintage | Insulation - Wall Cavity_Restaurant_New | Insulation - Wall Cavity_Commercial_New_Not Applicable Segment or Vintage_Not Applicable Segment or Vintage | Commercial | Restaurant | New | Space Heating | Natural Gas | Insulation - Wall Cavity | NEQ | Not Applicable Segment or Vintage | 15 | 15 | 15 | 0 | 0 | 0 | 0 | 0 | Retro3Slow | 0.004128203794943829 | TBD | A | WCM152 | 0.7 | 0.42 | sqft | 0.0321 | 0 | 0 | 0 | 0 | Not Applicable Segment or Vintage | Not Applicable Segment or Vintage | AEG BEST | 0 | 0 | 0 | Not Applicable Segment or Vintage | Not Applicable Segment or Vintage | Not Applicable Segment or Vintage | Not Applicable Segment or Vintage | Not Applicable Segment or Vintage | Not Applicable Segment or Vintage | Not Applicable Segment or Vintage | Not Applicable Segment or Vintage | Not Applicable Segment or Vintage | Not Applicable Segment or Vintage | Not Applicable Segment or Vintage | Not Applicable Segment or Vintage | Not Applicable Segment or Vintage | Not Applicable Segment or Vintage | Not Applicable Segment or Vintage | Not Applicable Segment or Vintage | Not Applicable Segment or Vintage | Not Applicable Segment or Vintage | Not Applicable Segment or Vintage | Not Applicable Segment or Vintage | Not Applicable Segment or Vintage | Not Applicable Segment or Vintage | Not Applicable Segment or Vintage | Not Applicable Segment or Vintage | Not Applicable Segment or Vintage | Not Applicable Segment or Vintage | Not Applicable Segment or Vintage | Not Applicable Segment or Vintage | 0 | 0 | 0 | 0 | 0 | 0 | 0 | 0 | 0 | 0 | 0 | 0 | 0 | 0 | 0 | 0 | 0 | 0 | 0 | 0 | 0 | 0 | 0 | 0 | 0 | 0 | 0 | 0 | 0 | 0 | 0 | 0 | 0 | 0 | 0 | 0 | 0 | 0 | 0 | 0 | 0 | 0 | 0 | 0 | 0 | 0 | 0 | 0 | 0 | 0 | 0 | 0 | 0 | 0 | 0 | 0 | 0 | 0 | 0 | 0 | 0 | 0 | 0 | 0 | 0 | 0 | 0 | 0 | 0 | 0 | 0 | 0 | 0 | 0 | 0 | 0 | 0 | 0 | 0 | 0 | 0 | 0 | 0 | 0 | 0 | 0 | 0 | 0 | 0 | 0 | 0 | 0 | 0 | 0 | 0 | 0 | 0 | 0 | 0 | 0 | 0 | 0 | 0 | 0 | 0 | 0 | 0 | 0 | 0 | 0 | 0 | 0 | Not Applicable Segment or Vintage | Not Applicable Segment or Vintage | Not Applicable Segment or Vintage | Not Applicable Segment or Vintage | Not Applicable Segment or Vintage | Not Applicable Segment or Vintage | Not Applicable Segment or Vintage | Not Applicable Segment or Vintage | Not Applicable Segment or Vintage | Not Applicable Segment or Vintage | Not Applicable Segment or Vintage | Not Applicable Segment or Vintage | Not Applicable Segment or Vintage | Not Applicable Segment or Vintage | Not Applicable Segment or Vintage | Not Applicable Segment or Vintage | Not Applicable Segment or Vintage | Not Applicable Segment or Vintage | Not Applicable Segment or Vintage | Not Applicable Segment or Vintage | Not Applicable Segment or Vintage | Not Applicable Segment or Vintage | Not Applicable Segment or Vintage | Not Applicable Segment or Vintage | Not Applicable Segment or Vintage | Not Applicable Segment or Vintage | Not Applicable Segment or Vintage | Not Applicable Segment or Vintage | 0 | 0 | 0 | 0 | 0 | 0 | 0 | 0 | 0 | 0 | 0 | 0 | 0 | 0 | 0 | 0 | 0 | 0 | 0 | 0 | 0 | 0 | 0 | 0 | 0 | 0 | 0 | 0 | 0 | 0 | 0 | 0 | 0 | 0 | 0 | 0 | 0 | 0 | 0 | 0 | 0 | 0 | 0 | 0 | 0 | 0 | 0 | 0 | 0 | 0 | 0 | 0 | 0 | 0 | 0 | 0 | 0 | 0 | 0 | 0 | 0 | 0 | 0 | 0 | 0 | 0 | 0 | 0 | 0 | 0 | 0 | 0 | 0 | 0 | 0 | 0 | 0 | 0 | 0 | 0 | 0 | 0 | 0 | 0 | 0 | 0 | 0 | 0 | 0 | 0 | 0 | 0 | 0 | 0 | 0 | 0 | 0 | 0 | 0 | 0 | 0 | 0 | 0 | 0 | 0 | 0 | 0 | 0 | 0 | 0 | 0 | 0 | 0 | 0 | 0 | 0 | 0 | 0 | 0 | 0 | 0 | 0 | 0 | 0 | 0 | 0 | 0 | 0 | 0 | 0 | 0 | 0 | 0 | 0 | 0 | 0 | 0 | 0 | 0 | 0 | 0 | 0 | 0 | 0 | 0 | 0 | 0 | 0 | 0 | 0 | 0 | 0 | 0 | 0 | 0 | 0 | 0 | 0 | 0 | 0 | 0 | 0 | 0 | 0 | 0 | 0 | 0 | 0 | Not Applicable Segment or Vintage | Not Applicable Segment or Vintage | Not Applicable Segment or Vintage | Not Applicable Segment or Vintage | Not Applicable Segment or Vintage | Not Applicable Segment or Vintage | Not Applicable Segment or Vintage | Not Applicable Segment or Vintage | Not Applicable Segment or Vintage | Not Applicable Segment or Vintage | Not Applicable Segment or Vintage | Not Applicable Segment or Vintage | Not Applicable Segment or Vintage | Not Applicable Segment or Vintage | Not Applicable Segment or Vintage | Not Applicable Segment or Vintage | Not Applicable Segment or Vintage | Not Applicable Segment or Vintage | Not Applicable Segment or Vintage | Not Applicable Segment or Vintage | Not Applicable Segment or Vintage | Not Applicable Segment or Vintage | Not Applicable Segment or Vintage | Not Applicable Segment or Vintage | Not Applicable Segment or Vintage | Not Applicable Segment or Vintage | Not Applicable Segment or Vintage | Not Applicable Segment or Vintage | 0 | 0 | 0 | 0 | 0 | 0 | 0 | 0 | 0 | 0 | 0 | 0 | 0 | 0 | 0 | 0 | 0 | 0 | 0 | 0 | 0 | 0 | 0 | 0 | 0 | 0 | 0 | 0 | 0 | 0 | 0 | 0 | 0 | 0 | 0 | 0 | 0 | 0 | 0 | 0 | 0 | 0 | 0 | 0 | 0 | 0 | 0 | 0 | 0 | 0 | 0 | 0 | 0 | 0 | 0 | 0 | 0 | 0 | 0 | 0 | 0 | 0 | 0 | 0 | 0 | 0 | 0 | 0 | 0 | 0 | 0 | 0 | 0 | 0 | 0 | 0 | 0 | 0 | 0 | 0 | 0 | 0 | 0 | 0 | 0 | 0 | 0 | 0 | 0 | 0 | 0 | 0 | 0 | 0 | 0 | 0 | 0 | 0 | 0 | 0 | 0 | 0 | 0 | 0 | 0 | 0 | 0 | 0 | 0 | 0 | 0 | 0 | 0 | 0 | 0 | 0 | 0 | 0 | 0 | 0 | 0 | 0 | 0 | 0 | 0 | 0 | 0 | 0 | 0 | 0 | 0 | 0 | 0 | 0 | 0 | 0 | 0 | 0 | 0 | 0 | 0 | 0
Lodging - Guest Room Controls_Restaurant_New_Equipment that determines the occupancy of the room | Lodging - Guest Room Controls_Restaurant_New | Lodging - Guest Room Controls_Commercial_New_manual heating/cooling temperature set-point and fan On/Off/Auto thermostat controls_Equipment that determines the occupancy of the room | Commercial | Restaurant | New | Space Heating | Natural Gas | Lodging - Guest Room Controls | NEQ | manual heating/cooling temperature set-point and fan On/Off/Auto thermostat controls | 15 | 15 | 15 | 0 | 0 | 0 | 0 | 0 | Retro5Med | 8.35569166605469E-06 | TBD | A | WCM193 | 0.7 | 0.42 | LodgUnit | 0.0321 | 0 | 0 | 0 | 0 | IL TRM v13 - 4.4.8 - Guest Room Energy Management (PTAC & PTHP) - CI-HVC-GREM-V06-0601 | IL TRM v13 - 4.4.8 - Guest Room Energy Management (PTAC & PTHP) - CI-HVC-GREM-V06-0601 | AEG BEST | 0 | 0 | 319.8724 | manual heating/cooling temperature set-point and fan On/Off/Auto thermostat controls | manual heating/cooling temperature set-point and fan On/Off/Auto thermostat controls | manual heating/cooling temperature set-point and fan On/Off/Auto thermostat controls | manual heating/cooling temperature set-point and fan On/Off/Auto thermostat controls | manual heating/cooling temperature set-point and fan On/Off/Auto thermostat controls | manual heating/cooling temperature set-point and fan On/Off/Auto thermostat controls | manual heating/cooling temperature set-point and fan On/Off/Auto thermostat controls | manual heating/cooling temperature set-point and fan On/Off/Auto thermostat controls | manual heating/cooling temperature set-point and fan On/Off/Auto thermostat controls | manual heating/cooling temperature set-point and fan On/Off/Auto thermostat controls | manual heating/cooling temperature set-point and fan On/Off/Auto thermostat controls | manual heating/cooling temperature set-point and fan On/Off/Auto thermostat controls | manual heating/cooling temperature set-point and fan On/Off/Auto thermostat controls | manual heating/cooling temperature set-point and fan On/Off/Auto thermostat controls | manual heating/cooling temperature set-point and fan On/Off/Auto thermostat controls | manual heating/cooling temperature set-point and fan On/Off/Auto thermostat controls | manual heating/cooling temperature set-point and fan On/Off/Auto thermostat controls | manual heating/cooling temperature set-point and fan On/Off/Auto thermostat controls | manual heating/cooling temperature set-point and fan On/Off/Auto thermostat controls | manual heating/cooling temperature set-point and fan On/Off/Auto thermostat controls | manual heating/cooling temperature set-point and fan On/Off/Auto thermostat controls | manual heating/cooling temperature set-point and fan On/Off/Auto thermostat controls | manual heating/cooling temperature set-point and fan On/Off/Auto thermostat controls | manual heating/cooling temperature set-point and fan On/Off/Auto thermostat controls | manual heating/cooling temperature set-point and fan On/Off/Auto thermostat controls | manual heating/cooling temperature set-point and fan On/Off/Auto thermostat controls | manual heating/cooling temperature set-point and fan On/Off/Auto thermostat controls | manual heating/cooling temperature set-point and fan On/Off/Auto thermostat controls | 0 | 0 | 0 | 0 | 0 | 0 | 0 | 0 | 0 | 0 | 0 | 0 | 0 | 0 | 0 | 0 | 0 | 0 | 0 | 0 | 0 | 0 | 0 | 0 | 0 | 0 | 0 | 0 | 0 | 0 | 0 | 0 | 0 | 0 | 0 | 0 | 0 | 0 | 0 | 0 | 0 | 0 | 0 | 0 | 0 | 0 | 0 | 0 | 0 | 0 | 0 | 0 | 0 | 0 | 0 | 0 | 0 | 0 | 0 | 0 | 0 | 0 | 0 | 0 | 0 | 0 | 0 | 0 | 0 | 0 | 0 | 0 | 0 | 0 | 0 | 0 | 0 | 0 | 0 | 0 | 0 | 0 | 0 | 0 | 0 | 0 | 0 | 0 | 0 | 0 | 0 | 0 | 0 | 0 | 0 | 0 | 0 | 0 | 0 | 0 | 0 | 0 | 0 | 0 | 0 | 0 | 0 | 0 | 0 | 0 | 0 | 0 | Equipment that determines the occupancy of the room | Equipment that determines the occupancy of the room | Equipment that determines the occupancy of the room | Equipment that determines the occupancy of the room | Equipment that determines the occupancy of the room | Equipment that determines the occupancy of the room | Equipment that determines the occupancy of the room | Equipment that determines the occupancy of the room | Equipment that determines the occupancy of the room | Equipment that determines the occupancy of the room | Equipment that determines the occupancy of the room | Equipment that determines the occupancy of the room | Equipment that determines the occupancy of the room | Equipment that determines the occupancy of the room | Equipment that determines the occupancy of the room | Equipment that determines the occupancy of the room | Equipment that determines the occupancy of the room | Equipment that determines the occupancy of the room | Equipment that determines the occupancy of the room | Equipment that determines the occupancy of the room | Equipment that determines the occupancy of the room | Equipment that determines the occupancy of the room | Equipment that determines the occupancy of the room | Equipment that determines the occupancy of the room | Equipment that determines the occupancy of the room | Equipment that determines the occupancy of the room | Equipment that determines the occupancy of the room | Equipment that determines the occupancy of the room | 319.8724 | 319.8724 | 319.8724 | 319.8724 | 319.8724 | 319.8724 | 319.8724 | 319.8724 | 319.8724 | 319.8724 | 319.8724 | 319.8724 | 319.8724 | 319.8724 | 319.8724 | 319.8724 | 319.8724 | 319.8724 | 319.8724 | 319.8724 | 319.8724 | 319.8724 | 319.8724 | 319.8724 | 319.8724 | 319.8724 | 319.8724 | 319.8724 | 0 | 0 | 0 | 0 | 0 | 0 | 0 | 0 | 0 | 0 | 0 | 0 | 0 | 0 | 0 | 0 | 0 | 0 | 0 | 0 | 0 | 0 | 0 | 0 | 0 | 0 | 0 | 0 | 0 | 0 | 0 | 0 | 0 | 0 | 0 | 0 | 0 | 0 | 0 | 0 | 0 | 0 | 0 | 0 | 0 | 0 | 0 | 0 | 0 | 0 | 0 | 0 | 0 | 0 | 0 | 0 | 0 | 0 | 0 | 0 | 0 | 0 | 0 | 0 | 0 | 0 | 0 | 0 | 0 | 0 | 0 | 0 | 0 | 0 | 0 | 0 | 0 | 0 | 0 | 0 | 0 | 0 | 0 | 0 | 0 | 0 | 0 | 0 | 0 | 0 | 0 | 0 | 0 | 0 | 0 | 0 | 0 | 0 | 0 | 0 | 0 | 0 | 0 | 0 | 0 | 0 | 0 | 0 | 0 | 0 | 0 | 0 | 0 | 0 | 0 | 0 | 0 | 0 | 0 | 0 | 0 | 0 | 0 | 0 | 0 | 0 | 0 | 0 | 0 | 0 | 0 | 0 | 0 | 0 | 0 | 0 | 0 | 0 | 0 | 0 | Equipment that determines the occupancy of the room | Equipment that determines the occupancy of the room | Equipment that determines the occupancy of the room | Equipment that determines the occupancy of the room | Equipment that determines the occupancy of the room | Equipment that determines the occupancy of the room | Equipment that determines the occupancy of the room | Equipment that determines the occupancy of the room | Equipment that determines the occupancy of the room | Equipment that determines the occupancy of the room | Equipment that determines the occupancy of the room | Equipment that determines the occupancy of the room | Equipment that determines the occupancy of the room | Equipment that determines the occupancy of the room | Equipment that determines the occupancy of the room | Equipment that determines the occupancy of the room | Equipment that determines the occupancy of the room | Equipment that determines the occupancy of the room | Equipment that determines the occupancy of the room | Equipment that determines the occupancy of the room | Equipment that determines the occupancy of the room | Equipment that determines the occupancy of the room | Equipment that determines the occupancy of the room | Equipment that determines the occupancy of the room | Equipment that determines the occupancy of the room | Equipment that determines the occupancy of the room | Equipment that determines the occupancy of the room | Equipment that determines the occupancy of the room | 319.8724 | 319.8724 | 319.8724 | 319.8724 | 319.8724 | 319.8724 | 319.8724 | 319.8724 | 319.8724 | 319.8724 | 319.8724 | 319.8724 | 319.8724 | 319.8724 | 319.8724 | 319.8724 | 319.8724 | 319.8724 | 319.8724 | 319.8724 | 319.8724 | 319.8724 | 319.8724 | 319.8724 | 319.8724 | 319.8724 | 319.8724 | 319.8724 | 0 | 0 | 0 | 0 | 0 | 0 | 0 | 0 | 0 | 0 | 0 | 0 | 0 | 0 | 0 | 0 | 0 | 0 | 0 | 0 | 0 | 0 | 0 | 0 | 0 | 0 | 0 | 0 | 0 | 0 | 0 | 0 | 0 | 0 | 0 | 0 | 0 | 0 | 0 | 0 | 0 | 0 | 0 | 0 | 0 | 0 | 0 | 0 | 0 | 0 | 0 | 0 | 0 | 0 | 0 | 0 | 0 | 0 | 0 | 0 | 0 | 0 | 0 | 0 | 0 | 0 | 0 | 0 | 0 | 0 | 0 | 0 | 0 | 0 | 0 | 0 | 0 | 0 | 0 | 0 | 0 | 0 | 0 | 0 | 0 | 0 | 0 | 0 | 0 | 0 | 0 | 0 | 0 | 0 | 0 | 0 | 0 | 0 | 0 | 0 | 0 | 0 | 0 | 0 | 0 | 0 | 0 | 0 | 0 | 0 | 0 | 0 | 0 | 0
Retrocommissioning_Restaurant_New_Not Applicable Segment or Vintage | Retrocommissioning_Restaurant_New | Retrocommissioning_Commercial_New_Not Applicable Segment or Vintage_Not Applicable Segment or Vintage | Commercial | Restaurant | New | Space Heating | Natural Gas | Retrocommissioning | NEQ | Not Applicable Segment or Vintage | 3 | 3 | 3 | 0 | 0 | 0 | 0 | 0 | RetroEven20 | 0.03333333333333333 | TBD | A | WCM199 | 0.7 | 0.42 | sqft | 0.0321 | 0 | 0 | 0 | 0 | Not Applicable Segment or Vintage | Not Applicable Segment or Vintage | Not Applicable Segment or Vintage | 0 | 0 | 0 | Not Applicable Segment or Vintage | Not Applicable Segment or Vintage | Not Applicable Segment or Vintage | Not Applicable Segment or Vintage | Not Applicable Segment or Vintage | Not Applicable Segment or Vintage | Not Applicable Segment or Vintage | Not Applicable Segment or Vintage | Not Applicable Segment or Vintage | Not Applicable Segment or Vintage | Not Applicable Segment or Vintage | Not Applicable Segment or Vintage | Not Applicable Segment or Vintage | Not Applicable Segment or Vintage | Not Applicable Segment or Vintage | Not Applicable Segment or Vintage | Not Applicable Segment or Vintage | Not Applicable Segment or Vintage | Not Applicable Segment or Vintage | Not Applicable Segment or Vintage | Not Applicable Segment or Vintage | Not Applicable Segment or Vintage | Not Applicable Segment or Vintage | Not Applicable Segment or Vintage | Not Applicable Segment or Vintage | Not Applicable Segment or Vintage | Not Applicable Segment or Vintage | Not Applicable Segment or Vintage | 0 | 0 | 0 | 0 | 0 | 0 | 0 | 0 | 0 | 0 | 0 | 0 | 0 | 0 | 0 | 0 | 0 | 0 | 0 | 0 | 0 | 0 | 0 | 0 | 0 | 0 | 0 | 0 | 0 | 0 | 0 | 0 | 0 | 0 | 0 | 0 | 0 | 0 | 0 | 0 | 0 | 0 | 0 | 0 | 0 | 0 | 0 | 0 | 0 | 0 | 0 | 0 | 0 | 0 | 0 | 0 | 0 | 0 | 0 | 0 | 0 | 0 | 0 | 0 | 0 | 0 | 0 | 0 | 0 | 0 | 0 | 0 | 0 | 0 | 0 | 0 | 0 | 0 | 0 | 0 | 0 | 0 | 0 | 0 | 0 | 0 | 0 | 0 | 0 | 0 | 0 | 0 | 0 | 0 | 0 | 0 | 0 | 0 | 0 | 0 | 0 | 0 | 0 | 0 | 0 | 0 | 0 | 0 | 0 | 0 | 0 | 0 | Not Applicable Segment or Vintage | Not Applicable Segment or Vintage | Not Applicable Segment or Vintage | Not Applicable Segment or Vintage | Not Applicable Segment or Vintage | Not Applicable Segment or Vintage | Not Applicable Segment or Vintage | Not Applicable Segment or Vintage | Not Applicable Segment or Vintage | Not Applicable Segment or Vintage | Not Applicable Segment or Vintage | Not Applicable Segment or Vintage | Not Applicable Segment or Vintage | Not Applicable Segment or Vintage | Not Applicable Segment or Vintage | Not Applicable Segment or Vintage | Not Applicable Segment or Vintage | Not Applicable Segment or Vintage | Not Applicable Segment or Vintage | Not Applicable Segment or Vintage | Not Applicable Segment or Vintage | Not Applicable Segment or Vintage | Not Applicable Segment or Vintage | Not Applicable Segment or Vintage | Not Applicable Segment or Vintage | Not Applicable Segment or Vintage | Not Applicable Segment or Vintage | Not Applicable Segment or Vintage | 0 | 0 | 0 | 0 | 0 | 0 | 0 | 0 | 0 | 0 | 0 | 0 | 0 | 0 | 0 | 0 | 0 | 0 | 0 | 0 | 0 | 0 | 0 | 0 | 0 | 0 | 0 | 0 | 0 | 0 | 0 | 0 | 0 | 0 | 0 | 0 | 0 | 0 | 0 | 0 | 0 | 0 | 0 | 0 | 0 | 0 | 0 | 0 | 0 | 0 | 0 | 0 | 0 | 0 | 0 | 0 | 0 | 0 | 0 | 0 | 0 | 0 | 0 | 0 | 0 | 0 | 0 | 0 | 0 | 0 | 0 | 0 | 0 | 0 | 0 | 0 | 0 | 0 | 0 | 0 | 0 | 0 | 0 | 0 | 0 | 0 | 0 | 0 | 0 | 0 | 0 | 0 | 0 | 0 | 0 | 0 | 0 | 0 | 0 | 0 | 0 | 0 | 0 | 0 | 0 | 0 | 0 | 0 | 0 | 0 | 0 | 0 | 0 | 0 | 0 | 0 | 0 | 0 | 0 | 0 | 0 | 0 | 0 | 0 | 0 | 0 | 0 | 0 | 0 | 0 | 0 | 0 | 0 | 0 | 0 | 0 | 0 | 0 | 0 | 0 | 0 | 0 | 0 | 0 | 0 | 0 | 0 | 0 | 0 | 0 | 0 | 0 | 0 | 0 | 0 | 0 | 0 | 0 | 0 | 0 | 0 | 0 | 0 | 0 | 0 | 0 | 0 | 0 | Not Applicable Segment or Vintage | Not Applicable Segment or Vintage | Not Applicable Segment or Vintage | Not Applicable Segment or Vintage | Not Applicable Segment or Vintage | Not Applicable Segment or Vintage | Not Applicable Segment or Vintage | Not Applicable Segment or Vintage | Not Applicable Segment or Vintage | Not Applicable Segment or Vintage | Not Applicable Segment or Vintage | Not Applicable Segment or Vintage | Not Applicable Segment or Vintage | Not Applicable Segment or Vintage | Not Applicable Segment or Vintage | Not Applicable Segment or Vintage | Not Applicable Segment or Vintage | Not Applicable Segment or Vintage | Not Applicable Segment or Vintage | Not Applicable Segment or Vintage | Not Applicable Segment or Vintage | Not Applicable Segment or Vintage | Not Applicable Segment or Vintage | Not Applicable Segment or Vintage | Not Applicable Segment or Vintage | Not Applicable Segment or Vintage | Not Applicable Segment or Vintage | Not Applicable Segment or Vintage | 0 | 0 | 0 | 0 | 0 | 0 | 0 | 0 | 0 | 0 | 0 | 0 | 0 | 0 | 0 | 0 | 0 | 0 | 0 | 0 | 0 | 0 | 0 | 0 | 0 | 0 | 0 | 0 | 0 | 0 | 0 | 0 | 0 | 0 | 0 | 0 | 0 | 0 | 0 | 0 | 0 | 0 | 0 | 0 | 0 | 0 | 0 | 0 | 0 | 0 | 0 | 0 | 0 | 0 | 0 | 0 | 0 | 0 | 0 | 0 | 0 | 0 | 0 | 0 | 0 | 0 | 0 | 0 | 0 | 0 | 0 | 0 | 0 | 0 | 0 | 0 | 0 | 0 | 0 | 0 | 0 | 0 | 0 | 0 | 0 | 0 | 0 | 0 | 0 | 0 | 0 | 0 | 0 | 0 | 0 | 0 | 0 | 0 | 0 | 0 | 0 | 0 | 0 | 0 | 0 | 0 | 0 | 0 | 0 | 0 | 0 | 0 | 0 | 0 | 0 | 0 | 0 | 0 | 0 | 0 | 0 | 0 | 0 | 0 | 0 | 0 | 0 | 0 | 0 | 0 | 0 | 0 | 0 | 0 | 0 | 0 | 0 | 0 | 0 | 0 | 0 | 0
Strategic Energy Management_Restaurant_New_Implementation of strategic energy management program. | Strategic Energy Management_Restaurant_New | Strategic Energy Management_Commercial_New_No strategic energy management._Implementation of strategic energy management program. | Commercial | Restaurant | New | Space Heating | Natural Gas | Strategic Energy Management | NEQ | No strategic energy management. | 3 | 3 | 3 | 0 | 0 | 0 | 0 | 0 | RetroEven20 | 0.03333333333333333 | TBD | A | WCM197 | 0.7 | 0.42 | sqft | 0.0321 | 0 | 0 | 0 | 0 | 2021 Power Plan - Com-EM-2021P_V4 - Commercial SEM, Northwest Power and Conservation Council (NWPCC), 2021 Power Plan Conservation Supply Workbooks. January 2022. | 2021 Power Plan - Com-EM-2021P_V4 - Commercial SEM, Northwest Power and Conservation Council (NWPCC), 2021 Power Plan Conservation Supply Workbooks. January 2022. | 2021 Power Plan - Com-EM-2021P_V4 - Commercial SEM, Northwest Power and Conservation Council (NWPCC), 2021 Power Plan Conservation Supply Workbooks. January 2022. | 0 | 0 | 0.70201 | No strategic energy management. | No strategic energy management. | No strategic energy management. | No strategic energy management. | No strategic energy management. | No strategic energy management. | No strategic energy management. | No strategic energy management. | No strategic energy management. | No strategic energy management. | No strategic energy management. | No strategic energy management. | No strategic energy management. | No strategic energy management. | No strategic energy management. | No strategic energy management. | No strategic energy management. | No strategic energy management. | No strategic energy management. | No strategic energy management. | No strategic energy management. | No strategic energy management. | No strategic energy management. | No strategic energy management. | No strategic energy management. | No strategic energy management. | No strategic energy management. | No strategic energy management. | 0 | 0 | 0 | 0 | 0 | 0 | 0 | 0 | 0 | 0 | 0 | 0 | 0 | 0 | 0 | 0 | 0 | 0 | 0 | 0 | 0 | 0 | 0 | 0 | 0 | 0 | 0 | 0 | 0 | 0 | 0 | 0 | 0 | 0 | 0 | 0 | 0 | 0 | 0 | 0 | 0 | 0 | 0 | 0 | 0 | 0 | 0 | 0 | 0 | 0 | 0 | 0 | 0 | 0 | 0 | 0 | 0 | 0 | 0 | 0 | 0 | 0 | 0 | 0 | 0 | 0 | 0 | 0 | 0 | 0 | 0 | 0 | 0 | 0 | 0 | 0 | 0 | 0 | 0 | 0 | 0 | 0 | 0 | 0 | 0 | 0 | 0 | 0 | 0 | 0 | 0 | 0 | 0 | 0 | 0 | 0 | 0 | 0 | 0 | 0 | 0 | 0 | 0 | 0 | 0 | 0 | 0 | 0 | 0 | 0 | 0 | 0 | Implementation of strategic energy management program. | Implementation of strategic energy management program. | Implementation of strategic energy management program. | Implementation of strategic energy management program. | Implementation of strategic energy management program. | Implementation of strategic energy management program. | Implementation of strategic energy management program. | Implementation of strategic energy management program. | Implementation of strategic energy management program. | Implementation of strategic energy management program. | Implementation of strategic energy management program. | Implementation of strategic energy management program. | Implementation of strategic energy management program. | Implementation of strategic energy management program. | Implementation of strategic energy management program. | Implementation of strategic energy management program. | Implementation of strategic energy management program. | Implementation of strategic energy management program. | Implementation of strategic energy management program. | Implementation of strategic energy management program. | Implementation of strategic energy management program. | Implementation of strategic energy management program. | Implementation of strategic energy management program. | Implementation of strategic energy management program. | Implementation of strategic energy management program. | Implementation of strategic energy management program. | Implementation of strategic energy management program. | Implementation of strategic energy management program. | 0.702 | 0.702 | 0.702 | 0.702 | 0.702 | 0.702 | 0.702 | 0.702 | 0.702 | 0.702 | 0.702 | 0.702 | 0.702 | 0.702 | 0.702 | 0.702 | 0.702 | 0.702 | 0.702 | 0.702 | 0.702 | 0.702 | 0.702 | 0.702 | 0.702 | 0.702 | 0.702 | 0.702 | 0 | 0 | 0 | 0 | 0 | 0 | 0 | 0 | 0 | 0 | 0 | 0 | 0 | 0 | 0 | 0 | 0 | 0 | 0 | 0 | 0 | 0 | 0 | 0 | 0 | 0 | 0 | 0 | 0 | 0 | 0 | 0 | 0 | 0 | 0 | 0 | 0 | 0 | 0 | 0 | 0 | 0 | 0 | 0 | 0 | 0 | 0 | 0 | 0 | 0 | 0 | 0 | 0 | 0 | 0 | 0 | 0 | 0 | 0 | 0 | 0 | 0 | 0 | 0 | 0 | 0 | 0 | 0 | 0 | 0 | 0 | 0 | 0 | 0 | 0 | 0 | 0 | 0 | 0 | 0 | 0 | 0 | 0 | 0 | 0 | 0 | 0 | 0 | 0 | 0 | 0 | 0 | 0 | 0 | 0 | 0 | 0 | 0 | 0 | 0 | 0 | 0 | 0 | 0 | 0 | 0 | 0 | 0 | 0 | 0 | 0 | 0 | 0 | 0 | 0 | 0 | 0 | 0 | 0 | 0 | 0 | 0 | 0 | 0 | 0 | 0 | 0 | 0 | 0 | 0 | 0 | 0 | 0 | 0 | 0 | 0 | 0 | 0 | 0 | 0 | Implementation of strategic energy management program. | Implementation of strategic energy management program. | Implementation of strategic energy management program. | Implementation of strategic energy management program. | Implementation of strategic energy management program. | Implementation of strategic energy management program. | Implementation of strategic energy management program. | Implementation of strategic energy management program. | Implementation of strategic energy management program. | Implementation of strategic energy management program. | Implementation of strategic energy management program. | Implementation of strategic energy management program. | Implementation of strategic energy management program. | Implementation of strategic energy management program. | Implementation of strategic energy management program. | Implementation of strategic energy management program. | Implementation of strategic energy management program. | Implementation of strategic energy management program. | Implementation of strategic energy management program. | Implementation of strategic energy management program. | Implementation of strategic energy management program. | Implementation of strategic energy management program. | Implementation of strategic energy management program. | Implementation of strategic energy management program. | Implementation of strategic energy management program. | Implementation of strategic energy management program. | Implementation of strategic energy management program. | Implementation of strategic energy management program. | 0.702 | 0.702 | 0.702 | 0.702 | 0.702 | 0.702 | 0.702 | 0.702 | 0.702 | 0.702 | 0.702 | 0.702 | 0.702 | 0.702 | 0.702 | 0.702 | 0.702 | 0.702 | 0.702 | 0.702 | 0.702 | 0.702 | 0.702 | 0.702 | 0.702 | 0.702 | 0.702 | 0.702 | 0 | 0 | 0 | 0 | 0 | 0 | 0 | 0 | 0 | 0 | 0 | 0 | 0 | 0 | 0 | 0 | 0 | 0 | 0 | 0 | 0 | 0 | 0 | 0 | 0 | 0 | 0 | 0 | 0 | 0 | 0 | 0 | 0 | 0 | 0 | 0 | 0 | 0 | 0 | 0 | 0 | 0 | 0 | 0 | 0 | 0 | 0 | 0 | 0 | 0 | 0 | 0 | 0 | 0 | 0 | 0 | 0 | 0 | 0 | 0 | 0 | 0 | 0 | 0 | 0 | 0 | 0 | 0 | 0 | 0 | 0 | 0 | 0 | 0 | 0 | 0 | 0 | 0 | 0 | 0 | 0 | 0 | 0 | 0 | 0 | 0 | 0 | 0 | 0 | 0 | 0 | 0 | 0 | 0 | 0 | 0 | 0 | 0 | 0 | 0 | 0 | 0 | 0 | 0 | 0 | 0 | 0 | 0 | 0 | 0 | 0 | 0 | 0 | 0
Ventilation - Demand Controlled_Restaurant_New_new CO2 sensors installed on return air systems where no other sensors were previously installed | Ventilation - Demand Controlled_Restaurant_New | Ventilation - Demand Controlled_Commercial_New_space with no demand control capability_new CO2 sensors installed on return air systems where no other sensors were previously installed | Commercial | Restaurant | New | Space Heating | Natural Gas | Ventilation - Demand Controlled | NEQ | space with no demand control capability | 10 | 10 | 10 | 0 | 0 | 0 | 0.26696 | 0.30867 | Retro3Slow | 0.004128203794943829 | TBD | A | WCM161 | 0.7 | 0.42 | sqft | 0.0321 | 0 | 0 | 0 | 0 | IL TRM v13 - 4.4.19 - Demand Controlled Ventilation - CI-HVC-DCV-V07-240101 | IL TRM v13 - 4.4.19 - Demand Controlled Ventilation - CI-HVC-DCV-V07-240101 | IL TRM v13 - 4.4.19 - Demand Controlled Ventilation - CI-HVC-DCV-V07-240101 | 0 | 0 | 0.53487 | space with no demand control capability | space with no demand control capability | space with no demand control capability | space with no demand control capability | space with no demand control capability | space with no demand control capability | space with no demand control capability | space with no demand control capability | space with no demand control capability | space with no demand control capability | space with no demand control capability | space with no demand control capability | space with no demand control capability | space with no demand control capability | space with no demand control capability | space with no demand control capability | space with no demand control capability | space with no demand control capability | space with no demand control capability | space with no demand control capability | space with no demand control capability | space with no demand control capability | space with no demand control capability | space with no demand control capability | space with no demand control capability | space with no demand control capability | space with no demand control capability | space with no demand control capability | 0 | 0 | 0 | 0 | 0 | 0 | 0 | 0 | 0 | 0 | 0 | 0 | 0 | 0 | 0 | 0 | 0 | 0 | 0 | 0 | 0 | 0 | 0 | 0 | 0 | 0 | 0 | 0 | 0 | 0 | 0 | 0 | 0 | 0 | 0 | 0 | 0 | 0 | 0 | 0 | 0 | 0 | 0 | 0 | 0 | 0 | 0 | 0 | 0 | 0 | 0 | 0 | 0 | 0 | 0 | 0 | 0 | 0 | 0 | 0 | 0 | 0 | 0 | 0 | 0 | 0 | 0 | 0 | 0 | 0 | 0 | 0 | 0 | 0 | 0 | 0 | 0 | 0 | 0 | 0 | 0 | 0 | 0 | 0 | 0 | 0 | 0 | 0 | 0 | 0 | 0 | 0 | 0 | 0 | 0 | 0 | 0 | 0 | 0 | 0 | 0 | 0 | 0 | 0 | 0 | 0 | 0 | 0 | 0 | 0 | 0 | 0 | new CO2 sensors installed on return air systems where no other sensors were previously installed | new CO2 sensors installed on return air systems where no other sensors were previously installed | new CO2 sensors installed on return air systems where no other sensors were previously installed | new CO2 sensors installed on return air systems where no other sensors were previously installed | new CO2 sensors installed on return air systems where no other sensors were previously installed | new CO2 sensors installed on return air systems where no other sensors were previously installed | new CO2 sensors installed on return air systems where no other sensors were previously installed | new CO2 sensors installed on return air systems where no other sensors were previously installed | new CO2 sensors installed on return air systems where no other sensors were previously installed | new CO2 sensors installed on return air systems where no other sensors were previously installed | new CO2 sensors installed on return air systems where no other sensors were previously installed | new CO2 sensors installed on return air systems where no other sensors were previously installed | new CO2 sensors installed on return air systems where no other sensors were previously installed | new CO2 sensors installed on return air systems where no other sensors were previously installed | new CO2 sensors installed on return air systems where no other sensors were previously installed | new CO2 sensors installed on return air systems where no other sensors were previously installed | new CO2 sensors installed on return air systems where no other sensors were previously installed | new CO2 sensors installed on return air systems where no other sensors were previously installed | new CO2 sensors installed on return air systems where no other sensors were previously installed | new CO2 sensors installed on return air systems where no other sensors were previously installed | new CO2 sensors installed on return air systems where no other sensors were previously installed | new CO2 sensors installed on return air systems where no other sensors were previously installed | new CO2 sensors installed on return air systems where no other sensors were previously installed | new CO2 sensors installed on return air systems where no other sensors were previously installed | new CO2 sensors installed on return air systems where no other sensors were previously installed | new CO2 sensors installed on return air systems where no other sensors were previously installed | new CO2 sensors installed on return air systems where no other sensors were previously installed | new CO2 sensors installed on return air systems where no other sensors were previously installed | 0.5349 | 0.5349 | 0.5349 | 0.5349 | 0.5349 | 0.5349 | 0.5349 | 0.5349 | 0.5349 | 0.5349 | 0.5349 | 0.5349 | 0.5349 | 0.5349 | 0.5349 | 0.5349 | 0.5349 | 0.5349 | 0.5349 | 0.5349 | 0.5349 | 0.5349 | 0.5349 | 0.5349 | 0.5349 | 0.5349 | 0.5349 | 0.5349 | 0 | 0 | 0 | 0 | 0 | 0 | 0 | 0 | 0 | 0 | 0 | 0 | 0 | 0 | 0 | 0 | 0 | 0 | 0 | 0 | 0 | 0 | 0 | 0 | 0 | 0 | 0 | 0 | 0 | 0 | 0 | 0 | 0 | 0 | 0 | 0 | 0 | 0 | 0 | 0 | 0 | 0 | 0 | 0 | 0 | 0 | 0 | 0 | 0 | 0 | 0 | 0 | 0 | 0 | 0 | 0 | 0 | 0 | 0 | 0 | 0 | 0 | 0 | 0 | 0 | 0 | 0 | 0 | 0 | 0 | 0 | 0 | 0 | 0 | 0 | 0 | 0 | 0 | 0 | 0 | 0 | 0 | 0 | 0 | 0 | 0 | 0 | 0 | 0 | 0 | 0 | 0 | 0 | 0 | 0 | 0 | 0 | 0 | 0 | 0 | 0 | 0 | 0 | 0 | 0 | 0 | 0 | 0 | 0 | 0 | 0 | 0 | 0 | 0 | 0 | 0 | 0 | 0 | 0 | 0 | 0 | 0 | 0 | 0 | 0 | 0 | 0 | 0 | 0 | 0 | 0 | 0 | 0 | 0 | 0 | 0 | 0 | 0 | 0 | 0 | new CO2 sensors installed on return air systems where no other sensors were previously installed | new CO2 sensors installed on return air systems where no other sensors were previously installed | new CO2 sensors installed on return air systems where no other sensors were previously installed | new CO2 sensors installed on return air systems where no other sensors were previously installed | new CO2 sensors installed on return air systems where no other sensors were previously installed | new CO2 sensors installed on return air systems where no other sensors were previously installed | new CO2 sensors installed on return air systems where no other sensors were previously installed | new CO2 sensors installed on return air systems where no other sensors were previously installed | new CO2 sensors installed on return air systems where no other sensors were previously installed | new CO2 sensors installed on return air systems where no other sensors were previously installed | new CO2 sensors installed on return air systems where no other sensors were previously installed | new CO2 sensors installed on return air systems where no other sensors were previously installed | new CO2 sensors installed on return air systems where no other sensors were previously installed | new CO2 sensors installed on return air systems where no other sensors were previously installed | new CO2 sensors installed on return air systems where no other sensors were previously installed | new CO2 sensors installed on return air systems where no other sensors were previously installed | new CO2 sensors installed on return air systems where no other sensors were previously installed | new CO2 sensors installed on return air systems where no other sensors were previously installed | new CO2 sensors installed on return air systems where no other sensors were previously installed | new CO2 sensors installed on return air systems where no other sensors were previously installed | new CO2 sensors installed on return air systems where no other sensors were previously installed | new CO2 sensors installed on return air systems where no other sensors were previously installed | new CO2 sensors installed on return air systems where no other sensors were previously installed | new CO2 sensors installed on return air systems where no other sensors were previously installed | new CO2 sensors installed on return air systems where no other sensors were previously installed | new CO2 sensors installed on return air systems where no other sensors were previously installed | new CO2 sensors installed on return air systems where no other sensors were previously installed | new CO2 sensors installed on return air systems where no other sensors were previously installed | 0.5349 | 0.5349 | 0.5349 | 0.5349 | 0.5349 | 0.5349 | 0.5349 | 0.5349 | 0.5349 | 0.5349 | 0.5349 | 0.5349 | 0.5349 | 0.5349 | 0.5349 | 0.5349 | 0.5349 | 0.5349 | 0.5349 | 0.5349 | 0.5349 | 0.5349 | 0.5349 | 0.5349 | 0.5349 | 0.5349 | 0.5349 | 0.5349 | 0 | 0 | 0 | 0 | 0 | 0 | 0 | 0 | 0 | 0 | 0 | 0 | 0 | 0 | 0 | 0 | 0 | 0 | 0 | 0 | 0 | 0 | 0 | 0 | 0 | 0 | 0 | 0 | 0 | 0 | 0 | 0 | 0 | 0 | 0 | 0 | 0 | 0 | 0 | 0 | 0 | 0 | 0 | 0 | 0 | 0 | 0 | 0 | 0 | 0 | 0 | 0 | 0 | 0 | 0 | 0 | 0 | 0 | 0 | 0 | 0 | 0 | 0 | 0 | 0 | 0 | 0 | 0 | 0 | 0 | 0 | 0 | 0 | 0 | 0 | 0 | 0 | 0 | 0 | 0 | 0 | 0 | 0 | 0 | 0 | 0 | 0 | 0 | 0 | 0 | 0 | 0 | 0 | 0 | 0 | 0 | 0 | 0 | 0 | 0 | 0 | 0 | 0 | 0 | 0 | 0 | 0 | 0 | 0 | 0 | 0 | 0 | 0 | 0
Windows - High Efficiency Glazing_Restaurant_New_U-0.29 Window | Windows - High Efficiency Glazing_Restaurant_New | Windows - High Efficiency Glazing_Commercial_New_U-0.34 Window_U-0.29 Window | Commercial | Restaurant | New | Space Heating | Natural Gas | Windows - High Efficiency Glazing | NEQ | U-0.34 Window | 45 | 45 | 45 | 0 | 0 | 0 | 0.69579 | 0.90146 | Retro1Slow | 0.012666666666666666 | TBD | A | WCM155 | 0.7 | 0.42 | sqft window | 0.0321 | 0 | 0 | 0 | 0 | RTF Wkbk - ComWeatherizationSchool_v4_1 | RTF Workbook - ComWeatherizationSchool_v4_1 - AEG Adjusted | AEG BEST | 0 | 0 | 5.2306 | U-0.34 Window | U-0.34 Window | U-0.34 Window | U-0.34 Window | U-0.34 Window | U-0.34 Window | U-0.34 Window | U-0.34 Window | U-0.34 Window | U-0.34 Window | U-0.34 Window | U-0.34 Window | U-0.34 Window | U-0.34 Window | U-0.34 Window | U-0.34 Window | U-0.34 Window | U-0.34 Window | U-0.34 Window | U-0.34 Window | U-0.34 Window | U-0.34 Window | U-0.34 Window | U-0.34 Window | U-0.34 Window | U-0.34 Window | U-0.34 Window | U-0.34 Window | 0 | 0 | 0 | 0 | 0 | 0 | 0 | 0 | 0 | 0 | 0 | 0 | 0 | 0 | 0 | 0 | 0 | 0 | 0 | 0 | 0 | 0 | 0 | 0 | 0 | 0 | 0 | 0 | 0 | 0 | 0 | 0 | 0 | 0 | 0 | 0 | 0 | 0 | 0 | 0 | 0 | 0 | 0 | 0 | 0 | 0 | 0 | 0 | 0 | 0 | 0 | 0 | 0 | 0 | 0 | 0 | 0 | 0 | 0 | 0 | 0 | 0 | 0 | 0 | 0 | 0 | 0 | 0 | 0 | 0 | 0 | 0 | 0 | 0 | 0 | 0 | 0 | 0 | 0 | 0 | 0 | 0 | 0 | 0 | 0 | 0 | 0 | 0 | 0 | 0 | 0 | 0 | 0 | 0 | 0 | 0 | 0 | 0 | 0 | 0 | 0 | 0 | 0 | 0 | 0 | 0 | 0 | 0 | 0 | 0 | 0 | 0 | U-0.29 Window | U-0.29 Window | U-0.29 Window | U-0.29 Window | U-0.29 Window | U-0.29 Window | U-0.29 Window | U-0.29 Window | U-0.29 Window | U-0.29 Window | U-0.29 Window | U-0.29 Window | U-0.29 Window | U-0.29 Window | U-0.29 Window | U-0.29 Window | U-0.29 Window | U-0.29 Window | U-0.29 Window | U-0.29 Window | U-0.29 Window | U-0.29 Window | U-0.29 Window | U-0.29 Window | U-0.29 Window | U-0.29 Window | U-0.29 Window | U-0.29 Window | 5.2306 | 5.2306 | 5.2306 | 5.2306 | 5.2306 | 5.2306 | 5.2306 | 5.2306 | 5.2306 | 5.2306 | 5.2306 | 5.2306 | 5.2306 | 5.2306 | 5.2306 | 5.2306 | 5.2306 | 5.2306 | 5.2306 | 5.2306 | 5.2306 | 5.2306 | 5.2306 | 5.2306 | 5.2306 | 5.2306 | 5.2306 | 5.2306 | 0 | 0 | 0 | 0 | 0 | 0 | 0 | 0 | 0 | 0 | 0 | 0 | 0 | 0 | 0 | 0 | 0 | 0 | 0 | 0 | 0 | 0 | 0 | 0 | 0 | 0 | 0 | 0 | 0 | 0 | 0 | 0 | 0 | 0 | 0 | 0 | 0 | 0 | 0 | 0 | 0 | 0 | 0 | 0 | 0 | 0 | 0 | 0 | 0 | 0 | 0 | 0 | 0 | 0 | 0 | 0 | 0 | 0 | 0 | 0 | 0 | 0 | 0 | 0 | 0 | 0 | 0 | 0 | 0 | 0 | 0 | 0 | 0 | 0 | 0 | 0 | 0 | 0 | 0 | 0 | 0 | 0 | 0 | 0 | 0 | 0 | 0 | 0 | 0 | 0 | 0 | 0 | 0 | 0 | 0 | 0 | 0 | 0 | 0 | 0 | 0 | 0 | 0 | 0 | 0 | 0 | 0 | 0 | 0 | 0 | 0 | 0 | 0 | 0 | 0 | 0 | 0 | 0 | 0 | 0 | 0 | 0 | 0 | 0 | 0 | 0 | 0 | 0 | 0 | 0 | 0 | 0 | 0 | 0 | 0 | 0 | 0 | 0 | 0 | 0 | U-0.29 Window | U-0.29 Window | U-0.29 Window | U-0.29 Window | U-0.29 Window | U-0.29 Window | U-0.29 Window | U-0.29 Window | U-0.29 Window | U-0.29 Window | U-0.29 Window | U-0.29 Window | U-0.29 Window | U-0.29 Window | U-0.29 Window | U-0.29 Window | U-0.29 Window | U-0.29 Window | U-0.29 Window | U-0.29 Window | U-0.29 Window | U-0.29 Window | U-0.29 Window | U-0.29 Window | U-0.29 Window | U-0.29 Window | U-0.29 Window | U-0.29 Window | 5.2306 | 5.2306 | 5.2306 | 5.2306 | 5.2306 | 5.2306 | 5.2306 | 5.2306 | 5.2306 | 5.2306 | 5.2306 | 5.2306 | 5.2306 | 5.2306 | 5.2306 | 5.2306 | 5.2306 | 5.2306 | 5.2306 | 5.2306 | 5.2306 | 5.2306 | 5.2306 | 5.2306 | 5.2306 | 5.2306 | 5.2306 | 5.2306 | 0 | 0 | 0 | 0 | 0 | 0 | 0 | 0 | 0 | 0 | 0 | 0 | 0 | 0 | 0 | 0 | 0 | 0 | 0 | 0 | 0 | 0 | 0 | 0 | 0 | 0 | 0 | 0 | 0 | 0 | 0 | 0 | 0 | 0 | 0 | 0 | 0 | 0 | 0 | 0 | 0 | 0 | 0 | 0 | 0 | 0 | 0 | 0 | 0 | 0 | 0 | 0 | 0 | 0 | 0 | 0 | 0 | 0 | 0 | 0 | 0 | 0 | 0 | 0 | 0 | 0 | 0 | 0 | 0 | 0 | 0 | 0 | 0 | 0 | 0 | 0 | 0 | 0 | 0 | 0 | 0 | 0 | 0 | 0 | 0 | 0 | 0 | 0 | 0 | 0 | 0 | 0 | 0 | 0 | 0 | 0 | 0 | 0 | 0 | 0 | 0 | 0 | 0 | 0 | 0 | 0 | 0 | 0 | 0 | 0 | 0 | 0 | 0 | 0
Windows - Secondary Glazing Systems_Restaurant_New_Windows Upgraded with Secondary Commercial Window Glazing | Windows - Secondary Glazing Systems_Restaurant_New | Windows - Secondary Glazing Systems_Commercial_New_Standard Commercial Windows_Windows Upgraded with Secondary Commercial Window Glazing | Commercial | Restaurant | New | Space Heating | Natural Gas | Windows - Secondary Glazing Systems | NEQ | Standard Commercial Windows | 30 | 30 | 30 | 0 | 0 | 0 | 0.01 | 0.5 | Retro1Slow | 0.012666666666666666 | TBD | A | WCM156 | 0.7 | 0.42 | sqft window | 0.0321 | 0 | 0 | 0 | 0 | Regional Technical Forum - UES Workbook - Secondary Glazing Systems (SGS) - ComSecondaryGlazingSystems_v3_1 - AEG Adjusted | Regional Technical Forum - UES Workbook - Secondary Glazing Systems (SGS) - ComSecondaryGlazingSystems_v3_1 - AEG Adjusted | Regional Technical Forum - UES Workbook - Secondary Glazing Systems (SGS) - ComSecondaryGlazingSystems_v3_1 - AEG Adjusted | 0 | 0 | 48.1437 | Standard Commercial Windows | Standard Commercial Windows | Standard Commercial Windows | Standard Commercial Windows | Standard Commercial Windows | Standard Commercial Windows | Standard Commercial Windows | Standard Commercial Windows | Standard Commercial Windows | Standard Commercial Windows | Standard Commercial Windows | Standard Commercial Windows | Standard Commercial Windows | Standard Commercial Windows | Standard Commercial Windows | Standard Commercial Windows | Standard Commercial Windows | Standard Commercial Windows | Standard Commercial Windows | Standard Commercial Windows | Standard Commercial Windows | Standard Commercial Windows | Standard Commercial Windows | Standard Commercial Windows | Standard Commercial Windows | Standard Commercial Windows | Standard Commercial Windows | Standard Commercial Windows | 0 | 0 | 0 | 0 | 0 | 0 | 0 | 0 | 0 | 0 | 0 | 0 | 0 | 0 | 0 | 0 | 0 | 0 | 0 | 0 | 0 | 0 | 0 | 0 | 0 | 0 | 0 | 0 | 0 | 0 | 0 | 0 | 0 | 0 | 0 | 0 | 0 | 0 | 0 | 0 | 0 | 0 | 0 | 0 | 0 | 0 | 0 | 0 | 0 | 0 | 0 | 0 | 0 | 0 | 0 | 0 | 0 | 0 | 0 | 0 | 0 | 0 | 0 | 0 | 0 | 0 | 0 | 0 | 0 | 0 | 0 | 0 | 0 | 0 | 0 | 0 | 0 | 0 | 0 | 0 | 0 | 0 | 0 | 0 | 0 | 0 | 0 | 0 | 0 | 0 | 0 | 0 | 0 | 0 | 0 | 0 | 0 | 0 | 0 | 0 | 0 | 0 | 0 | 0 | 0 | 0 | 0 | 0 | 0 | 0 | 0 | 0 | Windows Upgraded with Secondary Commercial Window Glazing | Windows Upgraded with Secondary Commercial Window Glazing | Windows Upgraded with Secondary Commercial Window Glazing | Windows Upgraded with Secondary Commercial Window Glazing | Windows Upgraded with Secondary Commercial Window Glazing | Windows Upgraded with Secondary Commercial Window Glazing | Windows Upgraded with Secondary Commercial Window Glazing | Windows Upgraded with Secondary Commercial Window Glazing | Windows Upgraded with Secondary Commercial Window Glazing | Windows Upgraded with Secondary Commercial Window Glazing | Windows Upgraded with Secondary Commercial Window Glazing | Windows Upgraded with Secondary Commercial Window Glazing | Windows Upgraded with Secondary Commercial Window Glazing | Windows Upgraded with Secondary Commercial Window Glazing | Windows Upgraded with Secondary Commercial Window Glazing | Windows Upgraded with Secondary Commercial Window Glazing | Windows Upgraded with Secondary Commercial Window Glazing | Windows Upgraded with Secondary Commercial Window Glazing | Windows Upgraded with Secondary Commercial Window Glazing | Windows Upgraded with Secondary Commercial Window Glazing | Windows Upgraded with Secondary Commercial Window Glazing | Windows Upgraded with Secondary Commercial Window Glazing | Windows Upgraded with Secondary Commercial Window Glazing | Windows Upgraded with Secondary Commercial Window Glazing | Windows Upgraded with Secondary Commercial Window Glazing | Windows Upgraded with Secondary Commercial Window Glazing | Windows Upgraded with Secondary Commercial Window Glazing | Windows Upgraded with Secondary Commercial Window Glazing | 48.1437 | 48.1437 | 48.1437 | 48.1437 | 48.1437 | 48.1437 | 48.1437 | 48.1437 | 48.1437 | 48.1437 | 48.1437 | 48.1437 | 48.1437 | 48.1437 | 48.1437 | 48.1437 | 48.1437 | 48.1437 | 48.1437 | 48.1437 | 48.1437 | 48.1437 | 48.1437 | 48.1437 | 48.1437 | 48.1437 | 48.1437 | 48.1437 | 0 | 0 | 0 | 0 | 0 | 0 | 0 | 0 | 0 | 0 | 0 | 0 | 0 | 0 | 0 | 0 | 0 | 0 | 0 | 0 | 0 | 0 | 0 | 0 | 0 | 0 | 0 | 0 | 0 | 0 | 0 | 0 | 0 | 0 | 0 | 0 | 0 | 0 | 0 | 0 | 0 | 0 | 0 | 0 | 0 | 0 | 0 | 0 | 0 | 0 | 0 | 0 | 0 | 0 | 0 | 0 | 0 | 0 | 0 | 0 | 0 | 0 | 0 | 0 | 0 | 0 | 0 | 0 | 0 | 0 | 0 | 0 | 0 | 0 | 0 | 0 | 0 | 0 | 0 | 0 | 0 | 0 | 0 | 0 | 0 | 0 | 0 | 0 | 0 | 0 | 0 | 0 | 0 | 0 | 0 | 0 | 0 | 0 | 0 | 0 | 0 | 0 | 0 | 0 | 0 | 0 | 0 | 0 | 0 | 0 | 0 | 0 | 0 | 0 | 0 | 0 | 0 | 0 | 0 | 0 | 0 | 0 | 0 | 0 | 0 | 0 | 0 | 0 | 0 | 0 | 0 | 0 | 0 | 0 | 0 | 0 | 0 | 0 | 0 | 0 | Windows Upgraded with Secondary Commercial Window Glazing | Windows Upgraded with Secondary Commercial Window Glazing | Windows Upgraded with Secondary Commercial Window Glazing | Windows Upgraded with Secondary Commercial Window Glazing | Windows Upgraded with Secondary Commercial Window Glazing | Windows Upgraded with Secondary Commercial Window Glazing | Windows Upgraded with Secondary Commercial Window Glazing | Windows Upgraded with Secondary Commercial Window Glazing | Windows Upgraded with Secondary Commercial Window Glazing | Windows Upgraded with Secondary Commercial Window Glazing | Windows Upgraded with Secondary Commercial Window Glazing | Windows Upgraded with Secondary Commercial Window Glazing | Windows Upgraded with Secondary Commercial Window Glazing | Windows Upgraded with Secondary Commercial Window Glazing | Windows Upgraded with Secondary Commercial Window Glazing | Windows Upgraded with Secondary Commercial Window Glazing | Windows Upgraded with Secondary Commercial Window Glazing | Windows Upgraded with Secondary Commercial Window Glazing | Windows Upgraded with Secondary Commercial Window Glazing | Windows Upgraded with Secondary Commercial Window Glazing | Windows Upgraded with Secondary Commercial Window Glazing | Windows Upgraded with Secondary Commercial Window Glazing | Windows Upgraded with Secondary Commercial Window Glazing | Windows Upgraded with Secondary Commercial Window Glazing | Windows Upgraded with Secondary Commercial Window Glazing | Windows Upgraded with Secondary Commercial Window Glazing | Windows Upgraded with Secondary Commercial Window Glazing | Windows Upgraded with Secondary Commercial Window Glazing | 48.1437 | 48.1437 | 48.1437 | 48.1437 | 48.1437 | 48.1437 | 48.1437 | 48.1437 | 48.1437 | 48.1437 | 48.1437 | 48.1437 | 48.1437 | 48.1437 | 48.1437 | 48.1437 | 48.1437 | 48.1437 | 48.1437 | 48.1437 | 48.1437 | 48.1437 | 48.1437 | 48.1437 | 48.1437 | 48.1437 | 48.1437 | 48.1437 | 0 | 0 | 0 | 0 | 0 | 0 | 0 | 0 | 0 | 0 | 0 | 0 | 0 | 0 | 0 | 0 | 0 | 0 | 0 | 0 | 0 | 0 | 0 | 0 | 0 | 0 | 0 | 0 | 0 | 0 | 0 | 0 | 0 | 0 | 0 | 0 | 0 | 0 | 0 | 0 | 0 | 0 | 0 | 0 | 0 | 0 | 0 | 0 | 0 | 0 | 0 | 0 | 0 | 0 | 0 | 0 | 0 | 0 | 0 | 0 | 0 | 0 | 0 | 0 | 0 | 0 | 0 | 0 | 0 | 0 | 0 | 0 | 0 | 0 | 0 | 0 | 0 | 0 | 0 | 0 | 0 | 0 | 0 | 0 | 0 | 0 | 0 | 0 | 0 | 0 | 0 | 0 | 0 | 0 | 0 | 0 | 0 | 0 | 0 | 0 | 0 | 0 | 0 | 0 | 0 | 0 | 0 | 0 | 0 | 0 | 0 | 0 | 0 | 0
Gas Boiler - Hot Water Reset_Restaurant_New_Not Applicable Segment or Vintage | Gas Boiler - Hot Water Reset_Restaurant_New | Gas Boiler - Hot Water Reset_Commercial_New_Not Applicable Segment or Vintage_Not Applicable Segment or Vintage | Commercial | Restaurant | New | Space Heating | Natural Gas | Gas Boiler - Hot Water Reset | NEQ | Not Applicable Segment or Vintage | 20 | 20 | 20 | 0 | 0 | 0 | 0 | 0 | Retro5Med | 8.35569166605469E-06 | TBD | A | WCM168 | 0.7 | 0.42 | kBtuh heat | 0.0321 | 0 | 0 | 0 | 0 | Not Applicable Segment or Vintage | Not Applicable Segment or Vintage | Not Applicable Segment or Vintage | 0 | 0 | 0 | Not Applicable Segment or Vintage | Not Applicable Segment or Vintage | Not Applicable Segment or Vintage | Not Applicable Segment or Vintage | Not Applicable Segment or Vintage | Not Applicable Segment or Vintage | Not Applicable Segment or Vintage | Not Applicable Segment or Vintage | Not Applicable Segment or Vintage | Not Applicable Segment or Vintage | Not Applicable Segment or Vintage | Not Applicable Segment or Vintage | Not Applicable Segment or Vintage | Not Applicable Segment or Vintage | Not Applicable Segment or Vintage | Not Applicable Segment or Vintage | Not Applicable Segment or Vintage | Not Applicable Segment or Vintage | Not Applicable Segment or Vintage | Not Applicable Segment or Vintage | Not Applicable Segment or Vintage | Not Applicable Segment or Vintage | Not Applicable Segment or Vintage | Not Applicable Segment or Vintage | Not Applicable Segment or Vintage | Not Applicable Segment or Vintage | Not Applicable Segment or Vintage | Not Applicable Segment or Vintage | 0 | 0 | 0 | 0 | 0 | 0 | 0 | 0 | 0 | 0 | 0 | 0 | 0 | 0 | 0 | 0 | 0 | 0 | 0 | 0 | 0 | 0 | 0 | 0 | 0 | 0 | 0 | 0 | 0 | 0 | 0 | 0 | 0 | 0 | 0 | 0 | 0 | 0 | 0 | 0 | 0 | 0 | 0 | 0 | 0 | 0 | 0 | 0 | 0 | 0 | 0 | 0 | 0 | 0 | 0 | 0 | 0 | 0 | 0 | 0 | 0 | 0 | 0 | 0 | 0 | 0 | 0 | 0 | 0 | 0 | 0 | 0 | 0 | 0 | 0 | 0 | 0 | 0 | 0 | 0 | 0 | 0 | 0 | 0 | 0 | 0 | 0 | 0 | 0 | 0 | 0 | 0 | 0 | 0 | 0 | 0 | 0 | 0 | 0 | 0 | 0 | 0 | 0 | 0 | 0 | 0 | 0 | 0 | 0 | 0 | 0 | 0 | Not Applicable Segment or Vintage | Not Applicable Segment or Vintage | Not Applicable Segment or Vintage | Not Applicable Segment or Vintage | Not Applicable Segment or Vintage | Not Applicable Segment or Vintage | Not Applicable Segment or Vintage | Not Applicable Segment or Vintage | Not Applicable Segment or Vintage | Not Applicable Segment or Vintage | Not Applicable Segment or Vintage | Not Applicable Segment or Vintage | Not Applicable Segment or Vintage | Not Applicable Segment or Vintage | Not Applicable Segment or Vintage | Not Applicable Segment or Vintage | Not Applicable Segment or Vintage | Not Applicable Segment or Vintage | Not Applicable Segment or Vintage | Not Applicable Segment or Vintage | Not Applicable Segment or Vintage | Not Applicable Segment or Vintage | Not Applicable Segment or Vintage | Not Applicable Segment or Vintage | Not Applicable Segment or Vintage | Not Applicable Segment or Vintage | Not Applicable Segment or Vintage | Not Applicable Segment or Vintage | 0 | 0 | 0 | 0 | 0 | 0 | 0 | 0 | 0 | 0 | 0 | 0 | 0 | 0 | 0 | 0 | 0 | 0 | 0 | 0 | 0 | 0 | 0 | 0 | 0 | 0 | 0 | 0 | 0 | 0 | 0 | 0 | 0 | 0 | 0 | 0 | 0 | 0 | 0 | 0 | 0 | 0 | 0 | 0 | 0 | 0 | 0 | 0 | 0 | 0 | 0 | 0 | 0 | 0 | 0 | 0 | 0 | 0 | 0 | 0 | 0 | 0 | 0 | 0 | 0 | 0 | 0 | 0 | 0 | 0 | 0 | 0 | 0 | 0 | 0 | 0 | 0 | 0 | 0 | 0 | 0 | 0 | 0 | 0 | 0 | 0 | 0 | 0 | 0 | 0 | 0 | 0 | 0 | 0 | 0 | 0 | 0 | 0 | 0 | 0 | 0 | 0 | 0 | 0 | 0 | 0 | 0 | 0 | 0 | 0 | 0 | 0 | 0 | 0 | 0 | 0 | 0 | 0 | 0 | 0 | 0 | 0 | 0 | 0 | 0 | 0 | 0 | 0 | 0 | 0 | 0 | 0 | 0 | 0 | 0 | 0 | 0 | 0 | 0 | 0 | 0 | 0 | 0 | 0 | 0 | 0 | 0 | 0 | 0 | 0 | 0 | 0 | 0 | 0 | 0 | 0 | 0 | 0 | 0 | 0 | 0 | 0 | 0 | 0 | 0 | 0 | 0 | 0 | Not Applicable Segment or Vintage | Not Applicable Segment or Vintage | Not Applicable Segment or Vintage | Not Applicable Segment or Vintage | Not Applicable Segment or Vintage | Not Applicable Segment or Vintage | Not Applicable Segment or Vintage | Not Applicable Segment or Vintage | Not Applicable Segment or Vintage | Not Applicable Segment or Vintage | Not Applicable Segment or Vintage | Not Applicable Segment or Vintage | Not Applicable Segment or Vintage | Not Applicable Segment or Vintage | Not Applicable Segment or Vintage | Not Applicable Segment or Vintage | Not Applicable Segment or Vintage | Not Applicable Segment or Vintage | Not Applicable Segment or Vintage | Not Applicable Segment or Vintage | Not Applicable Segment or Vintage | Not Applicable Segment or Vintage | Not Applicable Segment or Vintage | Not Applicable Segment or Vintage | Not Applicable Segment or Vintage | Not Applicable Segment or Vintage | Not Applicable Segment or Vintage | Not Applicable Segment or Vintage | 0 | 0 | 0 | 0 | 0 | 0 | 0 | 0 | 0 | 0 | 0 | 0 | 0 | 0 | 0 | 0 | 0 | 0 | 0 | 0 | 0 | 0 | 0 | 0 | 0 | 0 | 0 | 0 | 0 | 0 | 0 | 0 | 0 | 0 | 0 | 0 | 0 | 0 | 0 | 0 | 0 | 0 | 0 | 0 | 0 | 0 | 0 | 0 | 0 | 0 | 0 | 0 | 0 | 0 | 0 | 0 | 0 | 0 | 0 | 0 | 0 | 0 | 0 | 0 | 0 | 0 | 0 | 0 | 0 | 0 | 0 | 0 | 0 | 0 | 0 | 0 | 0 | 0 | 0 | 0 | 0 | 0 | 0 | 0 | 0 | 0 | 0 | 0 | 0 | 0 | 0 | 0 | 0 | 0 | 0 | 0 | 0 | 0 | 0 | 0 | 0 | 0 | 0 | 0 | 0 | 0 | 0 | 0 | 0 | 0 | 0 | 0 | 0 | 0 | 0 | 0 | 0 | 0 | 0 | 0 | 0 | 0 | 0 | 0 | 0 | 0 | 0 | 0 | 0 | 0 | 0 | 0 | 0 | 0 | 0 | 0 | 0 | 0 | 0 | 0 | 0 | 0
Thermostat - Programmable_Restaurant_New_Programmable Thermostat | Thermostat - Programmable_Restaurant_New | Thermostat - Programmable_Commercial_New_Manual Thermostat_Programmable Thermostat | Commercial | Restaurant | New | Space Heating | Natural Gas | Thermostat - Programmable | NEQ | Manual Thermostat | 16 | 16 | 16 | 0 | 0 | 0 | 0 | 0 | Retro5Med | 8.35569166605469E-06 | TBD | A | WCM179 | 0.7 | 0.42 | perbldg | 0.0321 | 0 | 0 | 0 | 0 | IL TRM v13 - 5.3.11 - Programmable Thermostats - RS-HVC-PROG-V09-250101_x000D_ | IL TRM v13 - 5.3.11 - Programmable Thermostats - RS-HVC-PROG-V09-250101_x000D_ | IL TRM v13 - 5.3.11 - Programmable Thermostats - RS-HVC-PROG-V09-250101_x000D_ | 0 | 0 | 33.1655 | Manual Thermostat | Manual Thermostat | Manual Thermostat | Manual Thermostat | Manual Thermostat | Manual Thermostat | Manual Thermostat | Manual Thermostat | Manual Thermostat | Manual Thermostat | Manual Thermostat | Manual Thermostat | Manual Thermostat | Manual Thermostat | Manual Thermostat | Manual Thermostat | Manual Thermostat | Manual Thermostat | Manual Thermostat | Manual Thermostat | Manual Thermostat | Manual Thermostat | Manual Thermostat | Manual Thermostat | Manual Thermostat | Manual Thermostat | Manual Thermostat | Manual Thermostat | 0 | 0 | 0 | 0 | 0 | 0 | 0 | 0 | 0 | 0 | 0 | 0 | 0 | 0 | 0 | 0 | 0 | 0 | 0 | 0 | 0 | 0 | 0 | 0 | 0 | 0 | 0 | 0 | 0 | 0 | 0 | 0 | 0 | 0 | 0 | 0 | 0 | 0 | 0 | 0 | 0 | 0 | 0 | 0 | 0 | 0 | 0 | 0 | 0 | 0 | 0 | 0 | 0 | 0 | 0 | 0 | 0 | 0 | 0 | 0 | 0 | 0 | 0 | 0 | 0 | 0 | 0 | 0 | 0 | 0 | 0 | 0 | 0 | 0 | 0 | 0 | 0 | 0 | 0 | 0 | 0 | 0 | 0 | 0 | 0 | 0 | 0 | 0 | 0 | 0 | 0 | 0 | 0 | 0 | 0 | 0 | 0 | 0 | 0 | 0 | 0 | 0 | 0 | 0 | 0 | 0 | 0 | 0 | 0 | 0 | 0 | 0 | Programmable Thermostat | Programmable Thermostat | Programmable Thermostat | Programmable Thermostat | Programmable Thermostat | Programmable Thermostat | Programmable Thermostat | Programmable Thermostat | Programmable Thermostat | Programmable Thermostat | Programmable Thermostat | Programmable Thermostat | Programmable Thermostat | Programmable Thermostat | Programmable Thermostat | Programmable Thermostat | Programmable Thermostat | Programmable Thermostat | Programmable Thermostat | Programmable Thermostat | Programmable Thermostat | Programmable Thermostat | Programmable Thermostat | Programmable Thermostat | Programmable Thermostat | Programmable Thermostat | Programmable Thermostat | Programmable Thermostat | 33.1655 | 33.1655 | 33.1655 | 33.1655 | 33.1655 | 33.1655 | 33.1655 | 33.1655 | 33.1655 | 33.1655 | 33.1655 | 33.1655 | 33.1655 | 33.1655 | 33.1655 | 33.1655 | 33.1655 | 33.1655 | 33.1655 | 33.1655 | 33.1655 | 33.1655 | 33.1655 | 33.1655 | 33.1655 | 33.1655 | 33.1655 | 33.1655 | 0 | 0 | 0 | 0 | 0 | 0 | 0 | 0 | 0 | 0 | 0 | 0 | 0 | 0 | 0 | 0 | 0 | 0 | 0 | 0 | 0 | 0 | 0 | 0 | 0 | 0 | 0 | 0 | 0 | 0 | 0 | 0 | 0 | 0 | 0 | 0 | 0 | 0 | 0 | 0 | 0 | 0 | 0 | 0 | 0 | 0 | 0 | 0 | 0 | 0 | 0 | 0 | 0 | 0 | 0 | 0 | 0 | 0 | 0 | 0 | 0 | 0 | 0 | 0 | 0 | 0 | 0 | 0 | 0 | 0 | 0 | 0 | 0 | 0 | 0 | 0 | 0 | 0 | 0 | 0 | 0 | 0 | 0 | 0 | 0 | 0 | 0 | 0 | 0 | 0 | 0 | 0 | 0 | 0 | 0 | 0 | 0 | 0 | 0 | 0 | 0 | 0 | 0 | 0 | 0 | 0 | 0 | 0 | 0 | 0 | 0 | 0 | 0 | 0 | 0 | 0 | 0 | 0 | 0 | 0 | 0 | 0 | 0 | 0 | 0 | 0 | 0 | 0 | 0 | 0 | 0 | 0 | 0 | 0 | 0 | 0 | 0 | 0 | 0 | 0 | Programmable Thermostat | Programmable Thermostat | Programmable Thermostat | Programmable Thermostat | Programmable Thermostat | Programmable Thermostat | Programmable Thermostat | Programmable Thermostat | Programmable Thermostat | Programmable Thermostat | Programmable Thermostat | Programmable Thermostat | Programmable Thermostat | Programmable Thermostat | Programmable Thermostat | Programmable Thermostat | Programmable Thermostat | Programmable Thermostat | Programmable Thermostat | Programmable Thermostat | Programmable Thermostat | Programmable Thermostat | Programmable Thermostat | Programmable Thermostat | Programmable Thermostat | Programmable Thermostat | Programmable Thermostat | Programmable Thermostat | 33.1655 | 33.1655 | 33.1655 | 33.1655 | 33.1655 | 33.1655 | 33.1655 | 33.1655 | 33.1655 | 33.1655 | 33.1655 | 33.1655 | 33.1655 | 33.1655 | 33.1655 | 33.1655 | 33.1655 | 33.1655 | 33.1655 | 33.1655 | 33.1655 | 33.1655 | 33.1655 | 33.1655 | 33.1655 | 33.1655 | 33.1655 | 33.1655 | 0 | 0 | 0 | 0 | 0 | 0 | 0 | 0 | 0 | 0 | 0 | 0 | 0 | 0 | 0 | 0 | 0 | 0 | 0 | 0 | 0 | 0 | 0 | 0 | 0 | 0 | 0 | 0 | 0 | 0 | 0 | 0 | 0 | 0 | 0 | 0 | 0 | 0 | 0 | 0 | 0 | 0 | 0 | 0 | 0 | 0 | 0 | 0 | 0 | 0 | 0 | 0 | 0 | 0 | 0 | 0 | 0 | 0 | 0 | 0 | 0 | 0 | 0 | 0 | 0 | 0 | 0 | 0 | 0 | 0 | 0 | 0 | 0 | 0 | 0 | 0 | 0 | 0 | 0 | 0 | 0 | 0 | 0 | 0 | 0 | 0 | 0 | 0 | 0 | 0 | 0 | 0 | 0 | 0 | 0 | 0 | 0 | 0 | 0 | 0 | 0 | 0 | 0 | 0 | 0 | 0 | 0 | 0 | 0 | 0 | 0 | 0 | 0 | 0
Gas Boiler - Insulate Steam Lines/Condensate Tank_Restaurant_New_Addition of 2" wrap insulation to hot water boiler pipe | Gas Boiler - Insulate Steam Lines/Condensate Tank_Restaurant_New | Gas Boiler - Insulate Steam Lines/Condensate Tank_Commercial_New_bare pipe_Addition of 2" wrap insulation to hot water boiler pipe | Commercial | Restaurant | New | Space Heating | Natural Gas | Gas Boiler - Insulate Steam Lines/Condensate Tank | NEQ | bare pipe | 15 | 15 | 15 | 0.50309 | 0 | 0 | 1 | 1 | Retro5Med | 8.35569166605469E-06 | TBD | A | WCM177 | 0.7 | 0.42 | boiler pipe | 0.0321 | 0 | 0 | 0 | 0 | IL TRM v12 - 4.4.14 - Pipe Insulation - CI-HVC-PINS-V08-230101 | IL TRM v12 - 4.4.14 - Pipe Insulation - CI-HVC-PINS-V08-230101 | IL TRM v12 - 4.4.14 - Pipe Insulation - CI-HVC-PINS-V08-230101 | 0 | 0 | 36.2322 | bare pipe | bare pipe | bare pipe | bare pipe | bare pipe | bare pipe | bare pipe | bare pipe | bare pipe | bare pipe | bare pipe | bare pipe | bare pipe | bare pipe | bare pipe | bare pipe | bare pipe | bare pipe | bare pipe | bare pipe | bare pipe | bare pipe | bare pipe | bare pipe | bare pipe | bare pipe | bare pipe | bare pipe | 0 | 0 | 0 | 0 | 0 | 0 | 0 | 0 | 0 | 0 | 0 | 0 | 0 | 0 | 0 | 0 | 0 | 0 | 0 | 0 | 0 | 0 | 0 | 0 | 0 | 0 | 0 | 0 | 0 | 0 | 0 | 0 | 0 | 0 | 0 | 0 | 0 | 0 | 0 | 0 | 0 | 0 | 0 | 0 | 0 | 0 | 0 | 0 | 0 | 0 | 0 | 0 | 0 | 0 | 0 | 0 | 0 | 0 | 0 | 0 | 0 | 0 | 0 | 0 | 0 | 0 | 0 | 0 | 0 | 0 | 0 | 0 | 0 | 0 | 0 | 0 | 0 | 0 | 0 | 0 | 0 | 0 | 0 | 0 | 0 | 0 | 0 | 0 | 0 | 0 | 0 | 0 | 0 | 0 | 0 | 0 | 0 | 0 | 0 | 0 | 0 | 0 | 0 | 0 | 0 | 0 | 0 | 0 | 0 | 0 | 0 | 0 | Addition of 2" wrap insulation to hot water boiler pipe | Addition of 2" wrap insulation to hot water boiler pipe | Addition of 2" wrap insulation to hot water boiler pipe | Addition of 2" wrap insulation to hot water boiler pipe | Addition of 2" wrap insulation to hot water boiler pipe | Addition of 2" wrap insulation to hot water boiler pipe | Addition of 2" wrap insulation to hot water boiler pipe | Addition of 2" wrap insulation to hot water boiler pipe | Addition of 2" wrap insulation to hot water boiler pipe | Addition of 2" wrap insulation to hot water boiler pipe | Addition of 2" wrap insulation to hot water boiler pipe | Addition of 2" wrap insulation to hot water boiler pipe | Addition of 2" wrap insulation to hot water boiler pipe | Addition of 2" wrap insulation to hot water boiler pipe | Addition of 2" wrap insulation to hot water boiler pipe | Addition of 2" wrap insulation to hot water boiler pipe | Addition of 2" wrap insulation to hot water boiler pipe | Addition of 2" wrap insulation to hot water boiler pipe | Addition of 2" wrap insulation to hot water boiler pipe | Addition of 2" wrap insulation to hot water boiler pipe | Addition of 2" wrap insulation to hot water boiler pipe | Addition of 2" wrap insulation to hot water boiler pipe | Addition of 2" wrap insulation to hot water boiler pipe | Addition of 2" wrap insulation to hot water boiler pipe | Addition of 2" wrap insulation to hot water boiler pipe | Addition of 2" wrap insulation to hot water boiler pipe | Addition of 2" wrap insulation to hot water boiler pipe | Addition of 2" wrap insulation to hot water boiler pipe | 36.2322 | 36.2322 | 36.2322 | 36.2322 | 36.2322 | 36.2322 | 36.2322 | 36.2322 | 36.2322 | 36.2322 | 36.2322 | 36.2322 | 36.2322 | 36.2322 | 36.2322 | 36.2322 | 36.2322 | 36.2322 | 36.2322 | 36.2322 | 36.2322 | 36.2322 | 36.2322 | 36.2322 | 36.2322 | 36.2322 | 36.2322 | 36.2322 | 0.5031 | 0.5031 | 0.5031 | 0.5031 | 0.5031 | 0.5031 | 0.5031 | 0.5031 | 0.5031 | 0.5031 | 0.5031 | 0.5031 | 0.5031 | 0.5031 | 0.5031 | 0.5031 | 0.5031 | 0.5031 | 0.5031 | 0.5031 | 0.5031 | 0.5031 | 0.5031 | 0.5031 | 0.5031 | 0.5031 | 0.5031 | 0.5031 | 0 | 0 | 0 | 0 | 0 | 0 | 0 | 0 | 0 | 0 | 0 | 0 | 0 | 0 | 0 | 0 | 0 | 0 | 0 | 0 | 0 | 0 | 0 | 0 | 0 | 0 | 0 | 0 | 0 | 0 | 0 | 0 | 0 | 0 | 0 | 0 | 0 | 0 | 0 | 0 | 0 | 0 | 0 | 0 | 0 | 0 | 0 | 0 | 0 | 0 | 0 | 0 | 0 | 0 | 0 | 0 | 0 | 0 | 0 | 0 | 0 | 0 | 0 | 0 | 0 | 0 | 0 | 0 | 0 | 0 | 0 | 0 | 0 | 0 | 0 | 0 | 0 | 0 | 0 | 0 | 0 | 0 | 0 | 0 | 0 | 0 | 0 | 0 | 0 | 0 | 0 | 0 | 0 | 0 | 0 | 0 | 0 | 0 | 0 | 0 | 0 | 0 | 0 | 0 | 0 | 0 | 0 | 0 | 0 | 0 | 0 | 0 | Addition of 2" wrap insulation to hot water boiler pipe | Addition of 2" wrap insulation to hot water boiler pipe | Addition of 2" wrap insulation to hot water boiler pipe | Addition of 2" wrap insulation to hot water boiler pipe | Addition of 2" wrap insulation to hot water boiler pipe | Addition of 2" wrap insulation to hot water boiler pipe | Addition of 2" wrap insulation to hot water boiler pipe | Addition of 2" wrap insulation to hot water boiler pipe | Addition of 2" wrap insulation to hot water boiler pipe | Addition of 2" wrap insulation to hot water boiler pipe | Addition of 2" wrap insulation to hot water boiler pipe | Addition of 2" wrap insulation to hot water boiler pipe | Addition of 2" wrap insulation to hot water boiler pipe | Addition of 2" wrap insulation to hot water boiler pipe | Addition of 2" wrap insulation to hot water boiler pipe | Addition of 2" wrap insulation to hot water boiler pipe | Addition of 2" wrap insulation to hot water boiler pipe | Addition of 2" wrap insulation to hot water boiler pipe | Addition of 2" wrap insulation to hot water boiler pipe | Addition of 2" wrap insulation to hot water boiler pipe | Addition of 2" wrap insulation to hot water boiler pipe | Addition of 2" wrap insulation to hot water boiler pipe | Addition of 2" wrap insulation to hot water boiler pipe | Addition of 2" wrap insulation to hot water boiler pipe | Addition of 2" wrap insulation to hot water boiler pipe | Addition of 2" wrap insulation to hot water boiler pipe | Addition of 2" wrap insulation to hot water boiler pipe | Addition of 2" wrap insulation to hot water boiler pipe | 36.2322 | 36.2322 | 36.2322 | 36.2322 | 36.2322 | 36.2322 | 36.2322 | 36.2322 | 36.2322 | 36.2322 | 36.2322 | 36.2322 | 36.2322 | 36.2322 | 36.2322 | 36.2322 | 36.2322 | 36.2322 | 36.2322 | 36.2322 | 36.2322 | 36.2322 | 36.2322 | 36.2322 | 36.2322 | 36.2322 | 36.2322 | 36.2322 | 0.5031 | 0.5031 | 0.5031 | 0.5031 | 0.5031 | 0.5031 | 0.5031 | 0.5031 | 0.5031 | 0.5031 | 0.5031 | 0.5031 | 0.5031 | 0.5031 | 0.5031 | 0.5031 | 0.5031 | 0.5031 | 0.5031 | 0.5031 | 0.5031 | 0.5031 | 0.5031 | 0.5031 | 0.5031 | 0.5031 | 0.5031 | 0.5031 | 0 | 0 | 0 | 0 | 0 | 0 | 0 | 0 | 0 | 0 | 0 | 0 | 0 | 0 | 0 | 0 | 0 | 0 | 0 | 0 | 0 | 0 | 0 | 0 | 0 | 0 | 0 | 0 | 0 | 0 | 0 | 0 | 0 | 0 | 0 | 0 | 0 | 0 | 0 | 0 | 0 | 0 | 0 | 0 | 0 | 0 | 0 | 0 | 0 | 0 | 0 | 0 | 0 | 0 | 0 | 0 | 0 | 0 | 0 | 0 | 0 | 0 | 0 | 0 | 0 | 0 | 0 | 0 | 0 | 0 | 0 | 0 | 0 | 0 | 0 | 0 | 0 | 0 | 0 | 0 | 0 | 0 | 0 | 0 | 0 | 0
Gas Boiler - Stack Economizer_Restaurant_New_Boiler with an economizer installed on a exhaust stack | Gas Boiler - Stack Economizer_Restaurant_New | Gas Boiler - Stack Economizer_Commercial_New_The baseline boiler does not have an economizer installed._Boiler with an economizer installed on a exhaust stack | Commercial | Restaurant | New | Space Heating | Natural Gas | Gas Boiler - Stack Economizer | NEQ | The baseline boiler does not have an economizer installed. | 15 | 15 | 15 | 0.30567 | 0 | 0 | 0.15 | 0.55 | Retro1Slow | 0.012666666666666666 | TBD | A | WCM174 | 0.7 | 0.42 | kBtuh heat | 0.0321 | 0 | 0 | 0 | 0 | IL TRM v13 - 4.4.28 - Stack Economizer for Boilers Serving HVAC Loads - CI-HVC-BECO-V03-250101 | Efficiency Maine TRM - 2023.1 - Boiler Stack Heat Exchanger (Boiler Economizer) - AF2. ¦ GDS Associates, Inc. (2009). Natural Gas Energy Efficiency Potential in Massachusetts. Prepared for GasNetworks. | IL TRM v13 - 4.4.28 - Stack Economizer for Boilers Serving HVAC Loads - CI-HVC-BECO-V03-250101 | 0 | 0 | 1.9889 | The baseline boiler does not have an economizer installed. | The baseline boiler does not have an economizer installed. | The baseline boiler does not have an economizer installed. | The baseline boiler does not have an economizer installed. | The baseline boiler does not have an economizer installed. | The baseline boiler does not have an economizer installed. | The baseline boiler does not have an economizer installed. | The baseline boiler does not have an economizer installed. | The baseline boiler does not have an economizer installed. | The baseline boiler does not have an economizer installed. | The baseline boiler does not have an economizer installed. | The baseline boiler does not have an economizer installed. | The baseline boiler does not have an economizer installed. | The baseline boiler does not have an economizer installed. | The baseline boiler does not have an economizer installed. | The baseline boiler does not have an economizer installed. | The baseline boiler does not have an economizer installed. | The baseline boiler does not have an economizer installed. | The baseline boiler does not have an economizer installed. | The baseline boiler does not have an economizer installed. | The baseline boiler does not have an economizer installed. | The baseline boiler does not have an economizer installed. | The baseline boiler does not have an economizer installed. | The baseline boiler does not have an economizer installed. | The baseline boiler does not have an economizer installed. | The baseline boiler does not have an economizer installed. | The baseline boiler does not have an economizer installed. | The baseline boiler does not have an economizer installed. | 0 | 0 | 0 | 0 | 0 | 0 | 0 | 0 | 0 | 0 | 0 | 0 | 0 | 0 | 0 | 0 | 0 | 0 | 0 | 0 | 0 | 0 | 0 | 0 | 0 | 0 | 0 | 0 | 0 | 0 | 0 | 0 | 0 | 0 | 0 | 0 | 0 | 0 | 0 | 0 | 0 | 0 | 0 | 0 | 0 | 0 | 0 | 0 | 0 | 0 | 0 | 0 | 0 | 0 | 0 | 0 | 0 | 0 | 0 | 0 | 0 | 0 | 0 | 0 | 0 | 0 | 0 | 0 | 0 | 0 | 0 | 0 | 0 | 0 | 0 | 0 | 0 | 0 | 0 | 0 | 0 | 0 | 0 | 0 | 0 | 0 | 0 | 0 | 0 | 0 | 0 | 0 | 0 | 0 | 0 | 0 | 0 | 0 | 0 | 0 | 0 | 0 | 0 | 0 | 0 | 0 | 0 | 0 | 0 | 0 | 0 | 0 | Boiler with an economizer installed on a exhaust stack | Boiler with an economizer installed on a exhaust stack | Boiler with an economizer installed on a exhaust stack | Boiler with an economizer installed on a exhaust stack | Boiler with an economizer installed on a exhaust stack | Boiler with an economizer installed on a exhaust stack | Boiler with an economizer installed on a exhaust stack | Boiler with an economizer installed on a exhaust stack | Boiler with an economizer installed on a exhaust stack | Boiler with an economizer installed on a exhaust stack | Boiler with an economizer installed on a exhaust stack | Boiler with an economizer installed on a exhaust stack | Boiler with an economizer installed on a exhaust stack | Boiler with an economizer installed on a exhaust stack | Boiler with an economizer installed on a exhaust stack | Boiler with an economizer installed on a exhaust stack | Boiler with an economizer installed on a exhaust stack | Boiler with an economizer installed on a exhaust stack | Boiler with an economizer installed on a exhaust stack | Boiler with an economizer installed on a exhaust stack | Boiler with an economizer installed on a exhaust stack | Boiler with an economizer installed on a exhaust stack | Boiler with an economizer installed on a exhaust stack | Boiler with an economizer installed on a exhaust stack | Boiler with an economizer installed on a exhaust stack | Boiler with an economizer installed on a exhaust stack | Boiler with an economizer installed on a exhaust stack | Boiler with an economizer installed on a exhaust stack | 1.9889 | 1.9889 | 1.9889 | 1.9889 | 1.9889 | 1.9889 | 1.9889 | 1.9889 | 1.9889 | 1.9889 | 1.9889 | 1.9889 | 1.9889 | 1.9889 | 1.9889 | 1.9889 | 1.9889 | 1.9889 | 1.9889 | 1.9889 | 1.9889 | 1.9889 | 1.9889 | 1.9889 | 1.9889 | 1.9889 | 1.9889 | 1.9889 | 0.3057 | 0.3057 | 0.3057 | 0.3057 | 0.3057 | 0.3057 | 0.3057 | 0.3057 | 0.3057 | 0.3057 | 0.3057 | 0.3057 | 0.3057 | 0.3057 | 0.3057 | 0.3057 | 0.3057 | 0.3057 | 0.3057 | 0.3057 | 0.3057 | 0.3057 | 0.3057 | 0.3057 | 0.3057 | 0.3057 | 0.3057 | 0.3057 | 0 | 0 | 0 | 0 | 0 | 0 | 0 | 0 | 0 | 0 | 0 | 0 | 0 | 0 | 0 | 0 | 0 | 0 | 0 | 0 | 0 | 0 | 0 | 0 | 0 | 0 | 0 | 0 | 0 | 0 | 0 | 0 | 0 | 0 | 0 | 0 | 0 | 0 | 0 | 0 | 0 | 0 | 0 | 0 | 0 | 0 | 0 | 0 | 0 | 0 | 0 | 0 | 0 | 0 | 0 | 0 | 0 | 0 | 0 | 0 | 0 | 0 | 0 | 0 | 0 | 0 | 0 | 0 | 0 | 0 | 0 | 0 | 0 | 0 | 0 | 0 | 0 | 0 | 0 | 0 | 0 | 0 | 0 | 0 | 0 | 0 | 0 | 0 | 0 | 0 | 0 | 0 | 0 | 0 | 0 | 0 | 0 | 0 | 0 | 0 | 0 | 0 | 0 | 0 | 0 | 0 | 0 | 0 | 0 | 0 | 0 | 0 | Boiler with an economizer installed on a exhaust stack | Boiler with an economizer installed on a exhaust stack | Boiler with an economizer installed on a exhaust stack | Boiler with an economizer installed on a exhaust stack | Boiler with an economizer installed on a exhaust stack | Boiler with an economizer installed on a exhaust stack | Boiler with an economizer installed on a exhaust stack | Boiler with an economizer installed on a exhaust stack | Boiler with an economizer installed on a exhaust stack | Boiler with an economizer installed on a exhaust stack | Boiler with an economizer installed on a exhaust stack | Boiler with an economizer installed on a exhaust stack | Boiler with an economizer installed on a exhaust stack | Boiler with an economizer installed on a exhaust stack | Boiler with an economizer installed on a exhaust stack | Boiler with an economizer installed on a exhaust stack | Boiler with an economizer installed on a exhaust stack | Boiler with an economizer installed on a exhaust stack | Boiler with an economizer installed on a exhaust stack | Boiler with an economizer installed on a exhaust stack | Boiler with an economizer installed on a exhaust stack | Boiler with an economizer installed on a exhaust stack | Boiler with an economizer installed on a exhaust stack | Boiler with an economizer installed on a exhaust stack | Boiler with an economizer installed on a exhaust stack | Boiler with an economizer installed on a exhaust stack | Boiler with an economizer installed on a exhaust stack | Boiler with an economizer installed on a exhaust stack | 1.9889 | 1.9889 | 1.9889 | 1.9889 | 1.9889 | 1.9889 | 1.9889 | 1.9889 | 1.9889 | 1.9889 | 1.9889 | 1.9889 | 1.9889 | 1.9889 | 1.9889 | 1.9889 | 1.9889 | 1.9889 | 1.9889 | 1.9889 | 1.9889 | 1.9889 | 1.9889 | 1.9889 | 1.9889 | 1.9889 | 1.9889 | 1.9889 | 0.3057 | 0.3057 | 0.3057 | 0.3057 | 0.3057 | 0.3057 | 0.3057 | 0.3057 | 0.3057 | 0.3057 | 0.3057 | 0.3057 | 0.3057 | 0.3057 | 0.3057 | 0.3057 | 0.3057 | 0.3057 | 0.3057 | 0.3057 | 0.3057 | 0.3057 | 0.3057 | 0.3057 | 0.3057 | 0.3057 | 0.3057 | 0.3057 | 0 | 0 | 0 | 0 | 0 | 0 | 0 | 0 | 0 | 0 | 0 | 0 | 0 | 0 | 0 | 0 | 0 | 0 | 0 | 0 | 0 | 0 | 0 | 0 | 0 | 0 | 0 | 0 | 0 | 0 | 0 | 0 | 0 | 0 | 0 | 0 | 0 | 0 | 0 | 0 | 0 | 0 | 0 | 0 | 0 | 0 | 0 | 0 | 0 | 0 | 0 | 0 | 0 | 0 | 0 | 0 | 0 | 0 | 0 | 0 | 0 | 0 | 0 | 0 | 0 | 0 | 0 | 0 | 0 | 0 | 0 | 0 | 0 | 0 | 0 | 0 | 0 | 0 | 0 | 0 | 0 | 0 | 0 | 0 | 0 | 0
HVAC - Shut Off Damper_Restaurant_New_boiler or furnace with electrically or thermally activated shut off damper installed on either the exhaust flue or combustion air intake | HVAC - Shut Off Damper_Restaurant_New | HVAC - Shut Off Damper_Commercial_New_boiler or furnace that incorporates no shut off damper on the combustion air intake or flue exhaust_boiler or furnace with electrically or thermally activated shut off damper installed on either the exhaust flue or combustion air intake | Commercial | Restaurant | New | Space Heating | Natural Gas | HVAC - Shut Off Damper | NEQ | boiler or furnace that incorporates no shut off damper on the combustion air intake or flue exhaust | 15 | 15 | 15 | 0 | 0 | 0 | 0 | 0.25 | Retro12Med | 3.879925052500492E-06 | TBD | A | WCM173 | 0.7 | 0.42 | BoilerCtrl | 0.0321 | 0 | 0 | 0 | 0 | IL TRM v12 - 4.4.23 - Shut Off Damper for Space Heating Boilers or Furnaces - CI-HVC-SODP-V03-240101 | IL TRM v12 - 4.4.23 - Shut Off Damper for Space Heating Boilers or Furnaces - CI-HVC-SODP-V03-240101 | IL TRM v12 - 4.4.23 - Shut Off Damper for Space Heating Boilers or Furnaces - CI-HVC-SODP-V03-240101 | 0 | 0 | 2242.39 | boiler or furnace that incorporates no shut off damper on the combustion air intake or flue exhaust | boiler or furnace that incorporates no shut off damper on the combustion air intake or flue exhaust | boiler or furnace that incorporates no shut off damper on the combustion air intake or flue exhaust | boiler or furnace that incorporates no shut off damper on the combustion air intake or flue exhaust | boiler or furnace that incorporates no shut off damper on the combustion air intake or flue exhaust | boiler or furnace that incorporates no shut off damper on the combustion air intake or flue exhaust | boiler or furnace that incorporates no shut off damper on the combustion air intake or flue exhaust | boiler or furnace that incorporates no shut off damper on the combustion air intake or flue exhaust | boiler or furnace that incorporates no shut off damper on the combustion air intake or flue exhaust | boiler or furnace that incorporates no shut off damper on the combustion air intake or flue exhaust | boiler or furnace that incorporates no shut off damper on the combustion air intake or flue exhaust | boiler or furnace that incorporates no shut off damper on the combustion air intake or flue exhaust | boiler or furnace that incorporates no shut off damper on the combustion air intake or flue exhaust | boiler or furnace that incorporates no shut off damper on the combustion air intake or flue exhaust | boiler or furnace that incorporates no shut off damper on the combustion air intake or flue exhaust | boiler or furnace that incorporates no shut off damper on the combustion air intake or flue exhaust | boiler or furnace that incorporates no shut off damper on the combustion air intake or flue exhaust | boiler or furnace that incorporates no shut off damper on the combustion air intake or flue exhaust | boiler or furnace that incorporates no shut off damper on the combustion air intake or flue exhaust | boiler or furnace that incorporates no shut off damper on the combustion air intake or flue exhaust | boiler or furnace that incorporates no shut off damper on the combustion air intake or flue exhaust | boiler or furnace that incorporates no shut off damper on the combustion air intake or flue exhaust | boiler or furnace that incorporates no shut off damper on the combustion air intake or flue exhaust | boiler or furnace that incorporates no shut off damper on the combustion air intake or flue exhaust | boiler or furnace that incorporates no shut off damper on the combustion air intake or flue exhaust | boiler or furnace that incorporates no shut off damper on the combustion air intake or flue exhaust | boiler or furnace that incorporates no shut off damper on the combustion air intake or flue exhaust | boiler or furnace that incorporates no shut off damper on the combustion air intake or flue exhaust | 0 | 0 | 0 | 0 | 0 | 0 | 0 | 0 | 0 | 0 | 0 | 0 | 0 | 0 | 0 | 0 | 0 | 0 | 0 | 0 | 0 | 0 | 0 | 0 | 0 | 0 | 0 | 0 | 0 | 0 | 0 | 0 | 0 | 0 | 0 | 0 | 0 | 0 | 0 | 0 | 0 | 0 | 0 | 0 | 0 | 0 | 0 | 0 | 0 | 0 | 0 | 0 | 0 | 0 | 0 | 0 | 0 | 0 | 0 | 0 | 0 | 0 | 0 | 0 | 0 | 0 | 0 | 0 | 0 | 0 | 0 | 0 | 0 | 0 | 0 | 0 | 0 | 0 | 0 | 0 | 0 | 0 | 0 | 0 | 0 | 0 | 0 | 0 | 0 | 0 | 0 | 0 | 0 | 0 | 0 | 0 | 0 | 0 | 0 | 0 | 0 | 0 | 0 | 0 | 0 | 0 | 0 | 0 | 0 | 0 | 0 | 0 | boiler or furnace with electrically or thermally activated shut off damper installed on either the exhaust flue or combustion air intake | boiler or furnace with electrically or thermally activated shut off damper installed on either the exhaust flue or combustion air intake | boiler or furnace with electrically or thermally activated shut off damper installed on either the exhaust flue or combustion air intake | boiler or furnace with electrically or thermally activated shut off damper installed on either the exhaust flue or combustion air intake | boiler or furnace with electrically or thermally activated shut off damper installed on either the exhaust flue or combustion air intake | boiler or furnace with electrically or thermally activated shut off damper installed on either the exhaust flue or combustion air intake | boiler or furnace with electrically or thermally activated shut off damper installed on either the exhaust flue or combustion air intake | boiler or furnace with electrically or thermally activated shut off damper installed on either the exhaust flue or combustion air intake | boiler or furnace with electrically or thermally activated shut off damper installed on either the exhaust flue or combustion air intake | boiler or furnace with electrically or thermally activated shut off damper installed on either the exhaust flue or combustion air intake | boiler or furnace with electrically or thermally activated shut off damper installed on either the exhaust flue or combustion air intake | boiler or furnace with electrically or thermally activated shut off damper installed on either the exhaust flue or combustion air intake | boiler or furnace with electrically or thermally activated shut off damper installed on either the exhaust flue or combustion air intake | boiler or furnace with electrically or thermally activated shut off damper installed on either the exhaust flue or combustion air intake | boiler or furnace with electrically or thermally activated shut off damper installed on either the exhaust flue or combustion air intake | boiler or furnace with electrically or thermally activated shut off damper installed on either the exhaust flue or combustion air intake | boiler or furnace with electrically or thermally activated shut off damper installed on either the exhaust flue or combustion air intake | boiler or furnace with electrically or thermally activated shut off damper installed on either the exhaust flue or combustion air intake | boiler or furnace with electrically or thermally activated shut off damper installed on either the exhaust flue or combustion air intake | boiler or furnace with electrically or thermally activated shut off damper installed on either the exhaust flue or combustion air intake | boiler or furnace with electrically or thermally activated shut off damper installed on either the exhaust flue or combustion air intake | boiler or furnace with electrically or thermally activated shut off damper installed on either the exhaust flue or combustion air intake | boiler or furnace with electrically or thermally activated shut off damper installed on either the exhaust flue or combustion air intake | boiler or furnace with electrically or thermally activated shut off damper installed on either the exhaust flue or combustion air intake | boiler or furnace with electrically or thermally activated shut off damper installed on either the exhaust flue or combustion air intake | boiler or furnace with electrically or thermally activated shut off damper installed on either the exhaust flue or combustion air intake | boiler or furnace with electrically or thermally activated shut off damper installed on either the exhaust flue or combustion air intake | boiler or furnace with electrically or thermally activated shut off damper installed on either the exhaust flue or combustion air intake | 2242.39 | 2242.39 | 2242.39 | 2242.39 | 2242.39 | 2242.39 | 2242.39 | 2242.39 | 2242.39 | 2242.39 | 2242.39 | 2242.39 | 2242.39 | 2242.39 | 2242.39 | 2242.39 | 2242.39 | 2242.39 | 2242.39 | 2242.39 | 2242.39 | 2242.39 | 2242.39 | 2242.39 | 2242.39 | 2242.39 | 2242.39 | 2242.39 | 0 | 0 | 0 | 0 | 0 | 0 | 0 | 0 | 0 | 0 | 0 | 0 | 0 | 0 | 0 | 0 | 0 | 0 | 0 | 0 | 0 | 0 | 0 | 0 | 0 | 0 | 0 | 0 | 0 | 0 | 0 | 0 | 0 | 0 | 0 | 0 | 0 | 0 | 0 | 0 | 0 | 0 | 0 | 0 | 0 | 0 | 0 | 0 | 0 | 0 | 0 | 0 | 0 | 0 | 0 | 0 | 0 | 0 | 0 | 0 | 0 | 0 | 0 | 0 | 0 | 0 | 0 | 0 | 0 | 0 | 0 | 0 | 0 | 0 | 0 | 0 | 0 | 0 | 0 | 0 | 0 | 0 | 0 | 0 | 0 | 0 | 0 | 0 | 0 | 0 | 0 | 0 | 0 | 0 | 0 | 0 | 0 | 0 | 0 | 0 | 0 | 0 | 0 | 0 | 0 | 0 | 0 | 0 | 0 | 0 | 0 | 0 | 0 | 0 | 0 | 0 | 0 | 0 | 0 | 0 | 0 | 0 | 0 | 0 | 0 | 0 | 0 | 0 | 0 | 0 | 0 | 0 | 0 | 0 | 0 | 0 | 0 | 0 | 0 | 0 | boiler or furnace with electrically or thermally activated shut off damper installed on either the exhaust flue or combustion air intake | boiler or furnace with electrically or thermally activated shut off damper installed on either the exhaust flue or combustion air intake | boiler or furnace with electrically or thermally activated shut off damper installed on either the exhaust flue or combustion air intake | boiler or furnace with electrically or thermally activated shut off damper installed on either the exhaust flue or combustion air intake | boiler or furnace with electrically or thermally activated shut off damper installed on either the exhaust flue or combustion air intake | boiler or furnace with electrically or thermally activated shut off damper installed on either the exhaust flue or combustion air intake | boiler or furnace with electrically or thermally activated shut off damper installed on either the exhaust flue or combustion air intake | boiler or furnace with electrically or thermally activated shut off damper installed on either the exhaust flue or combustion air intake | boiler or furnace with electrically or thermally activated shut off damper installed on either the exhaust flue or combustion air intake | boiler or furnace with electrically or thermally activated shut off damper installed on either the exhaust flue or combustion air intake | boiler or furnace with electrically or thermally activated shut off damper installed on either the exhaust flue or combustion air intake | boiler or furnace with electrically or thermally activated shut off damper installed on either the exhaust flue or combustion air intake | boiler or furnace with electrically or thermally activated shut off damper installed on either the exhaust flue or combustion air intake | boiler or furnace with electrically or thermally activated shut off damper installed on either the exhaust flue or combustion air intake | boiler or furnace with electrically or thermally activated shut off damper installed on either the exhaust flue or combustion air intake | boiler or furnace with electrically or thermally activated shut off damper installed on either the exhaust flue or combustion air intake | boiler or furnace with electrically or thermally activated shut off damper installed on either the exhaust flue or combustion air intake | boiler or furnace with electrically or thermally activated shut off damper installed on either the exhaust flue or combustion air intake | boiler or furnace with electrically or thermally activated shut off damper installed on either the exhaust flue or combustion air intake | boiler or furnace with electrically or thermally activated shut off damper installed on either the exhaust flue or combustion air intake | boiler or furnace with electrically or thermally activated shut off damper installed on either the exhaust flue or combustion air intake | boiler or furnace with electrically or thermally activated shut off damper installed on either the exhaust flue or combustion air intake | boiler or furnace with electrically or thermally activated shut off damper installed on either the exhaust flue or combustion air intake | boiler or furnace with electrically or thermally activated shut off damper installed on either the exhaust flue or combustion air intake | boiler or furnace with electrically or thermally activated shut off damper installed on either the exhaust flue or combustion air intake | boiler or furnace with electrically or thermally activated shut off damper installed on either the exhaust flue or combustion air intake | boiler or furnace with electrically or thermally activated shut off damper installed on either the exhaust flue or combustion air intake | boiler or furnace with electrically or thermally activated shut off damper installed on either the exhaust flue or combustion air intake | 2242.39 | 2242.39 | 2242.39 | 2242.39 | 2242.39 | 2242.39 | 2242.39 | 2242.39 | 2242.39 | 2242.39 | 2242.39 | 2242.39 | 2242.39 | 2242.39 | 2242.39 | 2242.39 | 2242.39 | 2242.39 | 2242.39 | 2242.39 | 2242.39 | 2242.39 | 2242.39 | 2242.39 | 2242.39 | 2242.39 | 2242.39 | 2242.39 | 0 | 0 | 0 | 0 | 0 | 0 | 0 | 0 | 0 | 0 | 0 | 0 | 0 | 0 | 0 | 0 | 0 | 0 | 0 | 0 | 0 | 0 | 0 | 0 | 0 | 0 | 0 | 0 | 0 | 0 | 0 | 0 | 0 | 0 | 0 | 0 | 0 | 0 | 0 | 0 | 0 | 0 | 0 | 0 | 0 | 0 | 0 | 0 | 0 | 0 | 0 | 0 | 0 | 0 | 0 | 0 | 0 | 0 | 0 | 0 | 0 | 0 | 0 | 0 | 0 | 0 | 0 | 0 | 0 | 0 | 0 | 0 | 0 | 0 | 0 | 0 | 0 | 0 | 0 | 0 | 0 | 0 | 0 | 0 | 0 | 0 | 0 | 0 | 0 | 0 | 0 | 0 | 0 | 0 | 0 | 0 | 0 | 0 | 0 | 0 | 0 | 0 | 0 | 0 | 0 | 0 | 0 | 0 | 0 | 0 | 0 | 0 | 0 | 0
Gas Boiler - Burner Control Optimization_Restaurant_New_Linkageless/parallel positioning controls with oxygen trim for burner combustion control. | Gas Boiler - Burner Control Optimization_Restaurant_New | Gas Boiler - Burner Control Optimization_Commercial_New_Single point positioning for burner combustion control_Linkageless/parallel positioning controls with oxygen trim for burner combustion control. | Commercial | Restaurant | New | Space Heating | Natural Gas | Gas Boiler - Burner Control Optimization | NEQ | Single point positioning for burner combustion control | 20 | 20 | 20 | 182.8262 | 0 | 0 | 0.05 | 0.85 | Retro5Med | 8.35569166605469E-06 | TBD | A | WCM171 | 0.7 | 0.42 | perbldg | 0.0321 | 0 | 0 | 0 | 0 | IL TRM v12 - 4.4.21 Linkageless Boiler Controls for Space Heating - CI-HVC-LBC-V06-220101 ¦ IL TRM v12 - 4.4.22 Oxygen Trim Controls for Space Heating Boilers - CI-HVC-O2TC-V02-220101 | IL TRM v12 - 4.4.22 Oxygen Trim Controls for Space Heating Boilers - CI-HVC-O2TC-V02-220101 | IL TRM v12 - 4.4.21 Linkageless Boiler Controls for Space Heating - CI-HVC-LBC-V06-220101 ¦ IL TRM v12 - 4.4.22 Oxygen Trim Controls for Space Heating Boilers - CI-HVC-O2TC-V02-220101 | 0 | 0 | 29888.108 | Single point positioning for burner combustion control | Single point positioning for burner combustion control | Single point positioning for burner combustion control | Single point positioning for burner combustion control | Single point positioning for burner combustion control | Single point positioning for burner combustion control | Single point positioning for burner combustion control | Single point positioning for burner combustion control | Single point positioning for burner combustion control | Single point positioning for burner combustion control | Single point positioning for burner combustion control | Single point positioning for burner combustion control | Single point positioning for burner combustion control | Single point positioning for burner combustion control | Single point positioning for burner combustion control | Single point positioning for burner combustion control | Single point positioning for burner combustion control | Single point positioning for burner combustion control | Single point positioning for burner combustion control | Single point positioning for burner combustion control | Single point positioning for burner combustion control | Single point positioning for burner combustion control | Single point positioning for burner combustion control | Single point positioning for burner combustion control | Single point positioning for burner combustion control | Single point positioning for burner combustion control | Single point positioning for burner combustion control | Single point positioning for burner combustion control | 0 | 0 | 0 | 0 | 0 | 0 | 0 | 0 | 0 | 0 | 0 | 0 | 0 | 0 | 0 | 0 | 0 | 0 | 0 | 0 | 0 | 0 | 0 | 0 | 0 | 0 | 0 | 0 | 0 | 0 | 0 | 0 | 0 | 0 | 0 | 0 | 0 | 0 | 0 | 0 | 0 | 0 | 0 | 0 | 0 | 0 | 0 | 0 | 0 | 0 | 0 | 0 | 0 | 0 | 0 | 0 | 0 | 0 | 0 | 0 | 0 | 0 | 0 | 0 | 0 | 0 | 0 | 0 | 0 | 0 | 0 | 0 | 0 | 0 | 0 | 0 | 0 | 0 | 0 | 0 | 0 | 0 | 0 | 0 | 0 | 0 | 0 | 0 | 0 | 0 | 0 | 0 | 0 | 0 | 0 | 0 | 0 | 0 | 0 | 0 | 0 | 0 | 0 | 0 | 0 | 0 | 0 | 0 | 0 | 0 | 0 | 0 | Linkageless/parallel positioning controls with oxygen trim for burner combustion control. | Linkageless/parallel positioning controls with oxygen trim for burner combustion control. | Linkageless/parallel positioning controls with oxygen trim for burner combustion control. | Linkageless/parallel positioning controls with oxygen trim for burner combustion control. | Linkageless/parallel positioning controls with oxygen trim for burner combustion control. | Linkageless/parallel positioning controls with oxygen trim for burner combustion control. | Linkageless/parallel positioning controls with oxygen trim for burner combustion control. | Linkageless/parallel positioning controls with oxygen trim for burner combustion control. | Linkageless/parallel positioning controls with oxygen trim for burner combustion control. | Linkageless/parallel positioning controls with oxygen trim for burner combustion control. | Linkageless/parallel positioning controls with oxygen trim for burner combustion control. | Linkageless/parallel positioning controls with oxygen trim for burner combustion control. | Linkageless/parallel positioning controls with oxygen trim for burner combustion control. | Linkageless/parallel positioning controls with oxygen trim for burner combustion control. | Linkageless/parallel positioning controls with oxygen trim for burner combustion control. | Linkageless/parallel positioning controls with oxygen trim for burner combustion control. | Linkageless/parallel positioning controls with oxygen trim for burner combustion control. | Linkageless/parallel positioning controls with oxygen trim for burner combustion control. | Linkageless/parallel positioning controls with oxygen trim for burner combustion control. | Linkageless/parallel positioning controls with oxygen trim for burner combustion control. | Linkageless/parallel positioning controls with oxygen trim for burner combustion control. | Linkageless/parallel positioning controls with oxygen trim for burner combustion control. | Linkageless/parallel positioning controls with oxygen trim for burner combustion control. | Linkageless/parallel positioning controls with oxygen trim for burner combustion control. | Linkageless/parallel positioning controls with oxygen trim for burner combustion control. | Linkageless/parallel positioning controls with oxygen trim for burner combustion control. | Linkageless/parallel positioning controls with oxygen trim for burner combustion control. | Linkageless/parallel positioning controls with oxygen trim for burner combustion control. | 29888.108 | 29888.108 | 29888.108 | 29888.108 | 29888.108 | 29888.108 | 29888.108 | 29888.108 | 29888.108 | 29888.108 | 29888.108 | 29888.108 | 29888.108 | 29888.108 | 29888.108 | 29888.108 | 29888.108 | 29888.108 | 29888.108 | 29888.108 | 29888.108 | 29888.108 | 29888.108 | 29888.108 | 29888.108 | 29888.108 | 29888.108 | 29888.108 | 182.8262 | 182.8262 | 182.8262 | 182.8262 | 182.8262 | 182.8262 | 182.8262 | 182.8262 | 182.8262 | 182.8262 | 182.8262 | 182.8262 | 182.8262 | 182.8262 | 182.8262 | 182.8262 | 182.8262 | 182.8262 | 182.8262 | 182.8262 | 182.8262 | 182.8262 | 182.8262 | 182.8262 | 182.8262 | 182.8262 | 182.8262 | 182.8262 | 0 | 0 | 0 | 0 | 0 | 0 | 0 | 0 | 0 | 0 | 0 | 0 | 0 | 0 | 0 | 0 | 0 | 0 | 0 | 0 | 0 | 0 | 0 | 0 | 0 | 0 | 0 | 0 | 0 | 0 | 0 | 0 | 0 | 0 | 0 | 0 | 0 | 0 | 0 | 0 | 0 | 0 | 0 | 0 | 0 | 0 | 0 | 0 | 0 | 0 | 0 | 0 | 0 | 0 | 0 | 0 | 0 | 0 | 0 | 0 | 0 | 0 | 0 | 0 | 0 | 0 | 0 | 0 | 0 | 0 | 0 | 0 | 0 | 0 | 0 | 0 | 0 | 0 | 0 | 0 | 0 | 0 | 0 | 0 | 0 | 0 | 0 | 0 | 0 | 0 | 0 | 0 | 0 | 0 | 0 | 0 | 0 | 0 | 0 | 0 | 0 | 0 | 0 | 0 | 0 | 0 | 0 | 0 | 0 | 0 | 0 | 0 | Linkageless/parallel positioning controls with oxygen trim for burner combustion control. | Linkageless/parallel positioning controls with oxygen trim for burner combustion control. | Linkageless/parallel positioning controls with oxygen trim for burner combustion control. | Linkageless/parallel positioning controls with oxygen trim for burner combustion control. | Linkageless/parallel positioning controls with oxygen trim for burner combustion control. | Linkageless/parallel positioning controls with oxygen trim for burner combustion control. | Linkageless/parallel positioning controls with oxygen trim for burner combustion control. | Linkageless/parallel positioning controls with oxygen trim for burner combustion control. | Linkageless/parallel positioning controls with oxygen trim for burner combustion control. | Linkageless/parallel positioning controls with oxygen trim for burner combustion control. | Linkageless/parallel positioning controls with oxygen trim for burner combustion control. | Linkageless/parallel positioning controls with oxygen trim for burner combustion control. | Linkageless/parallel positioning controls with oxygen trim for burner combustion control. | Linkageless/parallel positioning controls with oxygen trim for burner combustion control. | Linkageless/parallel positioning controls with oxygen trim for burner combustion control. | Linkageless/parallel positioning controls with oxygen trim for burner combustion control. | Linkageless/parallel positioning controls with oxygen trim for burner combustion control. | Linkageless/parallel positioning controls with oxygen trim for burner combustion control. | Linkageless/parallel positioning controls with oxygen trim for burner combustion control. | Linkageless/parallel positioning controls with oxygen trim for burner combustion control. | Linkageless/parallel positioning controls with oxygen trim for burner combustion control. | Linkageless/parallel positioning controls with oxygen trim for burner combustion control. | Linkageless/parallel positioning controls with oxygen trim for burner combustion control. | Linkageless/parallel positioning controls with oxygen trim for burner combustion control. | Linkageless/parallel positioning controls with oxygen trim for burner combustion control. | Linkageless/parallel positioning controls with oxygen trim for burner combustion control. | Linkageless/parallel positioning controls with oxygen trim for burner combustion control. | Linkageless/parallel positioning controls with oxygen trim for burner combustion control. | 29888.108 | 29888.108 | 29888.108 | 29888.108 | 29888.108 | 29888.108 | 29888.108 | 29888.108 | 29888.108 | 29888.108 | 29888.108 | 29888.108 | 29888.108 | 29888.108 | 29888.108 | 29888.108 | 29888.108 | 29888.108 | 29888.108 | 29888.108 | 29888.108 | 29888.108 | 29888.108 | 29888.108 | 29888.108 | 29888.108 | 29888.108 | 29888.108 | 182.8262 | 182.8262 | 182.8262 | 182.8262 | 182.8262 | 182.8262 | 182.8262 | 182.8262 | 182.8262 | 182.8262 | 182.8262 | 182.8262 | 182.8262 | 182.8262 | 182.8262 | 182.8262 | 182.8262 | 182.8262 | 182.8262 | 182.8262 | 182.8262 | 182.8262 | 182.8262 | 182.8262 | 182.8262 | 182.8262 | 182.8262 | 182.8262 | 0 | 0 | 0 | 0 | 0 | 0 | 0 | 0 | 0 | 0 | 0 | 0 | 0 | 0 | 0 | 0 | 0 | 0 | 0 | 0 | 0 | 0 | 0 | 0 | 0 | 0 | 0 | 0 | 0 | 0 | 0 | 0 | 0 | 0 | 0 | 0 | 0 | 0 | 0 | 0 | 0 | 0 | 0 | 0 | 0 | 0 | 0 | 0 | 0 | 0 | 0 | 0 | 0 | 0 | 0 | 0 | 0 | 0 | 0 | 0 | 0 | 0 | 0 | 0 | 0 | 0 | 0 | 0 | 0 | 0 | 0 | 0 | 0 | 0 | 0 | 0 | 0 | 0 | 0 | 0 | 0 | 0 | 0 | 0 | 0 | 0
Gas Boiler - Insulate Hot Water Lines_Restaurant_New_Not Applicable Segment or Vintage | Gas Boiler - Insulate Hot Water Lines_Restaurant_New | Gas Boiler - Insulate Hot Water Lines_Commercial_New_Not Applicable Segment or Vintage_Not Applicable Segment or Vintage | Commercial | Restaurant | New | Space Heating | Natural Gas | Gas Boiler - Insulate Hot Water Lines | NEQ | Not Applicable Segment or Vintage | 11 | 11 | 11 | 0 | 0 | 0 | 0 | 0 | Retro5Med | 8.35569166605469E-06 | TBD | A | WCM178 | 0.7 | 0.42 | sqft | 0.0321 | 0 | 0 | 0 | 0 | Not Applicable Segment or Vintage | Not Applicable Segment or Vintage | Not Applicable Segment or Vintage | 0 | 0 | 0 | Not Applicable Segment or Vintage | Not Applicable Segment or Vintage | Not Applicable Segment or Vintage | Not Applicable Segment or Vintage | Not Applicable Segment or Vintage | Not Applicable Segment or Vintage | Not Applicable Segment or Vintage | Not Applicable Segment or Vintage | Not Applicable Segment or Vintage | Not Applicable Segment or Vintage | Not Applicable Segment or Vintage | Not Applicable Segment or Vintage | Not Applicable Segment or Vintage | Not Applicable Segment or Vintage | Not Applicable Segment or Vintage | Not Applicable Segment or Vintage | Not Applicable Segment or Vintage | Not Applicable Segment or Vintage | Not Applicable Segment or Vintage | Not Applicable Segment or Vintage | Not Applicable Segment or Vintage | Not Applicable Segment or Vintage | Not Applicable Segment or Vintage | Not Applicable Segment or Vintage | Not Applicable Segment or Vintage | Not Applicable Segment or Vintage | Not Applicable Segment or Vintage | Not Applicable Segment or Vintage | 0 | 0 | 0 | 0 | 0 | 0 | 0 | 0 | 0 | 0 | 0 | 0 | 0 | 0 | 0 | 0 | 0 | 0 | 0 | 0 | 0 | 0 | 0 | 0 | 0 | 0 | 0 | 0 | 0 | 0 | 0 | 0 | 0 | 0 | 0 | 0 | 0 | 0 | 0 | 0 | 0 | 0 | 0 | 0 | 0 | 0 | 0 | 0 | 0 | 0 | 0 | 0 | 0 | 0 | 0 | 0 | 0 | 0 | 0 | 0 | 0 | 0 | 0 | 0 | 0 | 0 | 0 | 0 | 0 | 0 | 0 | 0 | 0 | 0 | 0 | 0 | 0 | 0 | 0 | 0 | 0 | 0 | 0 | 0 | 0 | 0 | 0 | 0 | 0 | 0 | 0 | 0 | 0 | 0 | 0 | 0 | 0 | 0 | 0 | 0 | 0 | 0 | 0 | 0 | 0 | 0 | 0 | 0 | 0 | 0 | 0 | 0 | Not Applicable Segment or Vintage | Not Applicable Segment or Vintage | Not Applicable Segment or Vintage | Not Applicable Segment or Vintage | Not Applicable Segment or Vintage | Not Applicable Segment or Vintage | Not Applicable Segment or Vintage | Not Applicable Segment or Vintage | Not Applicable Segment or Vintage | Not Applicable Segment or Vintage | Not Applicable Segment or Vintage | Not Applicable Segment or Vintage | Not Applicable Segment or Vintage | Not Applicable Segment or Vintage | Not Applicable Segment or Vintage | Not Applicable Segment or Vintage | Not Applicable Segment or Vintage | Not Applicable Segment or Vintage | Not Applicable Segment or Vintage | Not Applicable Segment or Vintage | Not Applicable Segment or Vintage | Not Applicable Segment or Vintage | Not Applicable Segment or Vintage | Not Applicable Segment or Vintage | Not Applicable Segment or Vintage | Not Applicable Segment or Vintage | Not Applicable Segment or Vintage | Not Applicable Segment or Vintage | 0 | 0 | 0 | 0 | 0 | 0 | 0 | 0 | 0 | 0 | 0 | 0 | 0 | 0 | 0 | 0 | 0 | 0 | 0 | 0 | 0 | 0 | 0 | 0 | 0 | 0 | 0 | 0 | 0 | 0 | 0 | 0 | 0 | 0 | 0 | 0 | 0 | 0 | 0 | 0 | 0 | 0 | 0 | 0 | 0 | 0 | 0 | 0 | 0 | 0 | 0 | 0 | 0 | 0 | 0 | 0 | 0 | 0 | 0 | 0 | 0 | 0 | 0 | 0 | 0 | 0 | 0 | 0 | 0 | 0 | 0 | 0 | 0 | 0 | 0 | 0 | 0 | 0 | 0 | 0 | 0 | 0 | 0 | 0 | 0 | 0 | 0 | 0 | 0 | 0 | 0 | 0 | 0 | 0 | 0 | 0 | 0 | 0 | 0 | 0 | 0 | 0 | 0 | 0 | 0 | 0 | 0 | 0 | 0 | 0 | 0 | 0 | 0 | 0 | 0 | 0 | 0 | 0 | 0 | 0 | 0 | 0 | 0 | 0 | 0 | 0 | 0 | 0 | 0 | 0 | 0 | 0 | 0 | 0 | 0 | 0 | 0 | 0 | 0 | 0 | 0 | 0 | 0 | 0 | 0 | 0 | 0 | 0 | 0 | 0 | 0 | 0 | 0 | 0 | 0 | 0 | 0 | 0 | 0 | 0 | 0 | 0 | 0 | 0 | 0 | 0 | 0 | 0 | Not Applicable Segment or Vintage | Not Applicable Segment or Vintage | Not Applicable Segment or Vintage | Not Applicable Segment or Vintage | Not Applicable Segment or Vintage | Not Applicable Segment or Vintage | Not Applicable Segment or Vintage | Not Applicable Segment or Vintage | Not Applicable Segment or Vintage | Not Applicable Segment or Vintage | Not Applicable Segment or Vintage | Not Applicable Segment or Vintage | Not Applicable Segment or Vintage | Not Applicable Segment or Vintage | Not Applicable Segment or Vintage | Not Applicable Segment or Vintage | Not Applicable Segment or Vintage | Not Applicable Segment or Vintage | Not Applicable Segment or Vintage | Not Applicable Segment or Vintage | Not Applicable Segment or Vintage | Not Applicable Segment or Vintage | Not Applicable Segment or Vintage | Not Applicable Segment or Vintage | Not Applicable Segment or Vintage | Not Applicable Segment or Vintage | Not Applicable Segment or Vintage | Not Applicable Segment or Vintage | 0 | 0 | 0 | 0 | 0 | 0 | 0 | 0 | 0 | 0 | 0 | 0 | 0 | 0 | 0 | 0 | 0 | 0 | 0 | 0 | 0 | 0 | 0 | 0 | 0 | 0 | 0 | 0 | 0 | 0 | 0 | 0 | 0 | 0 | 0 | 0 | 0 | 0 | 0 | 0 | 0 | 0 | 0 | 0 | 0 | 0 | 0 | 0 | 0 | 0 | 0 | 0 | 0 | 0 | 0 | 0 | 0 | 0 | 0 | 0 | 0 | 0 | 0 | 0 | 0 | 0 | 0 | 0 | 0 | 0 | 0 | 0 | 0 | 0 | 0 | 0 | 0 | 0 | 0 | 0 | 0 | 0 | 0 | 0 | 0 | 0 | 0 | 0 | 0 | 0 | 0 | 0 | 0 | 0 | 0 | 0 | 0 | 0 | 0 | 0 | 0 | 0 | 0 | 0 | 0 | 0 | 0 | 0 | 0 | 0 | 0 | 0 | 0 | 0 | 0 | 0 | 0 | 0 | 0 | 0 | 0 | 0 | 0 | 0 | 0 | 0 | 0 | 0 | 0 | 0 | 0 | 0 | 0 | 0 | 0 | 0 | 0 | 0 | 0 | 0 | 0 | 0
Connected Thermostat - ENERGY STAR (1.0)_Restaurant_New_Thermostat with capability to establish a schedule | Connected Thermostat - ENERGY STAR (1.0)_Restaurant_New | Connected Thermostat - ENERGY STAR (1.0)_Commercial_New_Manual or programmable thermostat_Thermostat with capability to establish a schedule | Commercial | Restaurant | New | Space Heating | Natural Gas | Connected Thermostat - ENERGY STAR (1.0) | NEQ | Manual or programmable thermostat | 5 | 5 | 5 | 0 | 0 | 0 | 0.31404 | 0.82536 | Retro5Med | 8.35569166605469E-06 | TBD | A | WCM180 | 0.7 | 0.42 | tonCool | 0.0321 | 0 | 0 | 0 | 0 | RTF Wkbk - ComConnectedThermostats_v2_1 | RTF Wkbk - ComConnectedThermostats_v2_1 | AEG BEST | 0 | 0 | 102.1619 | Manual or programmable thermostat | Manual or programmable thermostat | Manual or programmable thermostat | Manual or programmable thermostat | Manual or programmable thermostat | Manual or programmable thermostat | Manual or programmable thermostat | Manual or programmable thermostat | Manual or programmable thermostat | Manual or programmable thermostat | Manual or programmable thermostat | Manual or programmable thermostat | Manual or programmable thermostat | Manual or programmable thermostat | Manual or programmable thermostat | Manual or programmable thermostat | Manual or programmable thermostat | Manual or programmable thermostat | Manual or programmable thermostat | Manual or programmable thermostat | Manual or programmable thermostat | Manual or programmable thermostat | Manual or programmable thermostat | Manual or programmable thermostat | Manual or programmable thermostat | Manual or programmable thermostat | Manual or programmable thermostat | Manual or programmable thermostat | 0 | 0 | 0 | 0 | 0 | 0 | 0 | 0 | 0 | 0 | 0 | 0 | 0 | 0 | 0 | 0 | 0 | 0 | 0 | 0 | 0 | 0 | 0 | 0 | 0 | 0 | 0 | 0 | 0 | 0 | 0 | 0 | 0 | 0 | 0 | 0 | 0 | 0 | 0 | 0 | 0 | 0 | 0 | 0 | 0 | 0 | 0 | 0 | 0 | 0 | 0 | 0 | 0 | 0 | 0 | 0 | 0 | 0 | 0 | 0 | 0 | 0 | 0 | 0 | 0 | 0 | 0 | 0 | 0 | 0 | 0 | 0 | 0 | 0 | 0 | 0 | 0 | 0 | 0 | 0 | 0 | 0 | 0 | 0 | 0 | 0 | 0 | 0 | 0 | 0 | 0 | 0 | 0 | 0 | 0 | 0 | 0 | 0 | 0 | 0 | 0 | 0 | 0 | 0 | 0 | 0 | 0 | 0 | 0 | 0 | 0 | 0 | Thermostat with capability to establish a schedule | Thermostat with capability to establish a schedule | Thermostat with capability to establish a schedule | Thermostat with capability to establish a schedule | Thermostat with capability to establish a schedule | Thermostat with capability to establish a schedule | Thermostat with capability to establish a schedule | Thermostat with capability to establish a schedule | Thermostat with capability to establish a schedule | Thermostat with capability to establish a schedule | Thermostat with capability to establish a schedule | Thermostat with capability to establish a schedule | Thermostat with capability to establish a schedule | Thermostat with capability to establish a schedule | Thermostat with capability to establish a schedule | Thermostat with capability to establish a schedule | Thermostat with capability to establish a schedule | Thermostat with capability to establish a schedule | Thermostat with capability to establish a schedule | Thermostat with capability to establish a schedule | Thermostat with capability to establish a schedule | Thermostat with capability to establish a schedule | Thermostat with capability to establish a schedule | Thermostat with capability to establish a schedule | Thermostat with capability to establish a schedule | Thermostat with capability to establish a schedule | Thermostat with capability to establish a schedule | Thermostat with capability to establish a schedule | 102.1619 | 102.1619 | 102.1619 | 102.1619 | 102.1619 | 102.1619 | 102.1619 | 102.1619 | 102.1619 | 102.1619 | 102.1619 | 102.1619 | 102.1619 | 102.1619 | 102.1619 | 102.1619 | 102.1619 | 102.1619 | 102.1619 | 102.1619 | 102.1619 | 102.1619 | 102.1619 | 102.1619 | 102.1619 | 102.1619 | 102.1619 | 102.1619 | 0 | 0 | 0 | 0 | 0 | 0 | 0 | 0 | 0 | 0 | 0 | 0 | 0 | 0 | 0 | 0 | 0 | 0 | 0 | 0 | 0 | 0 | 0 | 0 | 0 | 0 | 0 | 0 | 0 | 0 | 0 | 0 | 0 | 0 | 0 | 0 | 0 | 0 | 0 | 0 | 0 | 0 | 0 | 0 | 0 | 0 | 0 | 0 | 0 | 0 | 0 | 0 | 0 | 0 | 0 | 0 | 0 | 0 | 0 | 0 | 0 | 0 | 0 | 0 | 0 | 0 | 0 | 0 | 0 | 0 | 0 | 0 | 0 | 0 | 0 | 0 | 0 | 0 | 0 | 0 | 0 | 0 | 0 | 0 | 0 | 0 | 0 | 0 | 0 | 0 | 0 | 0 | 0 | 0 | 0 | 0 | 0 | 0 | 0 | 0 | 0 | 0 | 0 | 0 | 0 | 0 | 0 | 0 | 0 | 0 | 0 | 0 | 0 | 0 | 0 | 0 | 0 | 0 | 0 | 0 | 0 | 0 | 0 | 0 | 0 | 0 | 0 | 0 | 0 | 0 | 0 | 0 | 0 | 0 | 0 | 0 | 0 | 0 | 0 | 0 | Thermostat with capability to establish a schedule | Thermostat with capability to establish a schedule | Thermostat with capability to establish a schedule | Thermostat with capability to establish a schedule | Thermostat with capability to establish a schedule | Thermostat with capability to establish a schedule | Thermostat with capability to establish a schedule | Thermostat with capability to establish a schedule | Thermostat with capability to establish a schedule | Thermostat with capability to establish a schedule | Thermostat with capability to establish a schedule | Thermostat with capability to establish a schedule | Thermostat with capability to establish a schedule | Thermostat with capability to establish a schedule | Thermostat with capability to establish a schedule | Thermostat with capability to establish a schedule | Thermostat with capability to establish a schedule | Thermostat with capability to establish a schedule | Thermostat with capability to establish a schedule | Thermostat with capability to establish a schedule | Thermostat with capability to establish a schedule | Thermostat with capability to establish a schedule | Thermostat with capability to establish a schedule | Thermostat with capability to establish a schedule | Thermostat with capability to establish a schedule | Thermostat with capability to establish a schedule | Thermostat with capability to establish a schedule | Thermostat with capability to establish a schedule | 102.1619 | 102.1619 | 102.1619 | 102.1619 | 102.1619 | 102.1619 | 102.1619 | 102.1619 | 102.1619 | 102.1619 | 102.1619 | 102.1619 | 102.1619 | 102.1619 | 102.1619 | 102.1619 | 102.1619 | 102.1619 | 102.1619 | 102.1619 | 102.1619 | 102.1619 | 102.1619 | 102.1619 | 102.1619 | 102.1619 | 102.1619 | 102.1619 | 0 | 0 | 0 | 0 | 0 | 0 | 0 | 0 | 0 | 0 | 0 | 0 | 0 | 0 | 0 | 0 | 0 | 0 | 0 | 0 | 0 | 0 | 0 | 0 | 0 | 0 | 0 | 0 | 0 | 0 | 0 | 0 | 0 | 0 | 0 | 0 | 0 | 0 | 0 | 0 | 0 | 0 | 0 | 0 | 0 | 0 | 0 | 0 | 0 | 0 | 0 | 0 | 0 | 0 | 0 | 0 | 0 | 0 | 0 | 0 | 0 | 0 | 0 | 0 | 0 | 0 | 0 | 0 | 0 | 0 | 0 | 0 | 0 | 0 | 0 | 0 | 0 | 0 | 0 | 0 | 0 | 0 | 0 | 0 | 0 | 0 | 0 | 0 | 0 | 0 | 0 | 0 | 0 | 0 | 0 | 0 | 0 | 0 | 0 | 0 | 0 | 0 | 0 | 0 | 0 | 0 | 0 | 0 | 0 | 0 | 0 | 0 | 0 | 0
Gas Boiler - Maintenance_Restaurant_New_Not Applicable Segment or Vintage | Gas Boiler - Maintenance_Restaurant_New | Gas Boiler - Maintenance_Commercial_New_Not Applicable Segment or Vintage_Not Applicable Segment or Vintage | Commercial | Restaurant | New | Space Heating | Natural Gas | Gas Boiler - Maintenance | NEQ | Not Applicable Segment or Vintage | 3 | 3 | 3 | 0 | 0 | 0 | 0 | 0 | Retro5Med | 8.35569166605469E-06 | TBD | A | WCM166 | 0.7 | 0.42 | sqft | 0.0321 | 0 | 0 | 0 | 0 | Not Applicable Segment or Vintage | Not Applicable Segment or Vintage | Not Applicable Segment or Vintage | 0 | 0 | 0 | Not Applicable Segment or Vintage | Not Applicable Segment or Vintage | Not Applicable Segment or Vintage | Not Applicable Segment or Vintage | Not Applicable Segment or Vintage | Not Applicable Segment or Vintage | Not Applicable Segment or Vintage | Not Applicable Segment or Vintage | Not Applicable Segment or Vintage | Not Applicable Segment or Vintage | Not Applicable Segment or Vintage | Not Applicable Segment or Vintage | Not Applicable Segment or Vintage | Not Applicable Segment or Vintage | Not Applicable Segment or Vintage | Not Applicable Segment or Vintage | Not Applicable Segment or Vintage | Not Applicable Segment or Vintage | Not Applicable Segment or Vintage | Not Applicable Segment or Vintage | Not Applicable Segment or Vintage | Not Applicable Segment or Vintage | Not Applicable Segment or Vintage | Not Applicable Segment or Vintage | Not Applicable Segment or Vintage | Not Applicable Segment or Vintage | Not Applicable Segment or Vintage | Not Applicable Segment or Vintage | 0 | 0 | 0 | 0 | 0 | 0 | 0 | 0 | 0 | 0 | 0 | 0 | 0 | 0 | 0 | 0 | 0 | 0 | 0 | 0 | 0 | 0 | 0 | 0 | 0 | 0 | 0 | 0 | 0 | 0 | 0 | 0 | 0 | 0 | 0 | 0 | 0 | 0 | 0 | 0 | 0 | 0 | 0 | 0 | 0 | 0 | 0 | 0 | 0 | 0 | 0 | 0 | 0 | 0 | 0 | 0 | 0 | 0 | 0 | 0 | 0 | 0 | 0 | 0 | 0 | 0 | 0 | 0 | 0 | 0 | 0 | 0 | 0 | 0 | 0 | 0 | 0 | 0 | 0 | 0 | 0 | 0 | 0 | 0 | 0 | 0 | 0 | 0 | 0 | 0 | 0 | 0 | 0 | 0 | 0 | 0 | 0 | 0 | 0 | 0 | 0 | 0 | 0 | 0 | 0 | 0 | 0 | 0 | 0 | 0 | 0 | 0 | Not Applicable Segment or Vintage | Not Applicable Segment or Vintage | Not Applicable Segment or Vintage | Not Applicable Segment or Vintage | Not Applicable Segment or Vintage | Not Applicable Segment or Vintage | Not Applicable Segment or Vintage | Not Applicable Segment or Vintage | Not Applicable Segment or Vintage | Not Applicable Segment or Vintage | Not Applicable Segment or Vintage | Not Applicable Segment or Vintage | Not Applicable Segment or Vintage | Not Applicable Segment or Vintage | Not Applicable Segment or Vintage | Not Applicable Segment or Vintage | Not Applicable Segment or Vintage | Not Applicable Segment or Vintage | Not Applicable Segment or Vintage | Not Applicable Segment or Vintage | Not Applicable Segment or Vintage | Not Applicable Segment or Vintage | Not Applicable Segment or Vintage | Not Applicable Segment or Vintage | Not Applicable Segment or Vintage | Not Applicable Segment or Vintage | Not Applicable Segment or Vintage | Not Applicable Segment or Vintage | 0 | 0 | 0 | 0 | 0 | 0 | 0 | 0 | 0 | 0 | 0 | 0 | 0 | 0 | 0 | 0 | 0 | 0 | 0 | 0 | 0 | 0 | 0 | 0 | 0 | 0 | 0 | 0 | 0 | 0 | 0 | 0 | 0 | 0 | 0 | 0 | 0 | 0 | 0 | 0 | 0 | 0 | 0 | 0 | 0 | 0 | 0 | 0 | 0 | 0 | 0 | 0 | 0 | 0 | 0 | 0 | 0 | 0 | 0 | 0 | 0 | 0 | 0 | 0 | 0 | 0 | 0 | 0 | 0 | 0 | 0 | 0 | 0 | 0 | 0 | 0 | 0 | 0 | 0 | 0 | 0 | 0 | 0 | 0 | 0 | 0 | 0 | 0 | 0 | 0 | 0 | 0 | 0 | 0 | 0 | 0 | 0 | 0 | 0 | 0 | 0 | 0 | 0 | 0 | 0 | 0 | 0 | 0 | 0 | 0 | 0 | 0 | 0 | 0 | 0 | 0 | 0 | 0 | 0 | 0 | 0 | 0 | 0 | 0 | 0 | 0 | 0 | 0 | 0 | 0 | 0 | 0 | 0 | 0 | 0 | 0 | 0 | 0 | 0 | 0 | 0 | 0 | 0 | 0 | 0 | 0 | 0 | 0 | 0 | 0 | 0 | 0 | 0 | 0 | 0 | 0 | 0 | 0 | 0 | 0 | 0 | 0 | 0 | 0 | 0 | 0 | 0 | 0 | Not Applicable Segment or Vintage | Not Applicable Segment or Vintage | Not Applicable Segment or Vintage | Not Applicable Segment or Vintage | Not Applicable Segment or Vintage | Not Applicable Segment or Vintage | Not Applicable Segment or Vintage | Not Applicable Segment or Vintage | Not Applicable Segment or Vintage | Not Applicable Segment or Vintage | Not Applicable Segment or Vintage | Not Applicable Segment or Vintage | Not Applicable Segment or Vintage | Not Applicable Segment or Vintage | Not Applicable Segment or Vintage | Not Applicable Segment or Vintage | Not Applicable Segment or Vintage | Not Applicable Segment or Vintage | Not Applicable Segment or Vintage | Not Applicable Segment or Vintage | Not Applicable Segment or Vintage | Not Applicable Segment or Vintage | Not Applicable Segment or Vintage | Not Applicable Segment or Vintage | Not Applicable Segment or Vintage | Not Applicable Segment or Vintage | Not Applicable Segment or Vintage | Not Applicable Segment or Vintage | 0 | 0 | 0 | 0 | 0 | 0 | 0 | 0 | 0 | 0 | 0 | 0 | 0 | 0 | 0 | 0 | 0 | 0 | 0 | 0 | 0 | 0 | 0 | 0 | 0 | 0 | 0 | 0 | 0 | 0 | 0 | 0 | 0 | 0 | 0 | 0 | 0 | 0 | 0 | 0 | 0 | 0 | 0 | 0 | 0 | 0 | 0 | 0 | 0 | 0 | 0 | 0 | 0 | 0 | 0 | 0 | 0 | 0 | 0 | 0 | 0 | 0 | 0 | 0 | 0 | 0 | 0 | 0 | 0 | 0 | 0 | 0 | 0 | 0 | 0 | 0 | 0 | 0 | 0 | 0 | 0 | 0 | 0 | 0 | 0 | 0 | 0 | 0 | 0 | 0 | 0 | 0 | 0 | 0 | 0 | 0 | 0 | 0 | 0 | 0 | 0 | 0 | 0 | 0 | 0 | 0 | 0 | 0 | 0 | 0 | 0 | 0 | 0 | 0 | 0 | 0 | 0 | 0 | 0 | 0 | 0 | 0 | 0 | 0 | 0 | 0 | 0 | 0 | 0 | 0 | 0 | 0 | 0 | 0 | 0 | 0 | 0 | 0 | 0 | 0 | 0 | 0
Gas Furnace - Maintenance_Restaurant_New_Not Applicable Segment or Vintage | Gas Furnace - Maintenance_Restaurant_New | Gas Furnace - Maintenance_Commercial_New_Not Applicable Segment or Vintage_Not Applicable Segment or Vintage | Commercial | Restaurant | New | Space Heating | Natural Gas | Gas Furnace - Maintenance | NEQ | Not Applicable Segment or Vintage | 3 | 3 | 3 | 0 | 0 | 0 | 0 | 0 | Retro5Med | 8.35569166605469E-06 | TBD | A | WCM167 | 0.7 | 0.42 | sqft | 0.0321 | 0 | 0 | 0 | 0 | Not Applicable Segment or Vintage | Not Applicable Segment or Vintage | Not Applicable Segment or Vintage | 0 | 0 | 0 | Not Applicable Segment or Vintage | Not Applicable Segment or Vintage | Not Applicable Segment or Vintage | Not Applicable Segment or Vintage | Not Applicable Segment or Vintage | Not Applicable Segment or Vintage | Not Applicable Segment or Vintage | Not Applicable Segment or Vintage | Not Applicable Segment or Vintage | Not Applicable Segment or Vintage | Not Applicable Segment or Vintage | Not Applicable Segment or Vintage | Not Applicable Segment or Vintage | Not Applicable Segment or Vintage | Not Applicable Segment or Vintage | Not Applicable Segment or Vintage | Not Applicable Segment or Vintage | Not Applicable Segment or Vintage | Not Applicable Segment or Vintage | Not Applicable Segment or Vintage | Not Applicable Segment or Vintage | Not Applicable Segment or Vintage | Not Applicable Segment or Vintage | Not Applicable Segment or Vintage | Not Applicable Segment or Vintage | Not Applicable Segment or Vintage | Not Applicable Segment or Vintage | Not Applicable Segment or Vintage | 0 | 0 | 0 | 0 | 0 | 0 | 0 | 0 | 0 | 0 | 0 | 0 | 0 | 0 | 0 | 0 | 0 | 0 | 0 | 0 | 0 | 0 | 0 | 0 | 0 | 0 | 0 | 0 | 0 | 0 | 0 | 0 | 0 | 0 | 0 | 0 | 0 | 0 | 0 | 0 | 0 | 0 | 0 | 0 | 0 | 0 | 0 | 0 | 0 | 0 | 0 | 0 | 0 | 0 | 0 | 0 | 0 | 0 | 0 | 0 | 0 | 0 | 0 | 0 | 0 | 0 | 0 | 0 | 0 | 0 | 0 | 0 | 0 | 0 | 0 | 0 | 0 | 0 | 0 | 0 | 0 | 0 | 0 | 0 | 0 | 0 | 0 | 0 | 0 | 0 | 0 | 0 | 0 | 0 | 0 | 0 | 0 | 0 | 0 | 0 | 0 | 0 | 0 | 0 | 0 | 0 | 0 | 0 | 0 | 0 | 0 | 0 | Not Applicable Segment or Vintage | Not Applicable Segment or Vintage | Not Applicable Segment or Vintage | Not Applicable Segment or Vintage | Not Applicable Segment or Vintage | Not Applicable Segment or Vintage | Not Applicable Segment or Vintage | Not Applicable Segment or Vintage | Not Applicable Segment or Vintage | Not Applicable Segment or Vintage | Not Applicable Segment or Vintage | Not Applicable Segment or Vintage | Not Applicable Segment or Vintage | Not Applicable Segment or Vintage | Not Applicable Segment or Vintage | Not Applicable Segment or Vintage | Not Applicable Segment or Vintage | Not Applicable Segment or Vintage | Not Applicable Segment or Vintage | Not Applicable Segment or Vintage | Not Applicable Segment or Vintage | Not Applicable Segment or Vintage | Not Applicable Segment or Vintage | Not Applicable Segment or Vintage | Not Applicable Segment or Vintage | Not Applicable Segment or Vintage | Not Applicable Segment or Vintage | Not Applicable Segment or Vintage | 0 | 0 | 0 | 0 | 0 | 0 | 0 | 0 | 0 | 0 | 0 | 0 | 0 | 0 | 0 | 0 | 0 | 0 | 0 | 0 | 0 | 0 | 0 | 0 | 0 | 0 | 0 | 0 | 0 | 0 | 0 | 0 | 0 | 0 | 0 | 0 | 0 | 0 | 0 | 0 | 0 | 0 | 0 | 0 | 0 | 0 | 0 | 0 | 0 | 0 | 0 | 0 | 0 | 0 | 0 | 0 | 0 | 0 | 0 | 0 | 0 | 0 | 0 | 0 | 0 | 0 | 0 | 0 | 0 | 0 | 0 | 0 | 0 | 0 | 0 | 0 | 0 | 0 | 0 | 0 | 0 | 0 | 0 | 0 | 0 | 0 | 0 | 0 | 0 | 0 | 0 | 0 | 0 | 0 | 0 | 0 | 0 | 0 | 0 | 0 | 0 | 0 | 0 | 0 | 0 | 0 | 0 | 0 | 0 | 0 | 0 | 0 | 0 | 0 | 0 | 0 | 0 | 0 | 0 | 0 | 0 | 0 | 0 | 0 | 0 | 0 | 0 | 0 | 0 | 0 | 0 | 0 | 0 | 0 | 0 | 0 | 0 | 0 | 0 | 0 | 0 | 0 | 0 | 0 | 0 | 0 | 0 | 0 | 0 | 0 | 0 | 0 | 0 | 0 | 0 | 0 | 0 | 0 | 0 | 0 | 0 | 0 | 0 | 0 | 0 | 0 | 0 | 0 | Not Applicable Segment or Vintage | Not Applicable Segment or Vintage | Not Applicable Segment or Vintage | Not Applicable Segment or Vintage | Not Applicable Segment or Vintage | Not Applicable Segment or Vintage | Not Applicable Segment or Vintage | Not Applicable Segment or Vintage | Not Applicable Segment or Vintage | Not Applicable Segment or Vintage | Not Applicable Segment or Vintage | Not Applicable Segment or Vintage | Not Applicable Segment or Vintage | Not Applicable Segment or Vintage | Not Applicable Segment or Vintage | Not Applicable Segment or Vintage | Not Applicable Segment or Vintage | Not Applicable Segment or Vintage | Not Applicable Segment or Vintage | Not Applicable Segment or Vintage | Not Applicable Segment or Vintage | Not Applicable Segment or Vintage | Not Applicable Segment or Vintage | Not Applicable Segment or Vintage | Not Applicable Segment or Vintage | Not Applicable Segment or Vintage | Not Applicable Segment or Vintage | Not Applicable Segment or Vintage | 0 | 0 | 0 | 0 | 0 | 0 | 0 | 0 | 0 | 0 | 0 | 0 | 0 | 0 | 0 | 0 | 0 | 0 | 0 | 0 | 0 | 0 | 0 | 0 | 0 | 0 | 0 | 0 | 0 | 0 | 0 | 0 | 0 | 0 | 0 | 0 | 0 | 0 | 0 | 0 | 0 | 0 | 0 | 0 | 0 | 0 | 0 | 0 | 0 | 0 | 0 | 0 | 0 | 0 | 0 | 0 | 0 | 0 | 0 | 0 | 0 | 0 | 0 | 0 | 0 | 0 | 0 | 0 | 0 | 0 | 0 | 0 | 0 | 0 | 0 | 0 | 0 | 0 | 0 | 0 | 0 | 0 | 0 | 0 | 0 | 0 | 0 | 0 | 0 | 0 | 0 | 0 | 0 | 0 | 0 | 0 | 0 | 0 | 0 | 0 | 0 | 0 | 0 | 0 | 0 | 0 | 0 | 0 | 0 | 0 | 0 | 0 | 0 | 0 | 0 | 0 | 0 | 0 | 0 | 0 | 0 | 0 | 0 | 0 | 0 | 0 | 0 | 0 | 0 | 0 | 0 | 0 | 0 | 0 | 0 | 0 | 0 | 0 | 0 | 0 | 0 | 0
Gas Boiler - Thermostatic Radiator Valves_Restaurant_New_TRV installed on an existing hydronic or steam heated radiator | Gas Boiler - Thermostatic Radiator Valves_Restaurant_New | Gas Boiler - Thermostatic Radiator Valves_Commercial_New_existing hydronic or steam heated radiator without a TRV installed_TRV installed on an existing hydronic or steam heated radiator | Commercial | Restaurant | New | Space Heating | Natural Gas | Gas Boiler - Thermostatic Radiator Valves | NEQ | existing hydronic or steam heated radiator without a TRV installed | 15 | 15 | 15 | 50 | 0 | 0 | 0 | 0.25 | Retro1Slow | 0.012666666666666666 | TBD | A | WCM175 | 0.7 | 0.42 | radiator | 0.0321 | 0 | 0 | 0 | 0 | IL TRM v12 - 5.3.19 - Thermostatic Radiator Valves - Provisional Measure - RS-HVC-TRVS-V01-210101 | AEG Market Research 2024 | IL TRM v12 - 5.3.19 - Thermostatic Radiator Valves - Provisional Measure - RS-HVC-TRVS-V01-210101 | 0 | 0 | 69.6607 | existing hydronic or steam heated radiator without a TRV installed | existing hydronic or steam heated radiator without a TRV installed | existing hydronic or steam heated radiator without a TRV installed | existing hydronic or steam heated radiator without a TRV installed | existing hydronic or steam heated radiator without a TRV installed | existing hydronic or steam heated radiator without a TRV installed | existing hydronic or steam heated radiator without a TRV installed | existing hydronic or steam heated radiator without a TRV installed | existing hydronic or steam heated radiator without a TRV installed | existing hydronic or steam heated radiator without a TRV installed | existing hydronic or steam heated radiator without a TRV installed | existing hydronic or steam heated radiator without a TRV installed | existing hydronic or steam heated radiator without a TRV installed | existing hydronic or steam heated radiator without a TRV installed | existing hydronic or steam heated radiator without a TRV installed | existing hydronic or steam heated radiator without a TRV installed | existing hydronic or steam heated radiator without a TRV installed | existing hydronic or steam heated radiator without a TRV installed | existing hydronic or steam heated radiator without a TRV installed | existing hydronic or steam heated radiator without a TRV installed | existing hydronic or steam heated radiator without a TRV installed | existing hydronic or steam heated radiator without a TRV installed | existing hydronic or steam heated radiator without a TRV installed | existing hydronic or steam heated radiator without a TRV installed | existing hydronic or steam heated radiator without a TRV installed | existing hydronic or steam heated radiator without a TRV installed | existing hydronic or steam heated radiator without a TRV installed | existing hydronic or steam heated radiator without a TRV installed | 0 | 0 | 0 | 0 | 0 | 0 | 0 | 0 | 0 | 0 | 0 | 0 | 0 | 0 | 0 | 0 | 0 | 0 | 0 | 0 | 0 | 0 | 0 | 0 | 0 | 0 | 0 | 0 | 0 | 0 | 0 | 0 | 0 | 0 | 0 | 0 | 0 | 0 | 0 | 0 | 0 | 0 | 0 | 0 | 0 | 0 | 0 | 0 | 0 | 0 | 0 | 0 | 0 | 0 | 0 | 0 | 0 | 0 | 0 | 0 | 0 | 0 | 0 | 0 | 0 | 0 | 0 | 0 | 0 | 0 | 0 | 0 | 0 | 0 | 0 | 0 | 0 | 0 | 0 | 0 | 0 | 0 | 0 | 0 | 0 | 0 | 0 | 0 | 0 | 0 | 0 | 0 | 0 | 0 | 0 | 0 | 0 | 0 | 0 | 0 | 0 | 0 | 0 | 0 | 0 | 0 | 0 | 0 | 0 | 0 | 0 | 0 | TRV installed on an existing hydronic or steam heated radiator | TRV installed on an existing hydronic or steam heated radiator | TRV installed on an existing hydronic or steam heated radiator | TRV installed on an existing hydronic or steam heated radiator | TRV installed on an existing hydronic or steam heated radiator | TRV installed on an existing hydronic or steam heated radiator | TRV installed on an existing hydronic or steam heated radiator | TRV installed on an existing hydronic or steam heated radiator | TRV installed on an existing hydronic or steam heated radiator | TRV installed on an existing hydronic or steam heated radiator | TRV installed on an existing hydronic or steam heated radiator | TRV installed on an existing hydronic or steam heated radiator | TRV installed on an existing hydronic or steam heated radiator | TRV installed on an existing hydronic or steam heated radiator | TRV installed on an existing hydronic or steam heated radiator | TRV installed on an existing hydronic or steam heated radiator | TRV installed on an existing hydronic or steam heated radiator | TRV installed on an existing hydronic or steam heated radiator | TRV installed on an existing hydronic or steam heated radiator | TRV installed on an existing hydronic or steam heated radiator | TRV installed on an existing hydronic or steam heated radiator | TRV installed on an existing hydronic or steam heated radiator | TRV installed on an existing hydronic or steam heated radiator | TRV installed on an existing hydronic or steam heated radiator | TRV installed on an existing hydronic or steam heated radiator | TRV installed on an existing hydronic or steam heated radiator | TRV installed on an existing hydronic or steam heated radiator | TRV installed on an existing hydronic or steam heated radiator | 69.6607 | 69.6607 | 69.6607 | 69.6607 | 69.6607 | 69.6607 | 69.6607 | 69.6607 | 69.6607 | 69.6607 | 69.6607 | 69.6607 | 69.6607 | 69.6607 | 69.6607 | 69.6607 | 69.6607 | 69.6607 | 69.6607 | 69.6607 | 69.6607 | 69.6607 | 69.6607 | 69.6607 | 69.6607 | 69.6607 | 69.6607 | 69.6607 | 50 | 50 | 50 | 50 | 50 | 50 | 50 | 50 | 50 | 50 | 50 | 50 | 50 | 50 | 50 | 50 | 50 | 50 | 50 | 50 | 50 | 50 | 50 | 50 | 50 | 50 | 50 | 50 | 0 | 0 | 0 | 0 | 0 | 0 | 0 | 0 | 0 | 0 | 0 | 0 | 0 | 0 | 0 | 0 | 0 | 0 | 0 | 0 | 0 | 0 | 0 | 0 | 0 | 0 | 0 | 0 | 0 | 0 | 0 | 0 | 0 | 0 | 0 | 0 | 0 | 0 | 0 | 0 | 0 | 0 | 0 | 0 | 0 | 0 | 0 | 0 | 0 | 0 | 0 | 0 | 0 | 0 | 0 | 0 | 0 | 0 | 0 | 0 | 0 | 0 | 0 | 0 | 0 | 0 | 0 | 0 | 0 | 0 | 0 | 0 | 0 | 0 | 0 | 0 | 0 | 0 | 0 | 0 | 0 | 0 | 0 | 0 | 0 | 0 | 0 | 0 | 0 | 0 | 0 | 0 | 0 | 0 | 0 | 0 | 0 | 0 | 0 | 0 | 0 | 0 | 0 | 0 | 0 | 0 | 0 | 0 | 0 | 0 | 0 | 0 | TRV installed on an existing hydronic or steam heated radiator | TRV installed on an existing hydronic or steam heated radiator | TRV installed on an existing hydronic or steam heated radiator | TRV installed on an existing hydronic or steam heated radiator | TRV installed on an existing hydronic or steam heated radiator | TRV installed on an existing hydronic or steam heated radiator | TRV installed on an existing hydronic or steam heated radiator | TRV installed on an existing hydronic or steam heated radiator | TRV installed on an existing hydronic or steam heated radiator | TRV installed on an existing hydronic or steam heated radiator | TRV installed on an existing hydronic or steam heated radiator | TRV installed on an existing hydronic or steam heated radiator | TRV installed on an existing hydronic or steam heated radiator | TRV installed on an existing hydronic or steam heated radiator | TRV installed on an existing hydronic or steam heated radiator | TRV installed on an existing hydronic or steam heated radiator | TRV installed on an existing hydronic or steam heated radiator | TRV installed on an existing hydronic or steam heated radiator | TRV installed on an existing hydronic or steam heated radiator | TRV installed on an existing hydronic or steam heated radiator | TRV installed on an existing hydronic or steam heated radiator | TRV installed on an existing hydronic or steam heated radiator | TRV installed on an existing hydronic or steam heated radiator | TRV installed on an existing hydronic or steam heated radiator | TRV installed on an existing hydronic or steam heated radiator | TRV installed on an existing hydronic or steam heated radiator | TRV installed on an existing hydronic or steam heated radiator | TRV installed on an existing hydronic or steam heated radiator | 69.6607 | 69.6607 | 69.6607 | 69.6607 | 69.6607 | 69.6607 | 69.6607 | 69.6607 | 69.6607 | 69.6607 | 69.6607 | 69.6607 | 69.6607 | 69.6607 | 69.6607 | 69.6607 | 69.6607 | 69.6607 | 69.6607 | 69.6607 | 69.6607 | 69.6607 | 69.6607 | 69.6607 | 69.6607 | 69.6607 | 69.6607 | 69.6607 | 50 | 50 | 50 | 50 | 50 | 50 | 50 | 50 | 50 | 50 | 50 | 50 | 50 | 50 | 50 | 50 | 50 | 50 | 50 | 50 | 50 | 50 | 50 | 50 | 50 | 50 | 50 | 50 | 0 | 0 | 0 | 0 | 0 | 0 | 0 | 0 | 0 | 0 | 0 | 0 | 0 | 0 | 0 | 0 | 0 | 0 | 0 | 0 | 0 | 0 | 0 | 0 | 0 | 0 | 0 | 0 | 0 | 0 | 0 | 0 | 0 | 0 | 0 | 0 | 0 | 0 | 0 | 0 | 0 | 0 | 0 | 0 | 0 | 0 | 0 | 0 | 0 | 0 | 0 | 0 | 0 | 0 | 0 | 0 | 0 | 0 | 0 | 0 | 0 | 0 | 0 | 0 | 0 | 0 | 0 | 0 | 0 | 0 | 0 | 0 | 0 | 0 | 0 | 0 | 0 | 0 | 0 | 0 | 0 | 0 | 0 | 0 | 0 | 0
HVAC - Energy Recovery Ventilator_Restaurant_New_unitary equipment that incorporates energy recovery not required by the IECC 2012/2015/2018/2021 | HVAC - Energy Recovery Ventilator_Restaurant_New | HVAC - Energy Recovery Ventilator_Commercial_New_unitary equipment not required by IECC 2012/2015/2018/2021 to incorporate energy recovery_unitary equipment that incorporates energy recovery not required by the IECC 2012/2015/2018/2021 | Commercial | Restaurant | New | Space Heating | Natural Gas | HVAC - Energy Recovery Ventilator | NEQ | unitary equipment not required by IECC 2012/2015/2018/2021 to incorporate energy recovery | 15 | 15 | 15 | 0 | 0 | 0 | 0 | 0.1 | Retro1Slow | 0.012666666666666666 | TBD | A | WCM157 | 0.7 | 0.42 | CFM | 0.0321 | 0 | 0 | 0 | 0 | IL TRM v13 - 4.4.27 - Energy Recovery Ventilator - CI-HVC-ERVE-V07-250101 | IL TRM v13 - 4.4.27 - Energy Recovery Ventilator - CI-HVC-ERVE-V07-250101 | IL TRM v13 - 4.4.27 - Energy Recovery Ventilator - CI-HVC-ERVE-V07-250101 | 0 | 0 | 0.61453 | unitary equipment not required by IECC 2012/2015/2018/2021 to incorporate energy recovery | unitary equipment not required by IECC 2012/2015/2018/2021 to incorporate energy recovery | unitary equipment not required by IECC 2012/2015/2018/2021 to incorporate energy recovery | unitary equipment not required by IECC 2012/2015/2018/2021 to incorporate energy recovery | unitary equipment not required by IECC 2012/2015/2018/2021 to incorporate energy recovery | unitary equipment not required by IECC 2012/2015/2018/2021 to incorporate energy recovery | unitary equipment not required by IECC 2012/2015/2018/2021 to incorporate energy recovery | unitary equipment not required by IECC 2012/2015/2018/2021 to incorporate energy recovery | unitary equipment not required by IECC 2012/2015/2018/2021 to incorporate energy recovery | unitary equipment not required by IECC 2012/2015/2018/2021 to incorporate energy recovery | unitary equipment not required by IECC 2012/2015/2018/2021 to incorporate energy recovery | unitary equipment not required by IECC 2012/2015/2018/2021 to incorporate energy recovery | unitary equipment not required by IECC 2012/2015/2018/2021 to incorporate energy recovery | unitary equipment not required by IECC 2012/2015/2018/2021 to incorporate energy recovery | unitary equipment not required by IECC 2012/2015/2018/2021 to incorporate energy recovery | unitary equipment not required by IECC 2012/2015/2018/2021 to incorporate energy recovery | unitary equipment not required by IECC 2012/2015/2018/2021 to incorporate energy recovery | unitary equipment not required by IECC 2012/2015/2018/2021 to incorporate energy recovery | unitary equipment not required by IECC 2012/2015/2018/2021 to incorporate energy recovery | unitary equipment not required by IECC 2012/2015/2018/2021 to incorporate energy recovery | unitary equipment not required by IECC 2012/2015/2018/2021 to incorporate energy recovery | unitary equipment not required by IECC 2012/2015/2018/2021 to incorporate energy recovery | unitary equipment not required by IECC 2012/2015/2018/2021 to incorporate energy recovery | unitary equipment not required by IECC 2012/2015/2018/2021 to incorporate energy recovery | unitary equipment not required by IECC 2012/2015/2018/2021 to incorporate energy recovery | unitary equipment not required by IECC 2012/2015/2018/2021 to incorporate energy recovery | unitary equipment not required by IECC 2012/2015/2018/2021 to incorporate energy recovery | unitary equipment not required by IECC 2012/2015/2018/2021 to incorporate energy recovery | 0 | 0 | 0 | 0 | 0 | 0 | 0 | 0 | 0 | 0 | 0 | 0 | 0 | 0 | 0 | 0 | 0 | 0 | 0 | 0 | 0 | 0 | 0 | 0 | 0 | 0 | 0 | 0 | 0 | 0 | 0 | 0 | 0 | 0 | 0 | 0 | 0 | 0 | 0 | 0 | 0 | 0 | 0 | 0 | 0 | 0 | 0 | 0 | 0 | 0 | 0 | 0 | 0 | 0 | 0 | 0 | 0 | 0 | 0 | 0 | 0 | 0 | 0 | 0 | 0 | 0 | 0 | 0 | 0 | 0 | 0 | 0 | 0 | 0 | 0 | 0 | 0 | 0 | 0 | 0 | 0 | 0 | 0 | 0 | 0 | 0 | 0 | 0 | 0 | 0 | 0 | 0 | 0 | 0 | 0 | 0 | 0 | 0 | 0 | 0 | 0 | 0 | 0 | 0 | 0 | 0 | 0 | 0 | 0 | 0 | 0 | 0 | unitary equipment that incorporates energy recovery not required by the IECC 2012/2015/2018/2021 | unitary equipment that incorporates energy recovery not required by the IECC 2012/2015/2018/2021 | unitary equipment that incorporates energy recovery not required by the IECC 2012/2015/2018/2021 | unitary equipment that incorporates energy recovery not required by the IECC 2012/2015/2018/2021 | unitary equipment that incorporates energy recovery not required by the IECC 2012/2015/2018/2021 | unitary equipment that incorporates energy recovery not required by the IECC 2012/2015/2018/2021 | unitary equipment that incorporates energy recovery not required by the IECC 2012/2015/2018/2021 | unitary equipment that incorporates energy recovery not required by the IECC 2012/2015/2018/2021 | unitary equipment that incorporates energy recovery not required by the IECC 2012/2015/2018/2021 | unitary equipment that incorporates energy recovery not required by the IECC 2012/2015/2018/2021 | unitary equipment that incorporates energy recovery not required by the IECC 2012/2015/2018/2021 | unitary equipment that incorporates energy recovery not required by the IECC 2012/2015/2018/2021 | unitary equipment that incorporates energy recovery not required by the IECC 2012/2015/2018/2021 | unitary equipment that incorporates energy recovery not required by the IECC 2012/2015/2018/2021 | unitary equipment that incorporates energy recovery not required by the IECC 2012/2015/2018/2021 | unitary equipment that incorporates energy recovery not required by the IECC 2012/2015/2018/2021 | unitary equipment that incorporates energy recovery not required by the IECC 2012/2015/2018/2021 | unitary equipment that incorporates energy recovery not required by the IECC 2012/2015/2018/2021 | unitary equipment that incorporates energy recovery not required by the IECC 2012/2015/2018/2021 | unitary equipment that incorporates energy recovery not required by the IECC 2012/2015/2018/2021 | unitary equipment that incorporates energy recovery not required by the IECC 2012/2015/2018/2021 | unitary equipment that incorporates energy recovery not required by the IECC 2012/2015/2018/2021 | unitary equipment that incorporates energy recovery not required by the IECC 2012/2015/2018/2021 | unitary equipment that incorporates energy recovery not required by the IECC 2012/2015/2018/2021 | unitary equipment that incorporates energy recovery not required by the IECC 2012/2015/2018/2021 | unitary equipment that incorporates energy recovery not required by the IECC 2012/2015/2018/2021 | unitary equipment that incorporates energy recovery not required by the IECC 2012/2015/2018/2021 | unitary equipment that incorporates energy recovery not required by the IECC 2012/2015/2018/2021 | 0.6145 | 0.6145 | 0.6145 | 0.6145 | 0.6145 | 0.6145 | 0.6145 | 0.6145 | 0.6145 | 0.6145 | 0.6145 | 0.6145 | 0.6145 | 0.6145 | 0.6145 | 0.6145 | 0.6145 | 0.6145 | 0.6145 | 0.6145 | 0.6145 | 0.6145 | 0.6145 | 0.6145 | 0.6145 | 0.6145 | 0.6145 | 0.6145 | 0 | 0 | 0 | 0 | 0 | 0 | 0 | 0 | 0 | 0 | 0 | 0 | 0 | 0 | 0 | 0 | 0 | 0 | 0 | 0 | 0 | 0 | 0 | 0 | 0 | 0 | 0 | 0 | 0 | 0 | 0 | 0 | 0 | 0 | 0 | 0 | 0 | 0 | 0 | 0 | 0 | 0 | 0 | 0 | 0 | 0 | 0 | 0 | 0 | 0 | 0 | 0 | 0 | 0 | 0 | 0 | 0 | 0 | 0 | 0 | 0 | 0 | 0 | 0 | 0 | 0 | 0 | 0 | 0 | 0 | 0 | 0 | 0 | 0 | 0 | 0 | 0 | 0 | 0 | 0 | 0 | 0 | 0 | 0 | 0 | 0 | 0 | 0 | 0 | 0 | 0 | 0 | 0 | 0 | 0 | 0 | 0 | 0 | 0 | 0 | 0 | 0 | 0 | 0 | 0 | 0 | 0 | 0 | 0 | 0 | 0 | 0 | 0 | 0 | 0 | 0 | 0 | 0 | 0 | 0 | 0 | 0 | 0 | 0 | 0 | 0 | 0 | 0 | 0 | 0 | 0 | 0 | 0 | 0 | 0 | 0 | 0 | 0 | 0 | 0 | unitary equipment that incorporates energy recovery not required by the IECC 2012/2015/2018/2021 | unitary equipment that incorporates energy recovery not required by the IECC 2012/2015/2018/2021 | unitary equipment that incorporates energy recovery not required by the IECC 2012/2015/2018/2021 | unitary equipment that incorporates energy recovery not required by the IECC 2012/2015/2018/2021 | unitary equipment that incorporates energy recovery not required by the IECC 2012/2015/2018/2021 | unitary equipment that incorporates energy recovery not required by the IECC 2012/2015/2018/2021 | unitary equipment that incorporates energy recovery not required by the IECC 2012/2015/2018/2021 | unitary equipment that incorporates energy recovery not required by the IECC 2012/2015/2018/2021 | unitary equipment that incorporates energy recovery not required by the IECC 2012/2015/2018/2021 | unitary equipment that incorporates energy recovery not required by the IECC 2012/2015/2018/2021 | unitary equipment that incorporates energy recovery not required by the IECC 2012/2015/2018/2021 | unitary equipment that incorporates energy recovery not required by the IECC 2012/2015/2018/2021 | unitary equipment that incorporates energy recovery not required by the IECC 2012/2015/2018/2021 | unitary equipment that incorporates energy recovery not required by the IECC 2012/2015/2018/2021 | unitary equipment that incorporates energy recovery not required by the IECC 2012/2015/2018/2021 | unitary equipment that incorporates energy recovery not required by the IECC 2012/2015/2018/2021 | unitary equipment that incorporates energy recovery not required by the IECC 2012/2015/2018/2021 | unitary equipment that incorporates energy recovery not required by the IECC 2012/2015/2018/2021 | unitary equipment that incorporates energy recovery not required by the IECC 2012/2015/2018/2021 | unitary equipment that incorporates energy recovery not required by the IECC 2012/2015/2018/2021 | unitary equipment that incorporates energy recovery not required by the IECC 2012/2015/2018/2021 | unitary equipment that incorporates energy recovery not required by the IECC 2012/2015/2018/2021 | unitary equipment that incorporates energy recovery not required by the IECC 2012/2015/2018/2021 | unitary equipment that incorporates energy recovery not required by the IECC 2012/2015/2018/2021 | unitary equipment that incorporates energy recovery not required by the IECC 2012/2015/2018/2021 | unitary equipment that incorporates energy recovery not required by the IECC 2012/2015/2018/2021 | unitary equipment that incorporates energy recovery not required by the IECC 2012/2015/2018/2021 | unitary equipment that incorporates energy recovery not required by the IECC 2012/2015/2018/2021 | 0.6145 | 0.6145 | 0.6145 | 0.6145 | 0.6145 | 0.6145 | 0.6145 | 0.6145 | 0.6145 | 0.6145 | 0.6145 | 0.6145 | 0.6145 | 0.6145 | 0.6145 | 0.6145 | 0.6145 | 0.6145 | 0.6145 | 0.6145 | 0.6145 | 0.6145 | 0.6145 | 0.6145 | 0.6145 | 0.6145 | 0.6145 | 0.6145 | 0 | 0 | 0 | 0 | 0 | 0 | 0 | 0 | 0 | 0 | 0 | 0 | 0 | 0 | 0 | 0 | 0 | 0 | 0 | 0 | 0 | 0 | 0 | 0 | 0 | 0 | 0 | 0 | 0 | 0 | 0 | 0 | 0 | 0 | 0 | 0 | 0 | 0 | 0 | 0 | 0 | 0 | 0 | 0 | 0 | 0 | 0 | 0 | 0 | 0 | 0 | 0 | 0 | 0 | 0 | 0 | 0 | 0 | 0 | 0 | 0 | 0 | 0 | 0 | 0 | 0 | 0 | 0 | 0 | 0 | 0 | 0 | 0 | 0 | 0 | 0 | 0 | 0 | 0 | 0 | 0 | 0 | 0 | 0 | 0 | 0 | 0 | 0 | 0 | 0 | 0 | 0 | 0 | 0 | 0 | 0 | 0 | 0 | 0 | 0 | 0 | 0 | 0 | 0 | 0 | 0 | 0 | 0 | 0 | 0 | 0 | 0 | 0 | 0
Infiltration Control - Loading Dock Sealing_Restaurant_New_Dock doors with compression seals or shelters to form tight seal | Infiltration Control - Loading Dock Sealing_Restaurant_New | Infiltration Control - Loading Dock Sealing_Commercial_New_Dock doors with no seals or shelters installed_Dock doors with compression seals or shelters to form tight seal | Commercial | Restaurant | New | Space Heating | Natural Gas | Infiltration Control - Loading Dock Sealing | NEQ | Dock doors with no seals or shelters installed | 15 | 15 | 15 | 0 | 0 | 0 | 0 | 0.05 | RetroEven20 | 0.03333333333333333 | TBD | A | WCM160 | 0.7 | 0.42 | perbldg | 0.0321 | 0 | 0 | 0 | 0 | IL TRM v13 - 4.8.6 - Dock Door Seals and Shelter - CI-MSC-DDSS-V01-230101 | IL TRM v13 - 4.8.6 - Dock Door Seals and Shelter - CI-MSC-DDSS-V01-230101 | IL TRM v13 - 4.8.6 - Dock Door Seals and Shelter - CI-MSC-DDSS-V01-230101 | 0 | 0 | 4809.9603 | Dock doors with no seals or shelters installed | Dock doors with no seals or shelters installed | Dock doors with no seals or shelters installed | Dock doors with no seals or shelters installed | Dock doors with no seals or shelters installed | Dock doors with no seals or shelters installed | Dock doors with no seals or shelters installed | Dock doors with no seals or shelters installed | Dock doors with no seals or shelters installed | Dock doors with no seals or shelters installed | Dock doors with no seals or shelters installed | Dock doors with no seals or shelters installed | Dock doors with no seals or shelters installed | Dock doors with no seals or shelters installed | Dock doors with no seals or shelters installed | Dock doors with no seals or shelters installed | Dock doors with no seals or shelters installed | Dock doors with no seals or shelters installed | Dock doors with no seals or shelters installed | Dock doors with no seals or shelters installed | Dock doors with no seals or shelters installed | Dock doors with no seals or shelters installed | Dock doors with no seals or shelters installed | Dock doors with no seals or shelters installed | Dock doors with no seals or shelters installed | Dock doors with no seals or shelters installed | Dock doors with no seals or shelters installed | Dock doors with no seals or shelters installed | 0 | 0 | 0 | 0 | 0 | 0 | 0 | 0 | 0 | 0 | 0 | 0 | 0 | 0 | 0 | 0 | 0 | 0 | 0 | 0 | 0 | 0 | 0 | 0 | 0 | 0 | 0 | 0 | 0 | 0 | 0 | 0 | 0 | 0 | 0 | 0 | 0 | 0 | 0 | 0 | 0 | 0 | 0 | 0 | 0 | 0 | 0 | 0 | 0 | 0 | 0 | 0 | 0 | 0 | 0 | 0 | 0 | 0 | 0 | 0 | 0 | 0 | 0 | 0 | 0 | 0 | 0 | 0 | 0 | 0 | 0 | 0 | 0 | 0 | 0 | 0 | 0 | 0 | 0 | 0 | 0 | 0 | 0 | 0 | 0 | 0 | 0 | 0 | 0 | 0 | 0 | 0 | 0 | 0 | 0 | 0 | 0 | 0 | 0 | 0 | 0 | 0 | 0 | 0 | 0 | 0 | 0 | 0 | 0 | 0 | 0 | 0 | Dock doors with compression seals or shelters to form tight seal | Dock doors with compression seals or shelters to form tight seal | Dock doors with compression seals or shelters to form tight seal | Dock doors with compression seals or shelters to form tight seal | Dock doors with compression seals or shelters to form tight seal | Dock doors with compression seals or shelters to form tight seal | Dock doors with compression seals or shelters to form tight seal | Dock doors with compression seals or shelters to form tight seal | Dock doors with compression seals or shelters to form tight seal | Dock doors with compression seals or shelters to form tight seal | Dock doors with compression seals or shelters to form tight seal | Dock doors with compression seals or shelters to form tight seal | Dock doors with compression seals or shelters to form tight seal | Dock doors with compression seals or shelters to form tight seal | Dock doors with compression seals or shelters to form tight seal | Dock doors with compression seals or shelters to form tight seal | Dock doors with compression seals or shelters to form tight seal | Dock doors with compression seals or shelters to form tight seal | Dock doors with compression seals or shelters to form tight seal | Dock doors with compression seals or shelters to form tight seal | Dock doors with compression seals or shelters to form tight seal | Dock doors with compression seals or shelters to form tight seal | Dock doors with compression seals or shelters to form tight seal | Dock doors with compression seals or shelters to form tight seal | Dock doors with compression seals or shelters to form tight seal | Dock doors with compression seals or shelters to form tight seal | Dock doors with compression seals or shelters to form tight seal | Dock doors with compression seals or shelters to form tight seal | 4809.9603 | 4809.9603 | 4809.9603 | 4809.9603 | 4809.9603 | 4809.9603 | 4809.9603 | 4809.9603 | 4809.9603 | 4809.9603 | 4809.9603 | 4809.9603 | 4809.9603 | 4809.9603 | 4809.9603 | 4809.9603 | 4809.9603 | 4809.9603 | 4809.9603 | 4809.9603 | 4809.9603 | 4809.9603 | 4809.9603 | 4809.9603 | 4809.9603 | 4809.9603 | 4809.9603 | 4809.9603 | 0 | 0 | 0 | 0 | 0 | 0 | 0 | 0 | 0 | 0 | 0 | 0 | 0 | 0 | 0 | 0 | 0 | 0 | 0 | 0 | 0 | 0 | 0 | 0 | 0 | 0 | 0 | 0 | 0 | 0 | 0 | 0 | 0 | 0 | 0 | 0 | 0 | 0 | 0 | 0 | 0 | 0 | 0 | 0 | 0 | 0 | 0 | 0 | 0 | 0 | 0 | 0 | 0 | 0 | 0 | 0 | 0 | 0 | 0 | 0 | 0 | 0 | 0 | 0 | 0 | 0 | 0 | 0 | 0 | 0 | 0 | 0 | 0 | 0 | 0 | 0 | 0 | 0 | 0 | 0 | 0 | 0 | 0 | 0 | 0 | 0 | 0 | 0 | 0 | 0 | 0 | 0 | 0 | 0 | 0 | 0 | 0 | 0 | 0 | 0 | 0 | 0 | 0 | 0 | 0 | 0 | 0 | 0 | 0 | 0 | 0 | 0 | 0 | 0 | 0 | 0 | 0 | 0 | 0 | 0 | 0 | 0 | 0 | 0 | 0 | 0 | 0 | 0 | 0 | 0 | 0 | 0 | 0 | 0 | 0 | 0 | 0 | 0 | 0 | 0 | Dock doors with compression seals or shelters to form tight seal | Dock doors with compression seals or shelters to form tight seal | Dock doors with compression seals or shelters to form tight seal | Dock doors with compression seals or shelters to form tight seal | Dock doors with compression seals or shelters to form tight seal | Dock doors with compression seals or shelters to form tight seal | Dock doors with compression seals or shelters to form tight seal | Dock doors with compression seals or shelters to form tight seal | Dock doors with compression seals or shelters to form tight seal | Dock doors with compression seals or shelters to form tight seal | Dock doors with compression seals or shelters to form tight seal | Dock doors with compression seals or shelters to form tight seal | Dock doors with compression seals or shelters to form tight seal | Dock doors with compression seals or shelters to form tight seal | Dock doors with compression seals or shelters to form tight seal | Dock doors with compression seals or shelters to form tight seal | Dock doors with compression seals or shelters to form tight seal | Dock doors with compression seals or shelters to form tight seal | Dock doors with compression seals or shelters to form tight seal | Dock doors with compression seals or shelters to form tight seal | Dock doors with compression seals or shelters to form tight seal | Dock doors with compression seals or shelters to form tight seal | Dock doors with compression seals or shelters to form tight seal | Dock doors with compression seals or shelters to form tight seal | Dock doors with compression seals or shelters to form tight seal | Dock doors with compression seals or shelters to form tight seal | Dock doors with compression seals or shelters to form tight seal | Dock doors with compression seals or shelters to form tight seal | 4809.9603 | 4809.9603 | 4809.9603 | 4809.9603 | 4809.9603 | 4809.9603 | 4809.9603 | 4809.9603 | 4809.9603 | 4809.9603 | 4809.9603 | 4809.9603 | 4809.9603 | 4809.9603 | 4809.9603 | 4809.9603 | 4809.9603 | 4809.9603 | 4809.9603 | 4809.9603 | 4809.9603 | 4809.9603 | 4809.9603 | 4809.9603 | 4809.9603 | 4809.9603 | 4809.9603 | 4809.9603 | 0 | 0 | 0 | 0 | 0 | 0 | 0 | 0 | 0 | 0 | 0 | 0 | 0 | 0 | 0 | 0 | 0 | 0 | 0 | 0 | 0 | 0 | 0 | 0 | 0 | 0 | 0 | 0 | 0 | 0 | 0 | 0 | 0 | 0 | 0 | 0 | 0 | 0 | 0 | 0 | 0 | 0 | 0 | 0 | 0 | 0 | 0 | 0 | 0 | 0 | 0 | 0 | 0 | 0 | 0 | 0 | 0 | 0 | 0 | 0 | 0 | 0 | 0 | 0 | 0 | 0 | 0 | 0 | 0 | 0 | 0 | 0 | 0 | 0 | 0 | 0 | 0 | 0 | 0 | 0 | 0 | 0 | 0 | 0 | 0 | 0 | 0 | 0 | 0 | 0 | 0 | 0 | 0 | 0 | 0 | 0 | 0 | 0 | 0 | 0 | 0 | 0 | 0 | 0 | 0 | 0 | 0 | 0 | 0 | 0 | 0 | 0 | 0 | 0
Kitchen Ventilation - Advanced Controls_Restaurant_New_Kitchen equipment that uses a control system that varies the exhaust rate of kitchen ventilation | Kitchen Ventilation - Advanced Controls_Restaurant_New | Kitchen Ventilation - Advanced Controls_Commercial_New_kitchen ventilation equipment that has constant speed ventilation motor._Kitchen equipment that uses a control system that varies the exhaust rate of kitchen ventilation | Commercial | Restaurant | New | Space Heating | Natural Gas | Kitchen Ventilation - Advanced Controls | NEQ | kitchen ventilation equipment that has constant speed ventilation motor. | 20 | 20 | 20 | 0 | 0 | 0 | 0.05 | 0.2 | Retro3Slow | 0.004128203794943829 | TBD | A | WCM192 | 0.7 | 0.42 | Kitch Hood | 0.0321 | 0 | 0 | 0 | 0 | IL TRM v13 - 4.2.16 - Kitchen Demand Ventilation Controls - CI-FSE-VENT-V07-250101 | IL TRM v13 - 4.2.16 - Kitchen Demand Ventilation Controls - CI-FSE-VENT-V07-250101 | IL TRM v13 - 4.2.16 - Kitchen Demand Ventilation Controls - CI-FSE-VENT-V07-250101 | 0 | 0 | 3074.6225 | kitchen ventilation equipment that has constant speed ventilation motor. | kitchen ventilation equipment that has constant speed ventilation motor. | kitchen ventilation equipment that has constant speed ventilation motor. | kitchen ventilation equipment that has constant speed ventilation motor. | kitchen ventilation equipment that has constant speed ventilation motor. | kitchen ventilation equipment that has constant speed ventilation motor. | kitchen ventilation equipment that has constant speed ventilation motor. | kitchen ventilation equipment that has constant speed ventilation motor. | kitchen ventilation equipment that has constant speed ventilation motor. | kitchen ventilation equipment that has constant speed ventilation motor. | kitchen ventilation equipment that has constant speed ventilation motor. | kitchen ventilation equipment that has constant speed ventilation motor. | kitchen ventilation equipment that has constant speed ventilation motor. | kitchen ventilation equipment that has constant speed ventilation motor. | kitchen ventilation equipment that has constant speed ventilation motor. | kitchen ventilation equipment that has constant speed ventilation motor. | kitchen ventilation equipment that has constant speed ventilation motor. | kitchen ventilation equipment that has constant speed ventilation motor. | kitchen ventilation equipment that has constant speed ventilation motor. | kitchen ventilation equipment that has constant speed ventilation motor. | kitchen ventilation equipment that has constant speed ventilation motor. | kitchen ventilation equipment that has constant speed ventilation motor. | kitchen ventilation equipment that has constant speed ventilation motor. | kitchen ventilation equipment that has constant speed ventilation motor. | kitchen ventilation equipment that has constant speed ventilation motor. | kitchen ventilation equipment that has constant speed ventilation motor. | kitchen ventilation equipment that has constant speed ventilation motor. | kitchen ventilation equipment that has constant speed ventilation motor. | 0 | 0 | 0 | 0 | 0 | 0 | 0 | 0 | 0 | 0 | 0 | 0 | 0 | 0 | 0 | 0 | 0 | 0 | 0 | 0 | 0 | 0 | 0 | 0 | 0 | 0 | 0 | 0 | 0 | 0 | 0 | 0 | 0 | 0 | 0 | 0 | 0 | 0 | 0 | 0 | 0 | 0 | 0 | 0 | 0 | 0 | 0 | 0 | 0 | 0 | 0 | 0 | 0 | 0 | 0 | 0 | 0 | 0 | 0 | 0 | 0 | 0 | 0 | 0 | 0 | 0 | 0 | 0 | 0 | 0 | 0 | 0 | 0 | 0 | 0 | 0 | 0 | 0 | 0 | 0 | 0 | 0 | 0 | 0 | 0 | 0 | 0 | 0 | 0 | 0 | 0 | 0 | 0 | 0 | 0 | 0 | 0 | 0 | 0 | 0 | 0 | 0 | 0 | 0 | 0 | 0 | 0 | 0 | 0 | 0 | 0 | 0 | Kitchen equipment that uses a control system that varies the exhaust rate of kitchen ventilation | Kitchen equipment that uses a control system that varies the exhaust rate of kitchen ventilation | Kitchen equipment that uses a control system that varies the exhaust rate of kitchen ventilation | Kitchen equipment that uses a control system that varies the exhaust rate of kitchen ventilation | Kitchen equipment that uses a control system that varies the exhaust rate of kitchen ventilation | Kitchen equipment that uses a control system that varies the exhaust rate of kitchen ventilation | Kitchen equipment that uses a control system that varies the exhaust rate of kitchen ventilation | Kitchen equipment that uses a control system that varies the exhaust rate of kitchen ventilation | Kitchen equipment that uses a control system that varies the exhaust rate of kitchen ventilation | Kitchen equipment that uses a control system that varies the exhaust rate of kitchen ventilation | Kitchen equipment that uses a control system that varies the exhaust rate of kitchen ventilation | Kitchen equipment that uses a control system that varies the exhaust rate of kitchen ventilation | Kitchen equipment that uses a control system that varies the exhaust rate of kitchen ventilation | Kitchen equipment that uses a control system that varies the exhaust rate of kitchen ventilation | Kitchen equipment that uses a control system that varies the exhaust rate of kitchen ventilation | Kitchen equipment that uses a control system that varies the exhaust rate of kitchen ventilation | Kitchen equipment that uses a control system that varies the exhaust rate of kitchen ventilation | Kitchen equipment that uses a control system that varies the exhaust rate of kitchen ventilation | Kitchen equipment that uses a control system that varies the exhaust rate of kitchen ventilation | Kitchen equipment that uses a control system that varies the exhaust rate of kitchen ventilation | Kitchen equipment that uses a control system that varies the exhaust rate of kitchen ventilation | Kitchen equipment that uses a control system that varies the exhaust rate of kitchen ventilation | Kitchen equipment that uses a control system that varies the exhaust rate of kitchen ventilation | Kitchen equipment that uses a control system that varies the exhaust rate of kitchen ventilation | Kitchen equipment that uses a control system that varies the exhaust rate of kitchen ventilation | Kitchen equipment that uses a control system that varies the exhaust rate of kitchen ventilation | Kitchen equipment that uses a control system that varies the exhaust rate of kitchen ventilation | Kitchen equipment that uses a control system that varies the exhaust rate of kitchen ventilation | 3074.6225 | 3074.6225 | 3074.6225 | 3074.6225 | 3074.6225 | 3074.6225 | 3074.6225 | 3074.6225 | 3074.6225 | 3074.6225 | 3074.6225 | 3074.6225 | 3074.6225 | 3074.6225 | 3074.6225 | 3074.6225 | 3074.6225 | 3074.6225 | 3074.6225 | 3074.6225 | 3074.6225 | 3074.6225 | 3074.6225 | 3074.6225 | 3074.6225 | 3074.6225 | 3074.6225 | 3074.6225 | 0 | 0 | 0 | 0 | 0 | 0 | 0 | 0 | 0 | 0 | 0 | 0 | 0 | 0 | 0 | 0 | 0 | 0 | 0 | 0 | 0 | 0 | 0 | 0 | 0 | 0 | 0 | 0 | 0 | 0 | 0 | 0 | 0 | 0 | 0 | 0 | 0 | 0 | 0 | 0 | 0 | 0 | 0 | 0 | 0 | 0 | 0 | 0 | 0 | 0 | 0 | 0 | 0 | 0 | 0 | 0 | 0 | 0 | 0 | 0 | 0 | 0 | 0 | 0 | 0 | 0 | 0 | 0 | 0 | 0 | 0 | 0 | 0 | 0 | 0 | 0 | 0 | 0 | 0 | 0 | 0 | 0 | 0 | 0 | 0 | 0 | 0 | 0 | 0 | 0 | 0 | 0 | 0 | 0 | 0 | 0 | 0 | 0 | 0 | 0 | 0 | 0 | 0 | 0 | 0 | 0 | 0 | 0 | 0 | 0 | 0 | 0 | 0 | 0 | 0 | 0 | 0 | 0 | 0 | 0 | 0 | 0 | 0 | 0 | 0 | 0 | 0 | 0 | 0 | 0 | 0 | 0 | 0 | 0 | 0 | 0 | 0 | 0 | 0 | 0 | Kitchen equipment that uses a control system that varies the exhaust rate of kitchen ventilation | Kitchen equipment that uses a control system that varies the exhaust rate of kitchen ventilation | Kitchen equipment that uses a control system that varies the exhaust rate of kitchen ventilation | Kitchen equipment that uses a control system that varies the exhaust rate of kitchen ventilation | Kitchen equipment that uses a control system that varies the exhaust rate of kitchen ventilation | Kitchen equipment that uses a control system that varies the exhaust rate of kitchen ventilation | Kitchen equipment that uses a control system that varies the exhaust rate of kitchen ventilation | Kitchen equipment that uses a control system that varies the exhaust rate of kitchen ventilation | Kitchen equipment that uses a control system that varies the exhaust rate of kitchen ventilation | Kitchen equipment that uses a control system that varies the exhaust rate of kitchen ventilation | Kitchen equipment that uses a control system that varies the exhaust rate of kitchen ventilation | Kitchen equipment that uses a control system that varies the exhaust rate of kitchen ventilation | Kitchen equipment that uses a control system that varies the exhaust rate of kitchen ventilation | Kitchen equipment that uses a control system that varies the exhaust rate of kitchen ventilation | Kitchen equipment that uses a control system that varies the exhaust rate of kitchen ventilation | Kitchen equipment that uses a control system that varies the exhaust rate of kitchen ventilation | Kitchen equipment that uses a control system that varies the exhaust rate of kitchen ventilation | Kitchen equipment that uses a control system that varies the exhaust rate of kitchen ventilation | Kitchen equipment that uses a control system that varies the exhaust rate of kitchen ventilation | Kitchen equipment that uses a control system that varies the exhaust rate of kitchen ventilation | Kitchen equipment that uses a control system that varies the exhaust rate of kitchen ventilation | Kitchen equipment that uses a control system that varies the exhaust rate of kitchen ventilation | Kitchen equipment that uses a control system that varies the exhaust rate of kitchen ventilation | Kitchen equipment that uses a control system that varies the exhaust rate of kitchen ventilation | Kitchen equipment that uses a control system that varies the exhaust rate of kitchen ventilation | Kitchen equipment that uses a control system that varies the exhaust rate of kitchen ventilation | Kitchen equipment that uses a control system that varies the exhaust rate of kitchen ventilation | Kitchen equipment that uses a control system that varies the exhaust rate of kitchen ventilation | 3074.6225 | 3074.6225 | 3074.6225 | 3074.6225 | 3074.6225 | 3074.6225 | 3074.6225 | 3074.6225 | 3074.6225 | 3074.6225 | 3074.6225 | 3074.6225 | 3074.6225 | 3074.6225 | 3074.6225 | 3074.6225 | 3074.6225 | 3074.6225 | 3074.6225 | 3074.6225 | 3074.6225 | 3074.6225 | 3074.6225 | 3074.6225 | 3074.6225 | 3074.6225 | 3074.6225 | 3074.6225 | 0 | 0 | 0 | 0 | 0 | 0 | 0 | 0 | 0 | 0 | 0 | 0 | 0 | 0 | 0 | 0 | 0 | 0 | 0 | 0 | 0 | 0 | 0 | 0 | 0 | 0 | 0 | 0 | 0 | 0 | 0 | 0 | 0 | 0 | 0 | 0 | 0 | 0 | 0 | 0 | 0 | 0 | 0 | 0 | 0 | 0 | 0 | 0 | 0 | 0 | 0 | 0 | 0 | 0 | 0 | 0 | 0 | 0 | 0 | 0 | 0 | 0 | 0 | 0 | 0 | 0 | 0 | 0 | 0 | 0 | 0 | 0 | 0 | 0 | 0 | 0 | 0 | 0 | 0 | 0 | 0 | 0 | 0 | 0 | 0 | 0 | 0 | 0 | 0 | 0 | 0 | 0 | 0 | 0 | 0 | 0 | 0 | 0 | 0 | 0 | 0 | 0 | 0 | 0 | 0 | 0 | 0 | 0 | 0 | 0 | 0 | 0 | 0 | 0
Gas Boiler - High Turndown Burner_Restaurant_New_Not Applicable Segment or Vintage | Gas Boiler - High Turndown Burner_Restaurant_New | Gas Boiler - High Turndown Burner_Commercial_New_Not Applicable Segment or Vintage_Not Applicable Segment or Vintage | Commercial | Restaurant | New | Space Heating | Natural Gas | Gas Boiler - High Turndown Burner | NEQ | Not Applicable Segment or Vintage | 15 | 15 | 15 | 0 | 0 | 0 | 0 | 0 | Retro5Med | 8.35569166605469E-06 | TBD | A | WCM170 | 0.7 | 0.42 | sqft | 0.0321 | 0 | 0 | 0 | 0 | Not Applicable Segment or Vintage | Not Applicable Segment or Vintage | Not Applicable Segment or Vintage | 0 | 0 | 0 | Not Applicable Segment or Vintage | Not Applicable Segment or Vintage | Not Applicable Segment or Vintage | Not Applicable Segment or Vintage | Not Applicable Segment or Vintage | Not Applicable Segment or Vintage | Not Applicable Segment or Vintage | Not Applicable Segment or Vintage | Not Applicable Segment or Vintage | Not Applicable Segment or Vintage | Not Applicable Segment or Vintage | Not Applicable Segment or Vintage | Not Applicable Segment or Vintage | Not Applicable Segment or Vintage | Not Applicable Segment or Vintage | Not Applicable Segment or Vintage | Not Applicable Segment or Vintage | Not Applicable Segment or Vintage | Not Applicable Segment or Vintage | Not Applicable Segment or Vintage | Not Applicable Segment or Vintage | Not Applicable Segment or Vintage | Not Applicable Segment or Vintage | Not Applicable Segment or Vintage | Not Applicable Segment or Vintage | Not Applicable Segment or Vintage | Not Applicable Segment or Vintage | Not Applicable Segment or Vintage | 0 | 0 | 0 | 0 | 0 | 0 | 0 | 0 | 0 | 0 | 0 | 0 | 0 | 0 | 0 | 0 | 0 | 0 | 0 | 0 | 0 | 0 | 0 | 0 | 0 | 0 | 0 | 0 | 0 | 0 | 0 | 0 | 0 | 0 | 0 | 0 | 0 | 0 | 0 | 0 | 0 | 0 | 0 | 0 | 0 | 0 | 0 | 0 | 0 | 0 | 0 | 0 | 0 | 0 | 0 | 0 | 0 | 0 | 0 | 0 | 0 | 0 | 0 | 0 | 0 | 0 | 0 | 0 | 0 | 0 | 0 | 0 | 0 | 0 | 0 | 0 | 0 | 0 | 0 | 0 | 0 | 0 | 0 | 0 | 0 | 0 | 0 | 0 | 0 | 0 | 0 | 0 | 0 | 0 | 0 | 0 | 0 | 0 | 0 | 0 | 0 | 0 | 0 | 0 | 0 | 0 | 0 | 0 | 0 | 0 | 0 | 0 | Not Applicable Segment or Vintage | Not Applicable Segment or Vintage | Not Applicable Segment or Vintage | Not Applicable Segment or Vintage | Not Applicable Segment or Vintage | Not Applicable Segment or Vintage | Not Applicable Segment or Vintage | Not Applicable Segment or Vintage | Not Applicable Segment or Vintage | Not Applicable Segment or Vintage | Not Applicable Segment or Vintage | Not Applicable Segment or Vintage | Not Applicable Segment or Vintage | Not Applicable Segment or Vintage | Not Applicable Segment or Vintage | Not Applicable Segment or Vintage | Not Applicable Segment or Vintage | Not Applicable Segment or Vintage | Not Applicable Segment or Vintage | Not Applicable Segment or Vintage | Not Applicable Segment or Vintage | Not Applicable Segment or Vintage | Not Applicable Segment or Vintage | Not Applicable Segment or Vintage | Not Applicable Segment or Vintage | Not Applicable Segment or Vintage | Not Applicable Segment or Vintage | Not Applicable Segment or Vintage | 0 | 0 | 0 | 0 | 0 | 0 | 0 | 0 | 0 | 0 | 0 | 0 | 0 | 0 | 0 | 0 | 0 | 0 | 0 | 0 | 0 | 0 | 0 | 0 | 0 | 0 | 0 | 0 | 0 | 0 | 0 | 0 | 0 | 0 | 0 | 0 | 0 | 0 | 0 | 0 | 0 | 0 | 0 | 0 | 0 | 0 | 0 | 0 | 0 | 0 | 0 | 0 | 0 | 0 | 0 | 0 | 0 | 0 | 0 | 0 | 0 | 0 | 0 | 0 | 0 | 0 | 0 | 0 | 0 | 0 | 0 | 0 | 0 | 0 | 0 | 0 | 0 | 0 | 0 | 0 | 0 | 0 | 0 | 0 | 0 | 0 | 0 | 0 | 0 | 0 | 0 | 0 | 0 | 0 | 0 | 0 | 0 | 0 | 0 | 0 | 0 | 0 | 0 | 0 | 0 | 0 | 0 | 0 | 0 | 0 | 0 | 0 | 0 | 0 | 0 | 0 | 0 | 0 | 0 | 0 | 0 | 0 | 0 | 0 | 0 | 0 | 0 | 0 | 0 | 0 | 0 | 0 | 0 | 0 | 0 | 0 | 0 | 0 | 0 | 0 | 0 | 0 | 0 | 0 | 0 | 0 | 0 | 0 | 0 | 0 | 0 | 0 | 0 | 0 | 0 | 0 | 0 | 0 | 0 | 0 | 0 | 0 | 0 | 0 | 0 | 0 | 0 | 0 | Not Applicable Segment or Vintage | Not Applicable Segment or Vintage | Not Applicable Segment or Vintage | Not Applicable Segment or Vintage | Not Applicable Segment or Vintage | Not Applicable Segment or Vintage | Not Applicable Segment or Vintage | Not Applicable Segment or Vintage | Not Applicable Segment or Vintage | Not Applicable Segment or Vintage | Not Applicable Segment or Vintage | Not Applicable Segment or Vintage | Not Applicable Segment or Vintage | Not Applicable Segment or Vintage | Not Applicable Segment or Vintage | Not Applicable Segment or Vintage | Not Applicable Segment or Vintage | Not Applicable Segment or Vintage | Not Applicable Segment or Vintage | Not Applicable Segment or Vintage | Not Applicable Segment or Vintage | Not Applicable Segment or Vintage | Not Applicable Segment or Vintage | Not Applicable Segment or Vintage | Not Applicable Segment or Vintage | Not Applicable Segment or Vintage | Not Applicable Segment or Vintage | Not Applicable Segment or Vintage | 0 | 0 | 0 | 0 | 0 | 0 | 0 | 0 | 0 | 0 | 0 | 0 | 0 | 0 | 0 | 0 | 0 | 0 | 0 | 0 | 0 | 0 | 0 | 0 | 0 | 0 | 0 | 0 | 0 | 0 | 0 | 0 | 0 | 0 | 0 | 0 | 0 | 0 | 0 | 0 | 0 | 0 | 0 | 0 | 0 | 0 | 0 | 0 | 0 | 0 | 0 | 0 | 0 | 0 | 0 | 0 | 0 | 0 | 0 | 0 | 0 | 0 | 0 | 0 | 0 | 0 | 0 | 0 | 0 | 0 | 0 | 0 | 0 | 0 | 0 | 0 | 0 | 0 | 0 | 0 | 0 | 0 | 0 | 0 | 0 | 0 | 0 | 0 | 0 | 0 | 0 | 0 | 0 | 0 | 0 | 0 | 0 | 0 | 0 | 0 | 0 | 0 | 0 | 0 | 0 | 0 | 0 | 0 | 0 | 0 | 0 | 0 | 0 | 0 | 0 | 0 | 0 | 0 | 0 | 0 | 0 | 0 | 0 | 0 | 0 | 0 | 0 | 0 | 0 | 0 | 0 | 0 | 0 | 0 | 0 | 0 | 0 | 0 | 0 | 0 | 0 | 0
Gas Boiler - Radiator Replacement_Restaurant_New_Not Applicable Segment or Vintage | Gas Boiler - Radiator Replacement_Restaurant_New | Gas Boiler - Radiator Replacement_Commercial_New_Not Applicable Segment or Vintage_Not Applicable Segment or Vintage | Commercial | Restaurant | New | Space Heating | Natural Gas | Gas Boiler - Radiator Replacement | NEQ | Not Applicable Segment or Vintage | 25 | 25 | 25 | 0 | 0 | 0 | 0 | 0 | Retro1Slow | 0.012666666666666666 | TBD | A | WCM176 | 0.7 | 0.42 | sqft | 0.0321 | 0 | 0 | 0 | 0 | Not Applicable Segment or Vintage | Not Applicable Segment or Vintage | Not Applicable Segment or Vintage | 0 | 0 | 0 | Not Applicable Segment or Vintage | Not Applicable Segment or Vintage | Not Applicable Segment or Vintage | Not Applicable Segment or Vintage | Not Applicable Segment or Vintage | Not Applicable Segment or Vintage | Not Applicable Segment or Vintage | Not Applicable Segment or Vintage | Not Applicable Segment or Vintage | Not Applicable Segment or Vintage | Not Applicable Segment or Vintage | Not Applicable Segment or Vintage | Not Applicable Segment or Vintage | Not Applicable Segment or Vintage | Not Applicable Segment or Vintage | Not Applicable Segment or Vintage | Not Applicable Segment or Vintage | Not Applicable Segment or Vintage | Not Applicable Segment or Vintage | Not Applicable Segment or Vintage | Not Applicable Segment or Vintage | Not Applicable Segment or Vintage | Not Applicable Segment or Vintage | Not Applicable Segment or Vintage | Not Applicable Segment or Vintage | Not Applicable Segment or Vintage | Not Applicable Segment or Vintage | Not Applicable Segment or Vintage | 0 | 0 | 0 | 0 | 0 | 0 | 0 | 0 | 0 | 0 | 0 | 0 | 0 | 0 | 0 | 0 | 0 | 0 | 0 | 0 | 0 | 0 | 0 | 0 | 0 | 0 | 0 | 0 | 0 | 0 | 0 | 0 | 0 | 0 | 0 | 0 | 0 | 0 | 0 | 0 | 0 | 0 | 0 | 0 | 0 | 0 | 0 | 0 | 0 | 0 | 0 | 0 | 0 | 0 | 0 | 0 | 0 | 0 | 0 | 0 | 0 | 0 | 0 | 0 | 0 | 0 | 0 | 0 | 0 | 0 | 0 | 0 | 0 | 0 | 0 | 0 | 0 | 0 | 0 | 0 | 0 | 0 | 0 | 0 | 0 | 0 | 0 | 0 | 0 | 0 | 0 | 0 | 0 | 0 | 0 | 0 | 0 | 0 | 0 | 0 | 0 | 0 | 0 | 0 | 0 | 0 | 0 | 0 | 0 | 0 | 0 | 0 | Not Applicable Segment or Vintage | Not Applicable Segment or Vintage | Not Applicable Segment or Vintage | Not Applicable Segment or Vintage | Not Applicable Segment or Vintage | Not Applicable Segment or Vintage | Not Applicable Segment or Vintage | Not Applicable Segment or Vintage | Not Applicable Segment or Vintage | Not Applicable Segment or Vintage | Not Applicable Segment or Vintage | Not Applicable Segment or Vintage | Not Applicable Segment or Vintage | Not Applicable Segment or Vintage | Not Applicable Segment or Vintage | Not Applicable Segment or Vintage | Not Applicable Segment or Vintage | Not Applicable Segment or Vintage | Not Applicable Segment or Vintage | Not Applicable Segment or Vintage | Not Applicable Segment or Vintage | Not Applicable Segment or Vintage | Not Applicable Segment or Vintage | Not Applicable Segment or Vintage | Not Applicable Segment or Vintage | Not Applicable Segment or Vintage | Not Applicable Segment or Vintage | Not Applicable Segment or Vintage | 0 | 0 | 0 | 0 | 0 | 0 | 0 | 0 | 0 | 0 | 0 | 0 | 0 | 0 | 0 | 0 | 0 | 0 | 0 | 0 | 0 | 0 | 0 | 0 | 0 | 0 | 0 | 0 | 0 | 0 | 0 | 0 | 0 | 0 | 0 | 0 | 0 | 0 | 0 | 0 | 0 | 0 | 0 | 0 | 0 | 0 | 0 | 0 | 0 | 0 | 0 | 0 | 0 | 0 | 0 | 0 | 0 | 0 | 0 | 0 | 0 | 0 | 0 | 0 | 0 | 0 | 0 | 0 | 0 | 0 | 0 | 0 | 0 | 0 | 0 | 0 | 0 | 0 | 0 | 0 | 0 | 0 | 0 | 0 | 0 | 0 | 0 | 0 | 0 | 0 | 0 | 0 | 0 | 0 | 0 | 0 | 0 | 0 | 0 | 0 | 0 | 0 | 0 | 0 | 0 | 0 | 0 | 0 | 0 | 0 | 0 | 0 | 0 | 0 | 0 | 0 | 0 | 0 | 0 | 0 | 0 | 0 | 0 | 0 | 0 | 0 | 0 | 0 | 0 | 0 | 0 | 0 | 0 | 0 | 0 | 0 | 0 | 0 | 0 | 0 | 0 | 0 | 0 | 0 | 0 | 0 | 0 | 0 | 0 | 0 | 0 | 0 | 0 | 0 | 0 | 0 | 0 | 0 | 0 | 0 | 0 | 0 | 0 | 0 | 0 | 0 | 0 | 0 | Not Applicable Segment or Vintage | Not Applicable Segment or Vintage | Not Applicable Segment or Vintage | Not Applicable Segment or Vintage | Not Applicable Segment or Vintage | Not Applicable Segment or Vintage | Not Applicable Segment or Vintage | Not Applicable Segment or Vintage | Not Applicable Segment or Vintage | Not Applicable Segment or Vintage | Not Applicable Segment or Vintage | Not Applicable Segment or Vintage | Not Applicable Segment or Vintage | Not Applicable Segment or Vintage | Not Applicable Segment or Vintage | Not Applicable Segment or Vintage | Not Applicable Segment or Vintage | Not Applicable Segment or Vintage | Not Applicable Segment or Vintage | Not Applicable Segment or Vintage | Not Applicable Segment or Vintage | Not Applicable Segment or Vintage | Not Applicable Segment or Vintage | Not Applicable Segment or Vintage | Not Applicable Segment or Vintage | Not Applicable Segment or Vintage | Not Applicable Segment or Vintage | Not Applicable Segment or Vintage | 0 | 0 | 0 | 0 | 0 | 0 | 0 | 0 | 0 | 0 | 0 | 0 | 0 | 0 | 0 | 0 | 0 | 0 | 0 | 0 | 0 | 0 | 0 | 0 | 0 | 0 | 0 | 0 | 0 | 0 | 0 | 0 | 0 | 0 | 0 | 0 | 0 | 0 | 0 | 0 | 0 | 0 | 0 | 0 | 0 | 0 | 0 | 0 | 0 | 0 | 0 | 0 | 0 | 0 | 0 | 0 | 0 | 0 | 0 | 0 | 0 | 0 | 0 | 0 | 0 | 0 | 0 | 0 | 0 | 0 | 0 | 0 | 0 | 0 | 0 | 0 | 0 | 0 | 0 | 0 | 0 | 0 | 0 | 0 | 0 | 0 | 0 | 0 | 0 | 0 | 0 | 0 | 0 | 0 | 0 | 0 | 0 | 0 | 0 | 0 | 0 | 0 | 0 | 0 | 0 | 0 | 0 | 0 | 0 | 0 | 0 | 0 | 0 | 0 | 0 | 0 | 0 | 0 | 0 | 0 | 0 | 0 | 0 | 0 | 0 | 0 | 0 | 0 | 0 | 0 | 0 | 0 | 0 | 0 | 0 | 0 | 0 | 0 | 0 | 0 | 0 | 0
Gas Boiler - Steam Trap Replacement_Restaurant_New_Not Applicable Segment or Vintage | Gas Boiler - Steam Trap Replacement_Restaurant_New | Gas Boiler - Steam Trap Replacement_Commercial_New_Not Applicable Segment or Vintage_Not Applicable Segment or Vintage | Commercial | Restaurant | New | Space Heating | Natural Gas | Gas Boiler - Steam Trap Replacement | NEQ | Not Applicable Segment or Vintage | 6 | 6 | 6 | 0 | 0 | 0 | 0 | 0 | Retro1Slow | 0.012666666666666666 | TBD | A | WCM169 | 0.7 | 0.42 | sqft | 0.0321 | 0 | 0 | 0 | 0 | Not Applicable Segment or Vintage | Not Applicable Segment or Vintage | Not Applicable Segment or Vintage | 0 | 0 | 0 | Not Applicable Segment or Vintage | Not Applicable Segment or Vintage | Not Applicable Segment or Vintage | Not Applicable Segment or Vintage | Not Applicable Segment or Vintage | Not Applicable Segment or Vintage | Not Applicable Segment or Vintage | Not Applicable Segment or Vintage | Not Applicable Segment or Vintage | Not Applicable Segment or Vintage | Not Applicable Segment or Vintage | Not Applicable Segment or Vintage | Not Applicable Segment or Vintage | Not Applicable Segment or Vintage | Not Applicable Segment or Vintage | Not Applicable Segment or Vintage | Not Applicable Segment or Vintage | Not Applicable Segment or Vintage | Not Applicable Segment or Vintage | Not Applicable Segment or Vintage | Not Applicable Segment or Vintage | Not Applicable Segment or Vintage | Not Applicable Segment or Vintage | Not Applicable Segment or Vintage | Not Applicable Segment or Vintage | Not Applicable Segment or Vintage | Not Applicable Segment or Vintage | Not Applicable Segment or Vintage | 0 | 0 | 0 | 0 | 0 | 0 | 0 | 0 | 0 | 0 | 0 | 0 | 0 | 0 | 0 | 0 | 0 | 0 | 0 | 0 | 0 | 0 | 0 | 0 | 0 | 0 | 0 | 0 | 0 | 0 | 0 | 0 | 0 | 0 | 0 | 0 | 0 | 0 | 0 | 0 | 0 | 0 | 0 | 0 | 0 | 0 | 0 | 0 | 0 | 0 | 0 | 0 | 0 | 0 | 0 | 0 | 0 | 0 | 0 | 0 | 0 | 0 | 0 | 0 | 0 | 0 | 0 | 0 | 0 | 0 | 0 | 0 | 0 | 0 | 0 | 0 | 0 | 0 | 0 | 0 | 0 | 0 | 0 | 0 | 0 | 0 | 0 | 0 | 0 | 0 | 0 | 0 | 0 | 0 | 0 | 0 | 0 | 0 | 0 | 0 | 0 | 0 | 0 | 0 | 0 | 0 | 0 | 0 | 0 | 0 | 0 | 0 | Not Applicable Segment or Vintage | Not Applicable Segment or Vintage | Not Applicable Segment or Vintage | Not Applicable Segment or Vintage | Not Applicable Segment or Vintage | Not Applicable Segment or Vintage | Not Applicable Segment or Vintage | Not Applicable Segment or Vintage | Not Applicable Segment or Vintage | Not Applicable Segment or Vintage | Not Applicable Segment or Vintage | Not Applicable Segment or Vintage | Not Applicable Segment or Vintage | Not Applicable Segment or Vintage | Not Applicable Segment or Vintage | Not Applicable Segment or Vintage | Not Applicable Segment or Vintage | Not Applicable Segment or Vintage | Not Applicable Segment or Vintage | Not Applicable Segment or Vintage | Not Applicable Segment or Vintage | Not Applicable Segment or Vintage | Not Applicable Segment or Vintage | Not Applicable Segment or Vintage | Not Applicable Segment or Vintage | Not Applicable Segment or Vintage | Not Applicable Segment or Vintage | Not Applicable Segment or Vintage | 0 | 0 | 0 | 0 | 0 | 0 | 0 | 0 | 0 | 0 | 0 | 0 | 0 | 0 | 0 | 0 | 0 | 0 | 0 | 0 | 0 | 0 | 0 | 0 | 0 | 0 | 0 | 0 | 0 | 0 | 0 | 0 | 0 | 0 | 0 | 0 | 0 | 0 | 0 | 0 | 0 | 0 | 0 | 0 | 0 | 0 | 0 | 0 | 0 | 0 | 0 | 0 | 0 | 0 | 0 | 0 | 0 | 0 | 0 | 0 | 0 | 0 | 0 | 0 | 0 | 0 | 0 | 0 | 0 | 0 | 0 | 0 | 0 | 0 | 0 | 0 | 0 | 0 | 0 | 0 | 0 | 0 | 0 | 0 | 0 | 0 | 0 | 0 | 0 | 0 | 0 | 0 | 0 | 0 | 0 | 0 | 0 | 0 | 0 | 0 | 0 | 0 | 0 | 0 | 0 | 0 | 0 | 0 | 0 | 0 | 0 | 0 | 0 | 0 | 0 | 0 | 0 | 0 | 0 | 0 | 0 | 0 | 0 | 0 | 0 | 0 | 0 | 0 | 0 | 0 | 0 | 0 | 0 | 0 | 0 | 0 | 0 | 0 | 0 | 0 | 0 | 0 | 0 | 0 | 0 | 0 | 0 | 0 | 0 | 0 | 0 | 0 | 0 | 0 | 0 | 0 | 0 | 0 | 0 | 0 | 0 | 0 | 0 | 0 | 0 | 0 | 0 | 0 | Not Applicable Segment or Vintage | Not Applicable Segment or Vintage | Not Applicable Segment or Vintage | Not Applicable Segment or Vintage | Not Applicable Segment or Vintage | Not Applicable Segment or Vintage | Not Applicable Segment or Vintage | Not Applicable Segment or Vintage | Not Applicable Segment or Vintage | Not Applicable Segment or Vintage | Not Applicable Segment or Vintage | Not Applicable Segment or Vintage | Not Applicable Segment or Vintage | Not Applicable Segment or Vintage | Not Applicable Segment or Vintage | Not Applicable Segment or Vintage | Not Applicable Segment or Vintage | Not Applicable Segment or Vintage | Not Applicable Segment or Vintage | Not Applicable Segment or Vintage | Not Applicable Segment or Vintage | Not Applicable Segment or Vintage | Not Applicable Segment or Vintage | Not Applicable Segment or Vintage | Not Applicable Segment or Vintage | Not Applicable Segment or Vintage | Not Applicable Segment or Vintage | Not Applicable Segment or Vintage | 0 | 0 | 0 | 0 | 0 | 0 | 0 | 0 | 0 | 0 | 0 | 0 | 0 | 0 | 0 | 0 | 0 | 0 | 0 | 0 | 0 | 0 | 0 | 0 | 0 | 0 | 0 | 0 | 0 | 0 | 0 | 0 | 0 | 0 | 0 | 0 | 0 | 0 | 0 | 0 | 0 | 0 | 0 | 0 | 0 | 0 | 0 | 0 | 0 | 0 | 0 | 0 | 0 | 0 | 0 | 0 | 0 | 0 | 0 | 0 | 0 | 0 | 0 | 0 | 0 | 0 | 0 | 0 | 0 | 0 | 0 | 0 | 0 | 0 | 0 | 0 | 0 | 0 | 0 | 0 | 0 | 0 | 0 | 0 | 0 | 0 | 0 | 0 | 0 | 0 | 0 | 0 | 0 | 0 | 0 | 0 | 0 | 0 | 0 | 0 | 0 | 0 | 0 | 0 | 0 | 0 | 0 | 0 | 0 | 0 | 0 | 0 | 0 | 0 | 0 | 0 | 0 | 0 | 0 | 0 | 0 | 0 | 0 | 0 | 0 | 0 | 0 | 0 | 0 | 0 | 0 | 0 | 0 | 0 | 0 | 0 | 0 | 0 | 0 | 0 | 0 | 0
Gas Boiler - Blowdown Heat Recovery_Restaurant_New_Not Applicable Segment or Vintage | Gas Boiler - Blowdown Heat Recovery_Restaurant_New | Gas Boiler - Blowdown Heat Recovery_Commercial_New_Not Applicable Segment or Vintage_Not Applicable Segment or Vintage | Commercial | Restaurant | New | Space Heating | Natural Gas | Gas Boiler - Blowdown Heat Recovery | NEQ | Not Applicable Segment or Vintage | 0 | 0 | 0 | 0 | 0 | 0 | 0 | 0 | Retro3Slow | 0.004128203794943829 | TBD | A | WCM172 | 0.7 | 0.42 | kBtuh heat | 0.0321 | 0 | 0 | 0 | 0 | Not Applicable Segment or Vintage | Not Applicable Segment or Vintage | Not Applicable Segment or Vintage | 0 | 0 | 0 | Not Applicable Segment or Vintage | Not Applicable Segment or Vintage | Not Applicable Segment or Vintage | Not Applicable Segment or Vintage | Not Applicable Segment or Vintage | Not Applicable Segment or Vintage | Not Applicable Segment or Vintage | Not Applicable Segment or Vintage | Not Applicable Segment or Vintage | Not Applicable Segment or Vintage | Not Applicable Segment or Vintage | Not Applicable Segment or Vintage | Not Applicable Segment or Vintage | Not Applicable Segment or Vintage | Not Applicable Segment or Vintage | Not Applicable Segment or Vintage | Not Applicable Segment or Vintage | Not Applicable Segment or Vintage | Not Applicable Segment or Vintage | Not Applicable Segment or Vintage | Not Applicable Segment or Vintage | Not Applicable Segment or Vintage | Not Applicable Segment or Vintage | Not Applicable Segment or Vintage | Not Applicable Segment or Vintage | Not Applicable Segment or Vintage | Not Applicable Segment or Vintage | Not Applicable Segment or Vintage | 0 | 0 | 0 | 0 | 0 | 0 | 0 | 0 | 0 | 0 | 0 | 0 | 0 | 0 | 0 | 0 | 0 | 0 | 0 | 0 | 0 | 0 | 0 | 0 | 0 | 0 | 0 | 0 | 0 | 0 | 0 | 0 | 0 | 0 | 0 | 0 | 0 | 0 | 0 | 0 | 0 | 0 | 0 | 0 | 0 | 0 | 0 | 0 | 0 | 0 | 0 | 0 | 0 | 0 | 0 | 0 | 0 | 0 | 0 | 0 | 0 | 0 | 0 | 0 | 0 | 0 | 0 | 0 | 0 | 0 | 0 | 0 | 0 | 0 | 0 | 0 | 0 | 0 | 0 | 0 | 0 | 0 | 0 | 0 | 0 | 0 | 0 | 0 | 0 | 0 | 0 | 0 | 0 | 0 | 0 | 0 | 0 | 0 | 0 | 0 | 0 | 0 | 0 | 0 | 0 | 0 | 0 | 0 | 0 | 0 | 0 | 0 | Not Applicable Segment or Vintage | Not Applicable Segment or Vintage | Not Applicable Segment or Vintage | Not Applicable Segment or Vintage | Not Applicable Segment or Vintage | Not Applicable Segment or Vintage | Not Applicable Segment or Vintage | Not Applicable Segment or Vintage | Not Applicable Segment or Vintage | Not Applicable Segment or Vintage | Not Applicable Segment or Vintage | Not Applicable Segment or Vintage | Not Applicable Segment or Vintage | Not Applicable Segment or Vintage | Not Applicable Segment or Vintage | Not Applicable Segment or Vintage | Not Applicable Segment or Vintage | Not Applicable Segment or Vintage | Not Applicable Segment or Vintage | Not Applicable Segment or Vintage | Not Applicable Segment or Vintage | Not Applicable Segment or Vintage | Not Applicable Segment or Vintage | Not Applicable Segment or Vintage | Not Applicable Segment or Vintage | Not Applicable Segment or Vintage | Not Applicable Segment or Vintage | Not Applicable Segment or Vintage | 0 | 0 | 0 | 0 | 0 | 0 | 0 | 0 | 0 | 0 | 0 | 0 | 0 | 0 | 0 | 0 | 0 | 0 | 0 | 0 | 0 | 0 | 0 | 0 | 0 | 0 | 0 | 0 | 0 | 0 | 0 | 0 | 0 | 0 | 0 | 0 | 0 | 0 | 0 | 0 | 0 | 0 | 0 | 0 | 0 | 0 | 0 | 0 | 0 | 0 | 0 | 0 | 0 | 0 | 0 | 0 | 0 | 0 | 0 | 0 | 0 | 0 | 0 | 0 | 0 | 0 | 0 | 0 | 0 | 0 | 0 | 0 | 0 | 0 | 0 | 0 | 0 | 0 | 0 | 0 | 0 | 0 | 0 | 0 | 0 | 0 | 0 | 0 | 0 | 0 | 0 | 0 | 0 | 0 | 0 | 0 | 0 | 0 | 0 | 0 | 0 | 0 | 0 | 0 | 0 | 0 | 0 | 0 | 0 | 0 | 0 | 0 | 0 | 0 | 0 | 0 | 0 | 0 | 0 | 0 | 0 | 0 | 0 | 0 | 0 | 0 | 0 | 0 | 0 | 0 | 0 | 0 | 0 | 0 | 0 | 0 | 0 | 0 | 0 | 0 | 0 | 0 | 0 | 0 | 0 | 0 | 0 | 0 | 0 | 0 | 0 | 0 | 0 | 0 | 0 | 0 | 0 | 0 | 0 | 0 | 0 | 0 | 0 | 0 | 0 | 0 | 0 | 0 | Not Applicable Segment or Vintage | Not Applicable Segment or Vintage | Not Applicable Segment or Vintage | Not Applicable Segment or Vintage | Not Applicable Segment or Vintage | Not Applicable Segment or Vintage | Not Applicable Segment or Vintage | Not Applicable Segment or Vintage | Not Applicable Segment or Vintage | Not Applicable Segment or Vintage | Not Applicable Segment or Vintage | Not Applicable Segment or Vintage | Not Applicable Segment or Vintage | Not Applicable Segment or Vintage | Not Applicable Segment or Vintage | Not Applicable Segment or Vintage | Not Applicable Segment or Vintage | Not Applicable Segment or Vintage | Not Applicable Segment or Vintage | Not Applicable Segment or Vintage | Not Applicable Segment or Vintage | Not Applicable Segment or Vintage | Not Applicable Segment or Vintage | Not Applicable Segment or Vintage | Not Applicable Segment or Vintage | Not Applicable Segment or Vintage | Not Applicable Segment or Vintage | Not Applicable Segment or Vintage | 0 | 0 | 0 | 0 | 0 | 0 | 0 | 0 | 0 | 0 | 0 | 0 | 0 | 0 | 0 | 0 | 0 | 0 | 0 | 0 | 0 | 0 | 0 | 0 | 0 | 0 | 0 | 0 | 0 | 0 | 0 | 0 | 0 | 0 | 0 | 0 | 0 | 0 | 0 | 0 | 0 | 0 | 0 | 0 | 0 | 0 | 0 | 0 | 0 | 0 | 0 | 0 | 0 | 0 | 0 | 0 | 0 | 0 | 0 | 0 | 0 | 0 | 0 | 0 | 0 | 0 | 0 | 0 | 0 | 0 | 0 | 0 | 0 | 0 | 0 | 0 | 0 | 0 | 0 | 0 | 0 | 0 | 0 | 0 | 0 | 0 | 0 | 0 | 0 | 0 | 0 | 0 | 0 | 0 | 0 | 0 | 0 | 0 | 0 | 0 | 0 | 0 | 0 | 0 | 0 | 0 | 0 | 0 | 0 | 0 | 0 | 0 | 0 | 0 | 0 | 0 | 0 | 0 | 0 | 0 | 0 | 0 | 0 | 0 | 0 | 0 | 0 | 0 | 0 | 0 | 0 | 0 | 0 | 0 | 0 | 0 | 0 | 0 | 0 | 0 | 0 | 0
Gas-Fired Combination Heat Pump Conversion_Restaurant_New_Gas-fired heat pump, COP 1.3 | Gas-Fired Combination Heat Pump Conversion_Restaurant_New | Gas-Fired Combination Heat Pump Conversion_Commercial_New_Federal standard gas-fired central heating and DHW system_Gas-fired heat pump, COP 1.3 | Commercial | Restaurant | New | Space Heating | Natural Gas | Gas-Fired Combination Heat Pump Conversion | NEQ | Federal standard gas-fired central heating and DHW system | 20 | 20 | 20 | 0 | 0 | 0 | 0 | 0.1 | Retro1Slow | 0.012666666666666666 | TBD | A | WCM164 | 0.7 | 0.42 | kBtuh heat | 0.0321 | 0 | 0 | 0 | 0 | AEO 2021 - gas_eng-driven_RTHP-heat 2017 typical | EIA - Technology Forecast Updates. Appendix A. U.S. Energy Information Administration. March 3, 2023.¦ Technical Support Documents for Baseline Costs | AEG Analysis, Comparison of Baseline TE vs COP | 0 | 0 | 195.1704 | Federal standard gas-fired central heating and DHW system | Federal standard gas-fired central heating and DHW system | Federal standard gas-fired central heating and DHW system | Federal standard gas-fired central heating and DHW system | Federal standard gas-fired central heating and DHW system | Federal standard gas-fired central heating and DHW system | Federal standard gas-fired central heating and DHW system | Federal standard gas-fired central heating and DHW system | Federal standard gas-fired central heating and DHW system | Federal standard gas-fired central heating and DHW system | Federal standard gas-fired central heating and DHW system | Federal standard gas-fired central heating and DHW system | Federal standard gas-fired central heating and DHW system | Federal standard gas-fired central heating and DHW system | Federal standard gas-fired central heating and DHW system | Federal standard gas-fired central heating and DHW system | Federal standard gas-fired central heating and DHW system | Federal standard gas-fired central heating and DHW system | Federal standard gas-fired central heating and DHW system | Federal standard gas-fired central heating and DHW system | Federal standard gas-fired central heating and DHW system | Federal standard gas-fired central heating and DHW system | Federal standard gas-fired central heating and DHW system | Federal standard gas-fired central heating and DHW system | Federal standard gas-fired central heating and DHW system | Federal standard gas-fired central heating and DHW system | Federal standard gas-fired central heating and DHW system | Federal standard gas-fired central heating and DHW system | 0 | 0 | 0 | 0 | 0 | 0 | 0 | 0 | 0 | 0 | 0 | 0 | 0 | 0 | 0 | 0 | 0 | 0 | 0 | 0 | 0 | 0 | 0 | 0 | 0 | 0 | 0 | 0 | 0 | 0 | 0 | 0 | 0 | 0 | 0 | 0 | 0 | 0 | 0 | 0 | 0 | 0 | 0 | 0 | 0 | 0 | 0 | 0 | 0 | 0 | 0 | 0 | 0 | 0 | 0 | 0 | 0 | 0 | 0 | 0 | 0 | 0 | 0 | 0 | 0 | 0 | 0 | 0 | 0 | 0 | 0 | 0 | 0 | 0 | 0 | 0 | 0 | 0 | 0 | 0 | 0 | 0 | 0 | 0 | 0 | 0 | 0 | 0 | 0 | 0 | 0 | 0 | 0 | 0 | 0 | 0 | 0 | 0 | 0 | 0 | 0 | 0 | 0 | 0 | 0 | 0 | 0 | 0 | 0 | 0 | 0 | 0 | Gas-fired heat pump, COP 1.3 | Gas-fired heat pump, COP 1.3 | Gas-fired heat pump, COP 1.3 | Gas-fired heat pump, COP 1.3 | Gas-fired heat pump, COP 1.3 | Gas-fired heat pump, COP 1.3 | Gas-fired heat pump, COP 1.3 | Gas-fired heat pump, COP 1.3 | Gas-fired heat pump, COP 1.3 | Gas-fired heat pump, COP 1.3 | Gas-fired heat pump, COP 1.3 | Gas-fired heat pump, COP 1.3 | Gas-fired heat pump, COP 1.3 | Gas-fired heat pump, COP 1.3 | Gas-fired heat pump, COP 1.3 | Gas-fired heat pump, COP 1.3 | Gas-fired heat pump, COP 1.3 | Gas-fired heat pump, COP 1.3 | Gas-fired heat pump, COP 1.3 | Gas-fired heat pump, COP 1.3 | Gas-fired heat pump, COP 1.3 | Gas-fired heat pump, COP 1.3 | Gas-fired heat pump, COP 1.3 | Gas-fired heat pump, COP 1.3 | Gas-fired heat pump, COP 1.3 | Gas-fired heat pump, COP 1.3 | Gas-fired heat pump, COP 1.3 | Gas-fired heat pump, COP 1.3 | 195.1704 | 195.1704 | 195.1704 | 195.1704 | 195.1704 | 195.1704 | 195.1704 | 195.1704 | 195.1704 | 195.1704 | 195.1704 | 195.1704 | 195.1704 | 195.1704 | 195.1704 | 195.1704 | 195.1704 | 195.1704 | 195.1704 | 195.1704 | 195.1704 | 195.1704 | 195.1704 | 195.1704 | 195.1704 | 195.1704 | 195.1704 | 195.1704 | 0 | 0 | 0 | 0 | 0 | 0 | 0 | 0 | 0 | 0 | 0 | 0 | 0 | 0 | 0 | 0 | 0 | 0 | 0 | 0 | 0 | 0 | 0 | 0 | 0 | 0 | 0 | 0 | 0 | 0 | 0 | 0 | 0 | 0 | 0 | 0 | 0 | 0 | 0 | 0 | 0 | 0 | 0 | 0 | 0 | 0 | 0 | 0 | 0 | 0 | 0 | 0 | 0 | 0 | 0 | 0 | 0 | 0 | 0 | 0 | 0 | 0 | 0 | 0 | 0 | 0 | 0 | 0 | 0 | 0 | 0 | 0 | 0 | 0 | 0 | 0 | 0 | 0 | 0 | 0 | 0 | 0 | 0 | 0 | 0 | 0 | 0 | 0 | 0 | 0 | 0 | 0 | 0 | 0 | 0 | 0 | 0 | 0 | 0 | 0 | 0 | 0 | 0 | 0 | 0 | 0 | 0 | 0 | 0 | 0 | 0 | 0 | 0 | 0 | 0 | 0 | 0 | 0 | 0 | 0 | 0 | 0 | 0 | 0 | 0 | 0 | 0 | 0 | 0 | 0 | 0 | 0 | 0 | 0 | 0 | 0 | 0 | 0 | 0 | 0 | Gas-fired heat pump, COP 1.3 | Gas-fired heat pump, COP 1.3 | Gas-fired heat pump, COP 1.3 | Gas-fired heat pump, COP 1.3 | Gas-fired heat pump, COP 1.3 | Gas-fired heat pump, COP 1.3 | Gas-fired heat pump, COP 1.3 | Gas-fired heat pump, COP 1.3 | Gas-fired heat pump, COP 1.3 | Gas-fired heat pump, COP 1.3 | Gas-fired heat pump, COP 1.3 | Gas-fired heat pump, COP 1.3 | Gas-fired heat pump, COP 1.3 | Gas-fired heat pump, COP 1.3 | Gas-fired heat pump, COP 1.3 | Gas-fired heat pump, COP 1.3 | Gas-fired heat pump, COP 1.3 | Gas-fired heat pump, COP 1.3 | Gas-fired heat pump, COP 1.3 | Gas-fired heat pump, COP 1.3 | Gas-fired heat pump, COP 1.3 | Gas-fired heat pump, COP 1.3 | Gas-fired heat pump, COP 1.3 | Gas-fired heat pump, COP 1.3 | Gas-fired heat pump, COP 1.3 | Gas-fired heat pump, COP 1.3 | Gas-fired heat pump, COP 1.3 | Gas-fired heat pump, COP 1.3 | 195.1704 | 195.1704 | 195.1704 | 195.1704 | 195.1704 | 195.1704 | 195.1704 | 195.1704 | 195.1704 | 195.1704 | 195.1704 | 195.1704 | 195.1704 | 195.1704 | 195.1704 | 195.1704 | 195.1704 | 195.1704 | 195.1704 | 195.1704 | 195.1704 | 195.1704 | 195.1704 | 195.1704 | 195.1704 | 195.1704 | 195.1704 | 195.1704 | 0 | 0 | 0 | 0 | 0 | 0 | 0 | 0 | 0 | 0 | 0 | 0 | 0 | 0 | 0 | 0 | 0 | 0 | 0 | 0 | 0 | 0 | 0 | 0 | 0 | 0 | 0 | 0 | 0 | 0 | 0 | 0 | 0 | 0 | 0 | 0 | 0 | 0 | 0 | 0 | 0 | 0 | 0 | 0 | 0 | 0 | 0 | 0 | 0 | 0 | 0 | 0 | 0 | 0 | 0 | 0 | 0 | 0 | 0 | 0 | 0 | 0 | 0 | 0 | 0 | 0 | 0 | 0 | 0 | 0 | 0 | 0 | 0 | 0 | 0 | 0 | 0 | 0 | 0 | 0 | 0 | 0 | 0 | 0 | 0 | 0 | 0 | 0 | 0 | 0 | 0 | 0 | 0 | 0 | 0 | 0 | 0 | 0 | 0 | 0 | 0 | 0 | 0 | 0 | 0 | 0 | 0 | 0 | 0 | 0 | 0 | 0 | 0 | 0
Commercial Laundry - ENERGY STAR Washer (8.0)_Warehouse_Existing_Not Applicable Segment or Vintage | Commercial Laundry - ENERGY STAR Washer (8.0)_Warehouse_Existing | Commercial Laundry - ENERGY STAR Washer (8.0)_Commercial_Existing_Not Applicable Segment or Vintage_Not Applicable Segment or Vintage | Commercial | Warehouse | Existing | Miscellaneous | Natural Gas | Commercial Laundry - ENERGY STAR Washer (8.0) | NEQ | Not Applicable Segment or Vintage | 7 | 7 | 7 | 0 | 0 | 0 | 0 | 0 | Retro5Med | 8.35569166605469E-06 | TBD | A | WCM739 | 0.7 | 0.42 | sqft | 0.0321 | 0 | 0 | 0 | 0 | Not Applicable Segment or Vintage | Not Applicable Segment or Vintage | Not Applicable Segment or Vintage | 0 | 0 | 0 | Not Applicable Segment or Vintage | Not Applicable Segment or Vintage | Not Applicable Segment or Vintage | Not Applicable Segment or Vintage | Not Applicable Segment or Vintage | Not Applicable Segment or Vintage | Not Applicable Segment or Vintage | Not Applicable Segment or Vintage | Not Applicable Segment or Vintage | Not Applicable Segment or Vintage | Not Applicable Segment or Vintage | Not Applicable Segment or Vintage | Not Applicable Segment or Vintage | Not Applicable Segment or Vintage | Not Applicable Segment or Vintage | Not Applicable Segment or Vintage | Not Applicable Segment or Vintage | Not Applicable Segment or Vintage | Not Applicable Segment or Vintage | Not Applicable Segment or Vintage | Not Applicable Segment or Vintage | Not Applicable Segment or Vintage | Not Applicable Segment or Vintage | Not Applicable Segment or Vintage | Not Applicable Segment or Vintage | Not Applicable Segment or Vintage | Not Applicable Segment or Vintage | Not Applicable Segment or Vintage | 0 | 0 | 0 | 0 | 0 | 0 | 0 | 0 | 0 | 0 | 0 | 0 | 0 | 0 | 0 | 0 | 0 | 0 | 0 | 0 | 0 | 0 | 0 | 0 | 0 | 0 | 0 | 0 | 0 | 0 | 0 | 0 | 0 | 0 | 0 | 0 | 0 | 0 | 0 | 0 | 0 | 0 | 0 | 0 | 0 | 0 | 0 | 0 | 0 | 0 | 0 | 0 | 0 | 0 | 0 | 0 | 0 | 0 | 0 | 0 | 0 | 0 | 0 | 0 | 0 | 0 | 0 | 0 | 0 | 0 | 0 | 0 | 0 | 0 | 0 | 0 | 0 | 0 | 0 | 0 | 0 | 0 | 0 | 0 | 0 | 0 | 0 | 0 | 0 | 0 | 0 | 0 | 0 | 0 | 0 | 0 | 0 | 0 | 0 | 0 | 0 | 0 | 0 | 0 | 0 | 0 | 0 | 0 | 0 | 0 | 0 | 0 | Not Applicable Segment or Vintage | Not Applicable Segment or Vintage | Not Applicable Segment or Vintage | Not Applicable Segment or Vintage | Not Applicable Segment or Vintage | Not Applicable Segment or Vintage | Not Applicable Segment or Vintage | Not Applicable Segment or Vintage | Not Applicable Segment or Vintage | Not Applicable Segment or Vintage | Not Applicable Segment or Vintage | Not Applicable Segment or Vintage | Not Applicable Segment or Vintage | Not Applicable Segment or Vintage | Not Applicable Segment or Vintage | Not Applicable Segment or Vintage | Not Applicable Segment or Vintage | Not Applicable Segment or Vintage | Not Applicable Segment or Vintage | Not Applicable Segment or Vintage | Not Applicable Segment or Vintage | Not Applicable Segment or Vintage | Not Applicable Segment or Vintage | Not Applicable Segment or Vintage | Not Applicable Segment or Vintage | Not Applicable Segment or Vintage | Not Applicable Segment or Vintage | Not Applicable Segment or Vintage | 0 | 0 | 0 | 0 | 0 | 0 | 0 | 0 | 0 | 0 | 0 | 0 | 0 | 0 | 0 | 0 | 0 | 0 | 0 | 0 | 0 | 0 | 0 | 0 | 0 | 0 | 0 | 0 | 0 | 0 | 0 | 0 | 0 | 0 | 0 | 0 | 0 | 0 | 0 | 0 | 0 | 0 | 0 | 0 | 0 | 0 | 0 | 0 | 0 | 0 | 0 | 0 | 0 | 0 | 0 | 0 | 0 | 0 | 0 | 0 | 0 | 0 | 0 | 0 | 0 | 0 | 0 | 0 | 0 | 0 | 0 | 0 | 0 | 0 | 0 | 0 | 0 | 0 | 0 | 0 | 0 | 0 | 0 | 0 | 0 | 0 | 0 | 0 | 0 | 0 | 0 | 0 | 0 | 0 | 0 | 0 | 0 | 0 | 0 | 0 | 0 | 0 | 0 | 0 | 0 | 0 | 0 | 0 | 0 | 0 | 0 | 0 | 0 | 0 | 0 | 0 | 0 | 0 | 0 | 0 | 0 | 0 | 0 | 0 | 0 | 0 | 0 | 0 | 0 | 0 | 0 | 0 | 0 | 0 | 0 | 0 | 0 | 0 | 0 | 0 | 0 | 0 | 0 | 0 | 0 | 0 | 0 | 0 | 0 | 0 | 0 | 0 | 0 | 0 | 0 | 0 | 0 | 0 | 0 | 0 | 0 | 0 | 0 | 0 | 0 | 0 | 0 | 0 | Not Applicable Segment or Vintage | Not Applicable Segment or Vintage | Not Applicable Segment or Vintage | Not Applicable Segment or Vintage | Not Applicable Segment or Vintage | Not Applicable Segment or Vintage | Not Applicable Segment or Vintage | Not Applicable Segment or Vintage | Not Applicable Segment or Vintage | Not Applicable Segment or Vintage | Not Applicable Segment or Vintage | Not Applicable Segment or Vintage | Not Applicable Segment or Vintage | Not Applicable Segment or Vintage | Not Applicable Segment or Vintage | Not Applicable Segment or Vintage | Not Applicable Segment or Vintage | Not Applicable Segment or Vintage | Not Applicable Segment or Vintage | Not Applicable Segment or Vintage | Not Applicable Segment or Vintage | Not Applicable Segment or Vintage | Not Applicable Segment or Vintage | Not Applicable Segment or Vintage | Not Applicable Segment or Vintage | Not Applicable Segment or Vintage | Not Applicable Segment or Vintage | Not Applicable Segment or Vintage | 0 | 0 | 0 | 0 | 0 | 0 | 0 | 0 | 0 | 0 | 0 | 0 | 0 | 0 | 0 | 0 | 0 | 0 | 0 | 0 | 0 | 0 | 0 | 0 | 0 | 0 | 0 | 0 | 0 | 0 | 0 | 0 | 0 | 0 | 0 | 0 | 0 | 0 | 0 | 0 | 0 | 0 | 0 | 0 | 0 | 0 | 0 | 0 | 0 | 0 | 0 | 0 | 0 | 0 | 0 | 0 | 0 | 0 | 0 | 0 | 0 | 0 | 0 | 0 | 0 | 0 | 0 | 0 | 0 | 0 | 0 | 0 | 0 | 0 | 0 | 0 | 0 | 0 | 0 | 0 | 0 | 0 | 0 | 0 | 0 | 0 | 0 | 0 | 0 | 0 | 0 | 0 | 0 | 0 | 0 | 0 | 0 | 0 | 0 | 0 | 0 | 0 | 0 | 0 | 0 | 0 | 0 | 0 | 0 | 0 | 0 | 0 | 0 | 0 | 0 | 0 | 0 | 0 | 0 | 0 | 0 | 0 | 0 | 0 | 0 | 0 | 0 | 0 | 0 | 0 | 0 | 0 | 0 | 0 | 0 | 0 | 0 | 0 | 0 | 0 | 0 | 0
Commercial Laundry - ENERGY STAR Washer (8.0)_Warehouse_New_Not Applicable Segment or Vintage | Commercial Laundry - ENERGY STAR Washer (8.0)_Warehouse_New | Commercial Laundry - ENERGY STAR Washer (8.0)_Commercial_New_Not Applicable Segment or Vintage_Not Applicable Segment or Vintage | Commercial | Warehouse | New | Miscellaneous | Natural Gas | Commercial Laundry - ENERGY STAR Washer (8.0) | NEQ | Not Applicable Segment or Vintage | 7 | 7 | 7 | 0 | 0 | 0 | 0 | 0 | Retro5Med | 8.35569166605469E-06 | TBD | A | WCM789 | 0.7 | 0.42 | sqft | 0.0321 | 0 | 0 | 0 | 0 | Not Applicable Segment or Vintage | Not Applicable Segment or Vintage | Not Applicable Segment or Vintage | 0 | 0 | 0 | Not Applicable Segment or Vintage | Not Applicable Segment or Vintage | Not Applicable Segment or Vintage | Not Applicable Segment or Vintage | Not Applicable Segment or Vintage | Not Applicable Segment or Vintage | Not Applicable Segment or Vintage | Not Applicable Segment or Vintage | Not Applicable Segment or Vintage | Not Applicable Segment or Vintage | Not Applicable Segment or Vintage | Not Applicable Segment or Vintage | Not Applicable Segment or Vintage | Not Applicable Segment or Vintage | Not Applicable Segment or Vintage | Not Applicable Segment or Vintage | Not Applicable Segment or Vintage | Not Applicable Segment or Vintage | Not Applicable Segment or Vintage | Not Applicable Segment or Vintage | Not Applicable Segment or Vintage | Not Applicable Segment or Vintage | Not Applicable Segment or Vintage | Not Applicable Segment or Vintage | Not Applicable Segment or Vintage | Not Applicable Segment or Vintage | Not Applicable Segment or Vintage | Not Applicable Segment or Vintage | 0 | 0 | 0 | 0 | 0 | 0 | 0 | 0 | 0 | 0 | 0 | 0 | 0 | 0 | 0 | 0 | 0 | 0 | 0 | 0 | 0 | 0 | 0 | 0 | 0 | 0 | 0 | 0 | 0 | 0 | 0 | 0 | 0 | 0 | 0 | 0 | 0 | 0 | 0 | 0 | 0 | 0 | 0 | 0 | 0 | 0 | 0 | 0 | 0 | 0 | 0 | 0 | 0 | 0 | 0 | 0 | 0 | 0 | 0 | 0 | 0 | 0 | 0 | 0 | 0 | 0 | 0 | 0 | 0 | 0 | 0 | 0 | 0 | 0 | 0 | 0 | 0 | 0 | 0 | 0 | 0 | 0 | 0 | 0 | 0 | 0 | 0 | 0 | 0 | 0 | 0 | 0 | 0 | 0 | 0 | 0 | 0 | 0 | 0 | 0 | 0 | 0 | 0 | 0 | 0 | 0 | 0 | 0 | 0 | 0 | 0 | 0 | Not Applicable Segment or Vintage | Not Applicable Segment or Vintage | Not Applicable Segment or Vintage | Not Applicable Segment or Vintage | Not Applicable Segment or Vintage | Not Applicable Segment or Vintage | Not Applicable Segment or Vintage | Not Applicable Segment or Vintage | Not Applicable Segment or Vintage | Not Applicable Segment or Vintage | Not Applicable Segment or Vintage | Not Applicable Segment or Vintage | Not Applicable Segment or Vintage | Not Applicable Segment or Vintage | Not Applicable Segment or Vintage | Not Applicable Segment or Vintage | Not Applicable Segment or Vintage | Not Applicable Segment or Vintage | Not Applicable Segment or Vintage | Not Applicable Segment or Vintage | Not Applicable Segment or Vintage | Not Applicable Segment or Vintage | Not Applicable Segment or Vintage | Not Applicable Segment or Vintage | Not Applicable Segment or Vintage | Not Applicable Segment or Vintage | Not Applicable Segment or Vintage | Not Applicable Segment or Vintage | 0 | 0 | 0 | 0 | 0 | 0 | 0 | 0 | 0 | 0 | 0 | 0 | 0 | 0 | 0 | 0 | 0 | 0 | 0 | 0 | 0 | 0 | 0 | 0 | 0 | 0 | 0 | 0 | 0 | 0 | 0 | 0 | 0 | 0 | 0 | 0 | 0 | 0 | 0 | 0 | 0 | 0 | 0 | 0 | 0 | 0 | 0 | 0 | 0 | 0 | 0 | 0 | 0 | 0 | 0 | 0 | 0 | 0 | 0 | 0 | 0 | 0 | 0 | 0 | 0 | 0 | 0 | 0 | 0 | 0 | 0 | 0 | 0 | 0 | 0 | 0 | 0 | 0 | 0 | 0 | 0 | 0 | 0 | 0 | 0 | 0 | 0 | 0 | 0 | 0 | 0 | 0 | 0 | 0 | 0 | 0 | 0 | 0 | 0 | 0 | 0 | 0 | 0 | 0 | 0 | 0 | 0 | 0 | 0 | 0 | 0 | 0 | 0 | 0 | 0 | 0 | 0 | 0 | 0 | 0 | 0 | 0 | 0 | 0 | 0 | 0 | 0 | 0 | 0 | 0 | 0 | 0 | 0 | 0 | 0 | 0 | 0 | 0 | 0 | 0 | 0 | 0 | 0 | 0 | 0 | 0 | 0 | 0 | 0 | 0 | 0 | 0 | 0 | 0 | 0 | 0 | 0 | 0 | 0 | 0 | 0 | 0 | 0 | 0 | 0 | 0 | 0 | 0 | Not Applicable Segment or Vintage | Not Applicable Segment or Vintage | Not Applicable Segment or Vintage | Not Applicable Segment or Vintage | Not Applicable Segment or Vintage | Not Applicable Segment or Vintage | Not Applicable Segment or Vintage | Not Applicable Segment or Vintage | Not Applicable Segment or Vintage | Not Applicable Segment or Vintage | Not Applicable Segment or Vintage | Not Applicable Segment or Vintage | Not Applicable Segment or Vintage | Not Applicable Segment or Vintage | Not Applicable Segment or Vintage | Not Applicable Segment or Vintage | Not Applicable Segment or Vintage | Not Applicable Segment or Vintage | Not Applicable Segment or Vintage | Not Applicable Segment or Vintage | Not Applicable Segment or Vintage | Not Applicable Segment or Vintage | Not Applicable Segment or Vintage | Not Applicable Segment or Vintage | Not Applicable Segment or Vintage | Not Applicable Segment or Vintage | Not Applicable Segment or Vintage | Not Applicable Segment or Vintage | 0 | 0 | 0 | 0 | 0 | 0 | 0 | 0 | 0 | 0 | 0 | 0 | 0 | 0 | 0 | 0 | 0 | 0 | 0 | 0 | 0 | 0 | 0 | 0 | 0 | 0 | 0 | 0 | 0 | 0 | 0 | 0 | 0 | 0 | 0 | 0 | 0 | 0 | 0 | 0 | 0 | 0 | 0 | 0 | 0 | 0 | 0 | 0 | 0 | 0 | 0 | 0 | 0 | 0 | 0 | 0 | 0 | 0 | 0 | 0 | 0 | 0 | 0 | 0 | 0 | 0 | 0 | 0 | 0 | 0 | 0 | 0 | 0 | 0 | 0 | 0 | 0 | 0 | 0 | 0 | 0 | 0 | 0 | 0 | 0 | 0 | 0 | 0 | 0 | 0 | 0 | 0 | 0 | 0 | 0 | 0 | 0 | 0 | 0 | 0 | 0 | 0 | 0 | 0 | 0 | 0 | 0 | 0 | 0 | 0 | 0 | 0 | 0 | 0 | 0 | 0 | 0 | 0 | 0 | 0 | 0 | 0 | 0 | 0 | 0 | 0 | 0 | 0 | 0 | 0 | 0 | 0 | 0 | 0 | 0 | 0 | 0 | 0 | 0 | 0 | 0 | 0
Commercial Laundry - Dryer Efficiency Retrofit_Warehouse_New_Commercial gas dryer retrofitted with a two-stage modulating gas valve kit | Commercial Laundry - Dryer Efficiency Retrofit_Warehouse_New | Commercial Laundry - Dryer Efficiency Retrofit_Commercial_New_Commercial gas dryer with no modulating capabilities_Commercial gas dryer retrofitted with a two-stage modulating gas valve kit | Commercial | Warehouse | New | Miscellaneous | Natural Gas | Commercial Laundry - Dryer Efficiency Retrofit | NEQ | Commercial gas dryer with no modulating capabilities | 10 | 10 | 10 | 217.345 | 0 | 0 | 0 | 0 | Retro5Med | 8.35569166605469E-06 | TBD | A | WCM790 | 0.7 | 0.42 | Washer | 0.0321 | 0 | 0 | 0 | 0 | IL TRM v13 - 4.9.3 - Modulating Commercial Gas Clothes Dryer - CI-MSC-MODD-V02-230101 ¦ IL TRM v13 - 4.9.9 - Commercial Clothes Dryer Moisture Sensor - CI-MSC-CDMS-V02-230101 | IL TRM v13 - 4.9.3 - Modulating Commercial Gas Clothes Dryer - CI-MSC-MODD-V02-230101 ¦ IL TRM v13 - 4.9.9 - Commercial Clothes Dryer Moisture Sensor - CI-MSC-CDMS-V02-230101 | IL TRM v13 - 4.9.3 - Modulating Commercial Gas Clothes Dryer - CI-MSC-MODD-V02-230101 ¦ IL TRM v13 - 4.9.9 - Commercial Clothes Dryer Moisture Sensor - CI-MSC-CDMS-V02-230101 | 0 | 0 | 799.6811 | Commercial gas dryer with no modulating capabilities | Commercial gas dryer with no modulating capabilities | Commercial gas dryer with no modulating capabilities | Commercial gas dryer with no modulating capabilities | Commercial gas dryer with no modulating capabilities | Commercial gas dryer with no modulating capabilities | Commercial gas dryer with no modulating capabilities | Commercial gas dryer with no modulating capabilities | Commercial gas dryer with no modulating capabilities | Commercial gas dryer with no modulating capabilities | Commercial gas dryer with no modulating capabilities | Commercial gas dryer with no modulating capabilities | Commercial gas dryer with no modulating capabilities | Commercial gas dryer with no modulating capabilities | Commercial gas dryer with no modulating capabilities | Commercial gas dryer with no modulating capabilities | Commercial gas dryer with no modulating capabilities | Commercial gas dryer with no modulating capabilities | Commercial gas dryer with no modulating capabilities | Commercial gas dryer with no modulating capabilities | Commercial gas dryer with no modulating capabilities | Commercial gas dryer with no modulating capabilities | Commercial gas dryer with no modulating capabilities | Commercial gas dryer with no modulating capabilities | Commercial gas dryer with no modulating capabilities | Commercial gas dryer with no modulating capabilities | Commercial gas dryer with no modulating capabilities | Commercial gas dryer with no modulating capabilities | 0 | 0 | 0 | 0 | 0 | 0 | 0 | 0 | 0 | 0 | 0 | 0 | 0 | 0 | 0 | 0 | 0 | 0 | 0 | 0 | 0 | 0 | 0 | 0 | 0 | 0 | 0 | 0 | 0 | 0 | 0 | 0 | 0 | 0 | 0 | 0 | 0 | 0 | 0 | 0 | 0 | 0 | 0 | 0 | 0 | 0 | 0 | 0 | 0 | 0 | 0 | 0 | 0 | 0 | 0 | 0 | 0 | 0 | 0 | 0 | 0 | 0 | 0 | 0 | 0 | 0 | 0 | 0 | 0 | 0 | 0 | 0 | 0 | 0 | 0 | 0 | 0 | 0 | 0 | 0 | 0 | 0 | 0 | 0 | 0 | 0 | 0 | 0 | 0 | 0 | 0 | 0 | 0 | 0 | 0 | 0 | 0 | 0 | 0 | 0 | 0 | 0 | 0 | 0 | 0 | 0 | 0 | 0 | 0 | 0 | 0 | 0 | Commercial gas dryer retrofitted with a two-stage modulating gas valve kit | Commercial gas dryer retrofitted with a two-stage modulating gas valve kit | Commercial gas dryer retrofitted with a two-stage modulating gas valve kit | Commercial gas dryer retrofitted with a two-stage modulating gas valve kit | Commercial gas dryer retrofitted with a two-stage modulating gas valve kit | Commercial gas dryer retrofitted with a two-stage modulating gas valve kit | Commercial gas dryer retrofitted with a two-stage modulating gas valve kit | Commercial gas dryer retrofitted with a two-stage modulating gas valve kit | Commercial gas dryer retrofitted with a two-stage modulating gas valve kit | Commercial gas dryer retrofitted with a two-stage modulating gas valve kit | Commercial gas dryer retrofitted with a two-stage modulating gas valve kit | Commercial gas dryer retrofitted with a two-stage modulating gas valve kit | Commercial gas dryer retrofitted with a two-stage modulating gas valve kit | Commercial gas dryer retrofitted with a two-stage modulating gas valve kit | Commercial gas dryer retrofitted with a two-stage modulating gas valve kit | Commercial gas dryer retrofitted with a two-stage modulating gas valve kit | Commercial gas dryer retrofitted with a two-stage modulating gas valve kit | Commercial gas dryer retrofitted with a two-stage modulating gas valve kit | Commercial gas dryer retrofitted with a two-stage modulating gas valve kit | Commercial gas dryer retrofitted with a two-stage modulating gas valve kit | Commercial gas dryer retrofitted with a two-stage modulating gas valve kit | Commercial gas dryer retrofitted with a two-stage modulating gas valve kit | Commercial gas dryer retrofitted with a two-stage modulating gas valve kit | Commercial gas dryer retrofitted with a two-stage modulating gas valve kit | Commercial gas dryer retrofitted with a two-stage modulating gas valve kit | Commercial gas dryer retrofitted with a two-stage modulating gas valve kit | Commercial gas dryer retrofitted with a two-stage modulating gas valve kit | Commercial gas dryer retrofitted with a two-stage modulating gas valve kit | 799.6811 | 799.6811 | 799.6811 | 799.6811 | 799.6811 | 799.6811 | 799.6811 | 799.6811 | 799.6811 | 799.6811 | 799.6811 | 799.6811 | 799.6811 | 799.6811 | 799.6811 | 799.6811 | 799.6811 | 799.6811 | 799.6811 | 799.6811 | 799.6811 | 799.6811 | 799.6811 | 799.6811 | 799.6811 | 799.6811 | 799.6811 | 799.6811 | 217.345 | 217.345 | 217.345 | 217.345 | 217.345 | 217.345 | 217.345 | 217.345 | 217.345 | 217.345 | 217.345 | 217.345 | 217.345 | 217.345 | 217.345 | 217.345 | 217.345 | 217.345 | 217.345 | 217.345 | 217.345 | 217.345 | 217.345 | 217.345 | 217.345 | 217.345 | 217.345 | 217.345 | 0 | 0 | 0 | 0 | 0 | 0 | 0 | 0 | 0 | 0 | 0 | 0 | 0 | 0 | 0 | 0 | 0 | 0 | 0 | 0 | 0 | 0 | 0 | 0 | 0 | 0 | 0 | 0 | 0 | 0 | 0 | 0 | 0 | 0 | 0 | 0 | 0 | 0 | 0 | 0 | 0 | 0 | 0 | 0 | 0 | 0 | 0 | 0 | 0 | 0 | 0 | 0 | 0 | 0 | 0 | 0 | 0 | 0 | 0 | 0 | 0 | 0 | 0 | 0 | 0 | 0 | 0 | 0 | 0 | 0 | 0 | 0 | 0 | 0 | 0 | 0 | 0 | 0 | 0 | 0 | 0 | 0 | 0 | 0 | 0 | 0 | 0 | 0 | 0 | 0 | 0 | 0 | 0 | 0 | 0 | 0 | 0 | 0 | 0 | 0 | 0 | 0 | 0 | 0 | 0 | 0 | 0 | 0 | 0 | 0 | 0 | 0 | Commercial gas dryer retrofitted with a two-stage modulating gas valve kit | Commercial gas dryer retrofitted with a two-stage modulating gas valve kit | Commercial gas dryer retrofitted with a two-stage modulating gas valve kit | Commercial gas dryer retrofitted with a two-stage modulating gas valve kit | Commercial gas dryer retrofitted with a two-stage modulating gas valve kit | Commercial gas dryer retrofitted with a two-stage modulating gas valve kit | Commercial gas dryer retrofitted with a two-stage modulating gas valve kit | Commercial gas dryer retrofitted with a two-stage modulating gas valve kit | Commercial gas dryer retrofitted with a two-stage modulating gas valve kit | Commercial gas dryer retrofitted with a two-stage modulating gas valve kit | Commercial gas dryer retrofitted with a two-stage modulating gas valve kit | Commercial gas dryer retrofitted with a two-stage modulating gas valve kit | Commercial gas dryer retrofitted with a two-stage modulating gas valve kit | Commercial gas dryer retrofitted with a two-stage modulating gas valve kit | Commercial gas dryer retrofitted with a two-stage modulating gas valve kit | Commercial gas dryer retrofitted with a two-stage modulating gas valve kit | Commercial gas dryer retrofitted with a two-stage modulating gas valve kit | Commercial gas dryer retrofitted with a two-stage modulating gas valve kit | Commercial gas dryer retrofitted with a two-stage modulating gas valve kit | Commercial gas dryer retrofitted with a two-stage modulating gas valve kit | Commercial gas dryer retrofitted with a two-stage modulating gas valve kit | Commercial gas dryer retrofitted with a two-stage modulating gas valve kit | Commercial gas dryer retrofitted with a two-stage modulating gas valve kit | Commercial gas dryer retrofitted with a two-stage modulating gas valve kit | Commercial gas dryer retrofitted with a two-stage modulating gas valve kit | Commercial gas dryer retrofitted with a two-stage modulating gas valve kit | Commercial gas dryer retrofitted with a two-stage modulating gas valve kit | Commercial gas dryer retrofitted with a two-stage modulating gas valve kit | 799.6811 | 799.6811 | 799.6811 | 799.6811 | 799.6811 | 799.6811 | 799.6811 | 799.6811 | 799.6811 | 799.6811 | 799.6811 | 799.6811 | 799.6811 | 799.6811 | 799.6811 | 799.6811 | 799.6811 | 799.6811 | 799.6811 | 799.6811 | 799.6811 | 799.6811 | 799.6811 | 799.6811 | 799.6811 | 799.6811 | 799.6811 | 799.6811 | 217.345 | 217.345 | 217.345 | 217.345 | 217.345 | 217.345 | 217.345 | 217.345 | 217.345 | 217.345 | 217.345 | 217.345 | 217.345 | 217.345 | 217.345 | 217.345 | 217.345 | 217.345 | 217.345 | 217.345 | 217.345 | 217.345 | 217.345 | 217.345 | 217.345 | 217.345 | 217.345 | 217.345 | 0 | 0 | 0 | 0 | 0 | 0 | 0 | 0 | 0 | 0 | 0 | 0 | 0 | 0 | 0 | 0 | 0 | 0 | 0 | 0 | 0 | 0 | 0 | 0 | 0 | 0 | 0 | 0 | 0 | 0 | 0 | 0 | 0 | 0 | 0 | 0 | 0 | 0 | 0 | 0 | 0 | 0 | 0 | 0 | 0 | 0 | 0 | 0 | 0 | 0 | 0 | 0 | 0 | 0 | 0 | 0 | 0 | 0 | 0 | 0 | 0 | 0 | 0 | 0 | 0 | 0 | 0 | 0 | 0 | 0 | 0 | 0 | 0 | 0 | 0 | 0 | 0 | 0 | 0 | 0 | 0 | 0 | 0 | 0 | 0 | 0
Advanced New Construction Designs_Warehouse_Existing_Not Applicable Segment or Vintage | Advanced New Construction Designs_Warehouse_Existing | Advanced New Construction Designs_Commercial_Existing_Not Applicable Segment or Vintage_Not Applicable Segment or Vintage | Commercial | Warehouse | Existing | Water Heating | Natural Gas | Advanced New Construction Designs | NEQ | Not Applicable Segment or Vintage | 20 | 20 | 20 | 0 | 0 | 0 | 0.25 | 0.75 | RetroEven20 | 0.03333333333333333 | TBD | A | WCM746 | 0.7 | 0.42 | sqft | 0.0321 | 0 | 0 | 0 | 0 | Not Applicable Segment or Vintage | Not Applicable Segment or Vintage | Not Applicable Segment or Vintage | 0 | 0 | 0 | Not Applicable Segment or Vintage | Not Applicable Segment or Vintage | Not Applicable Segment or Vintage | Not Applicable Segment or Vintage | Not Applicable Segment or Vintage | Not Applicable Segment or Vintage | Not Applicable Segment or Vintage | Not Applicable Segment or Vintage | Not Applicable Segment or Vintage | Not Applicable Segment or Vintage | Not Applicable Segment or Vintage | Not Applicable Segment or Vintage | Not Applicable Segment or Vintage | Not Applicable Segment or Vintage | Not Applicable Segment or Vintage | Not Applicable Segment or Vintage | Not Applicable Segment or Vintage | Not Applicable Segment or Vintage | Not Applicable Segment or Vintage | Not Applicable Segment or Vintage | Not Applicable Segment or Vintage | Not Applicable Segment or Vintage | Not Applicable Segment or Vintage | Not Applicable Segment or Vintage | Not Applicable Segment or Vintage | Not Applicable Segment or Vintage | Not Applicable Segment or Vintage | Not Applicable Segment or Vintage | 0 | 0 | 0 | 0 | 0 | 0 | 0 | 0 | 0 | 0 | 0 | 0 | 0 | 0 | 0 | 0 | 0 | 0 | 0 | 0 | 0 | 0 | 0 | 0 | 0 | 0 | 0 | 0 | 0 | 0 | 0 | 0 | 0 | 0 | 0 | 0 | 0 | 0 | 0 | 0 | 0 | 0 | 0 | 0 | 0 | 0 | 0 | 0 | 0 | 0 | 0 | 0 | 0 | 0 | 0 | 0 | 0 | 0 | 0 | 497347.94605042983 | 497347.94605042966 | 497347.94605042983 | 497347.9460504297 | 497347.94605042995 | 497347.9460504297 | 497347.9460504297 | 497347.9460504297 | 497347.9460504297 | 497347.94605042966 | 497347.94605042983 | 497347.94605042983 | 497347.9460504297 | 497347.94605043 | 497347.94605042983 | 497347.94605043 | 497347.94605042995 | 497347.9460504297 | 497347.94605042983 | 331565.29736695316 | 0 | 0 | 0 | 0 | 0 | 0 | 0 | 0 | 497347.94605042983 | 994695.8921008594 | 1492043.8381512892 | 1989391.7842017189 | 2486739.7302521486 | 2984087.6763025783 | 3481435.622353008 | 3978783.5684034377 | 4476131.514453867 | 4973479.460504297 | 5470827.406554727 | 5968175.352605157 | 6465523.298655586 | 6962871.244706016 | 7460219.190756446 | 7957567.1368068755 | 8454915.082857305 | 8952263.028907735 | 9449610.974958165 | 9781176.272325117 | 9781176.272325117 | 9781176.272325117 | 9781176.272325117 | 9781176.272325117 | 9781176.272325117 | Not Applicable Segment or Vintage | Not Applicable Segment or Vintage | Not Applicable Segment or Vintage | Not Applicable Segment or Vintage | Not Applicable Segment or Vintage | Not Applicable Segment or Vintage | Not Applicable Segment or Vintage | Not Applicable Segment or Vintage | Not Applicable Segment or Vintage | Not Applicable Segment or Vintage | Not Applicable Segment or Vintage | Not Applicable Segment or Vintage | Not Applicable Segment or Vintage | Not Applicable Segment or Vintage | Not Applicable Segment or Vintage | Not Applicable Segment or Vintage | Not Applicable Segment or Vintage | Not Applicable Segment or Vintage | Not Applicable Segment or Vintage | Not Applicable Segment or Vintage | Not Applicable Segment or Vintage | Not Applicable Segment or Vintage | Not Applicable Segment or Vintage | Not Applicable Segment or Vintage | Not Applicable Segment or Vintage | Not Applicable Segment or Vintage | Not Applicable Segment or Vintage | Not Applicable Segment or Vintage | 0 | 0 | 0 | 0 | 0 | 0 | 0 | 0 | 0 | 0 | 0 | 0 | 0 | 0 | 0 | 0 | 0 | 0 | 0 | 0 | 0 | 0 | 0 | 0 | 0 | 0 | 0 | 0 | 0 | 0 | 0 | 0 | 0 | 0 | 0 | 0 | 0 | 0 | 0 | 0 | 0 | 0 | 0 | 0 | 0 | 0 | 0 | 0 | 0 | 0 | 0 | 0 | 0 | 0 | 0 | 0 | 0 | 0 | 0 | 0 | 0 | 0 | 0 | 0 | 0 | 0 | 0 | 0 | 0 | 0 | 0 | 0 | 0 | 0 | 0 | 0 | 0 | 0 | 0 | 0 | 0 | 0 | 0 | 0 | 0 | 0 | 0 | 0 | 0 | 0 | 0 | 0 | 0 | 0 | 0 | 0 | 0 | 0 | 0 | 0 | 0 | 0 | 0 | 0 | 0 | 0 | 0 | 0 | 0 | 0 | 0 | 0 | 0 | 0 | 0 | 0 | 0 | 0 | 0 | 0 | 0 | 0 | 0 | 0 | 0 | 0 | 0 | 0 | 0 | 0 | 0 | 0 | 0 | 0 | 0 | 0 | 0 | 0 | 0 | 0 | 0 | 0 | 0 | 0 | 0 | 0 | 0 | 0 | 0 | 0 | 0 | 0 | 0 | 0 | 0 | 0 | 0 | 0 | 0 | 0 | 0 | 0 | 0 | 0 | 0 | 0 | 0 | 0 | Not Applicable Segment or Vintage | Not Applicable Segment or Vintage | Not Applicable Segment or Vintage | Not Applicable Segment or Vintage | Not Applicable Segment or Vintage | Not Applicable Segment or Vintage | Not Applicable Segment or Vintage | Not Applicable Segment or Vintage | Not Applicable Segment or Vintage | Not Applicable Segment or Vintage | Not Applicable Segment or Vintage | Not Applicable Segment or Vintage | Not Applicable Segment or Vintage | Not Applicable Segment or Vintage | Not Applicable Segment or Vintage | Not Applicable Segment or Vintage | Not Applicable Segment or Vintage | Not Applicable Segment or Vintage | Not Applicable Segment or Vintage | Not Applicable Segment or Vintage | Not Applicable Segment or Vintage | Not Applicable Segment or Vintage | Not Applicable Segment or Vintage | Not Applicable Segment or Vintage | Not Applicable Segment or Vintage | Not Applicable Segment or Vintage | Not Applicable Segment or Vintage | Not Applicable Segment or Vintage | 0 | 0 | 0 | 0 | 0 | 0 | 0 | 0 | 0 | 0 | 0 | 0 | 0 | 0 | 0 | 0 | 0 | 0 | 0 | 0 | 0 | 0 | 0 | 0 | 0 | 0 | 0 | 0 | 0 | 0 | 0 | 0 | 0 | 0 | 0 | 0 | 0 | 0 | 0 | 0 | 0 | 0 | 0 | 0 | 0 | 0 | 0 | 0 | 0 | 0 | 0 | 0 | 0 | 0 | 0 | 0 | 0 | 0 | 0 | 0 | 0 | 0 | 0 | 0 | 0 | 0 | 0 | 0 | 0 | 0 | 0 | 0 | 0 | 0 | 0 | 0 | 0 | 0 | 0 | 0 | 0 | 0 | 0 | 0 | 0 | 0 | 0 | 0 | 0 | 0 | 0 | 0 | 0 | 0 | 0 | 0 | 0 | 0 | 0 | 0 | 0 | 0 | 0 | 0 | 0 | 0 | 0 | 0 | 0 | 0 | 0 | 0 | 0 | 0 | 0 | 0 | 0 | 0 | 0 | 0 | 0 | 0 | 0 | 0 | 0 | 0 | 0 | 0 | 0 | 0 | 0 | 0 | 0 | 0 | 0 | 0 | 0 | 0 | 0 | 0 | 0 | 0
Commercial Laundry - Ozone Treatment_Warehouse_Existing_Not Applicable Segment or Vintage | Commercial Laundry - Ozone Treatment_Warehouse_Existing | Commercial Laundry - Ozone Treatment_Commercial_Existing_Not Applicable Segment or Vintage_Not Applicable Segment or Vintage | Commercial | Warehouse | Existing | Water Heating | Natural Gas | Commercial Laundry - Ozone Treatment | NEQ | Not Applicable Segment or Vintage | 10 | 10 | 10 | 0 | 0 | 0 | 0 | 0 | Retro5Med | 8.35569166605469E-06 | TBD | A | WCM737 | 0.7 | 0.42 | sqft | 0.0321 | 0 | 0 | 0 | 0 | Not Applicable Segment or Vintage | Not Applicable Segment or Vintage | Not Applicable Segment or Vintage | 0 | 0 | 0 | Not Applicable Segment or Vintage | Not Applicable Segment or Vintage | Not Applicable Segment or Vintage | Not Applicable Segment or Vintage | Not Applicable Segment or Vintage | Not Applicable Segment or Vintage | Not Applicable Segment or Vintage | Not Applicable Segment or Vintage | Not Applicable Segment or Vintage | Not Applicable Segment or Vintage | Not Applicable Segment or Vintage | Not Applicable Segment or Vintage | Not Applicable Segment or Vintage | Not Applicable Segment or Vintage | Not Applicable Segment or Vintage | Not Applicable Segment or Vintage | Not Applicable Segment or Vintage | Not Applicable Segment or Vintage | Not Applicable Segment or Vintage | Not Applicable Segment or Vintage | Not Applicable Segment or Vintage | Not Applicable Segment or Vintage | Not Applicable Segment or Vintage | Not Applicable Segment or Vintage | Not Applicable Segment or Vintage | Not Applicable Segment or Vintage | Not Applicable Segment or Vintage | Not Applicable Segment or Vintage | 0 | 0 | 0 | 0 | 0 | 0 | 0 | 0 | 0 | 0 | 0 | 0 | 0 | 0 | 0 | 0 | 0 | 0 | 0 | 0 | 0 | 0 | 0 | 0 | 0 | 0 | 0 | 0 | 0 | 0 | 0 | 0 | 0 | 0 | 0 | 0 | 0 | 0 | 0 | 0 | 0 | 0 | 0 | 0 | 0 | 0 | 0 | 0 | 0 | 0 | 0 | 0 | 0 | 0 | 0 | 0 | 0 | 0 | 0 | 0 | 0 | 0 | 0 | 0 | 0 | 0 | 0 | 0 | 0 | 0 | 0 | 0 | 0 | 0 | 0 | 0 | 0 | 0 | 0 | 0 | 0 | 0 | 0 | 0 | 0 | 0 | 0 | 0 | 0 | 0 | 0 | 0 | 0 | 0 | 0 | 0 | 0 | 0 | 0 | 0 | 0 | 0 | 0 | 0 | 0 | 0 | 0 | 0 | 0 | 0 | 0 | 0 | Not Applicable Segment or Vintage | Not Applicable Segment or Vintage | Not Applicable Segment or Vintage | Not Applicable Segment or Vintage | Not Applicable Segment or Vintage | Not Applicable Segment or Vintage | Not Applicable Segment or Vintage | Not Applicable Segment or Vintage | Not Applicable Segment or Vintage | Not Applicable Segment or Vintage | Not Applicable Segment or Vintage | Not Applicable Segment or Vintage | Not Applicable Segment or Vintage | Not Applicable Segment or Vintage | Not Applicable Segment or Vintage | Not Applicable Segment or Vintage | Not Applicable Segment or Vintage | Not Applicable Segment or Vintage | Not Applicable Segment or Vintage | Not Applicable Segment or Vintage | Not Applicable Segment or Vintage | Not Applicable Segment or Vintage | Not Applicable Segment or Vintage | Not Applicable Segment or Vintage | Not Applicable Segment or Vintage | Not Applicable Segment or Vintage | Not Applicable Segment or Vintage | Not Applicable Segment or Vintage | 0 | 0 | 0 | 0 | 0 | 0 | 0 | 0 | 0 | 0 | 0 | 0 | 0 | 0 | 0 | 0 | 0 | 0 | 0 | 0 | 0 | 0 | 0 | 0 | 0 | 0 | 0 | 0 | 0 | 0 | 0 | 0 | 0 | 0 | 0 | 0 | 0 | 0 | 0 | 0 | 0 | 0 | 0 | 0 | 0 | 0 | 0 | 0 | 0 | 0 | 0 | 0 | 0 | 0 | 0 | 0 | 0 | 0 | 0 | 0 | 0 | 0 | 0 | 0 | 0 | 0 | 0 | 0 | 0 | 0 | 0 | 0 | 0 | 0 | 0 | 0 | 0 | 0 | 0 | 0 | 0 | 0 | 0 | 0 | 0 | 0 | 0 | 0 | 0 | 0 | 0 | 0 | 0 | 0 | 0 | 0 | 0 | 0 | 0 | 0 | 0 | 0 | 0 | 0 | 0 | 0 | 0 | 0 | 0 | 0 | 0 | 0 | 0 | 0 | 0 | 0 | 0 | 0 | 0 | 0 | 0 | 0 | 0 | 0 | 0 | 0 | 0 | 0 | 0 | 0 | 0 | 0 | 0 | 0 | 0 | 0 | 0 | 0 | 0 | 0 | 0 | 0 | 0 | 0 | 0 | 0 | 0 | 0 | 0 | 0 | 0 | 0 | 0 | 0 | 0 | 0 | 0 | 0 | 0 | 0 | 0 | 0 | 0 | 0 | 0 | 0 | 0 | 0 | Not Applicable Segment or Vintage | Not Applicable Segment or Vintage | Not Applicable Segment or Vintage | Not Applicable Segment or Vintage | Not Applicable Segment or Vintage | Not Applicable Segment or Vintage | Not Applicable Segment or Vintage | Not Applicable Segment or Vintage | Not Applicable Segment or Vintage | Not Applicable Segment or Vintage | Not Applicable Segment or Vintage | Not Applicable Segment or Vintage | Not Applicable Segment or Vintage | Not Applicable Segment or Vintage | Not Applicable Segment or Vintage | Not Applicable Segment or Vintage | Not Applicable Segment or Vintage | Not Applicable Segment or Vintage | Not Applicable Segment or Vintage | Not Applicable Segment or Vintage | Not Applicable Segment or Vintage | Not Applicable Segment or Vintage | Not Applicable Segment or Vintage | Not Applicable Segment or Vintage | Not Applicable Segment or Vintage | Not Applicable Segment or Vintage | Not Applicable Segment or Vintage | Not Applicable Segment or Vintage | 0 | 0 | 0 | 0 | 0 | 0 | 0 | 0 | 0 | 0 | 0 | 0 | 0 | 0 | 0 | 0 | 0 | 0 | 0 | 0 | 0 | 0 | 0 | 0 | 0 | 0 | 0 | 0 | 0 | 0 | 0 | 0 | 0 | 0 | 0 | 0 | 0 | 0 | 0 | 0 | 0 | 0 | 0 | 0 | 0 | 0 | 0 | 0 | 0 | 0 | 0 | 0 | 0 | 0 | 0 | 0 | 0 | 0 | 0 | 0 | 0 | 0 | 0 | 0 | 0 | 0 | 0 | 0 | 0 | 0 | 0 | 0 | 0 | 0 | 0 | 0 | 0 | 0 | 0 | 0 | 0 | 0 | 0 | 0 | 0 | 0 | 0 | 0 | 0 | 0 | 0 | 0 | 0 | 0 | 0 | 0 | 0 | 0 | 0 | 0 | 0 | 0 | 0 | 0 | 0 | 0 | 0 | 0 | 0 | 0 | 0 | 0 | 0 | 0 | 0 | 0 | 0 | 0 | 0 | 0 | 0 | 0 | 0 | 0 | 0 | 0 | 0 | 0 | 0 | 0 | 0 | 0 | 0 | 0 | 0 | 0 | 0 | 0 | 0 | 0 | 0 | 0
Commercial Laundry - ENERGY STAR Washer (8.0)_Warehouse_Existing_Not Applicable Segment or Vintage | Commercial Laundry - ENERGY STAR Washer (8.0)_Warehouse_Existing | Commercial Laundry - ENERGY STAR Washer (8.0)_Commercial_Existing_Not Applicable Segment or Vintage_Not Applicable Segment or Vintage | Commercial | Warehouse | Existing | Water Heating | Natural Gas | Commercial Laundry - ENERGY STAR Washer (8.0) | NEQ | Not Applicable Segment or Vintage | 7 | 7 | 7 | 0 | 0 | 0 | 0 | 0 | Retro5Med | 8.35569166605469E-06 | TBD | A | WCM738 | 0.7 | 0.42 | sqft | 0.0321 | 0 | 0 | 0 | 0 | Not Applicable Segment or Vintage | Not Applicable Segment or Vintage | Not Applicable Segment or Vintage | 0 | 0 | 0 | Not Applicable Segment or Vintage | Not Applicable Segment or Vintage | Not Applicable Segment or Vintage | Not Applicable Segment or Vintage | Not Applicable Segment or Vintage | Not Applicable Segment or Vintage | Not Applicable Segment or Vintage | Not Applicable Segment or Vintage | Not Applicable Segment or Vintage | Not Applicable Segment or Vintage | Not Applicable Segment or Vintage | Not Applicable Segment or Vintage | Not Applicable Segment or Vintage | Not Applicable Segment or Vintage | Not Applicable Segment or Vintage | Not Applicable Segment or Vintage | Not Applicable Segment or Vintage | Not Applicable Segment or Vintage | Not Applicable Segment or Vintage | Not Applicable Segment or Vintage | Not Applicable Segment or Vintage | Not Applicable Segment or Vintage | Not Applicable Segment or Vintage | Not Applicable Segment or Vintage | Not Applicable Segment or Vintage | Not Applicable Segment or Vintage | Not Applicable Segment or Vintage | Not Applicable Segment or Vintage | 0 | 0 | 0 | 0 | 0 | 0 | 0 | 0 | 0 | 0 | 0 | 0 | 0 | 0 | 0 | 0 | 0 | 0 | 0 | 0 | 0 | 0 | 0 | 0 | 0 | 0 | 0 | 0 | 0 | 0 | 0 | 0 | 0 | 0 | 0 | 0 | 0 | 0 | 0 | 0 | 0 | 0 | 0 | 0 | 0 | 0 | 0 | 0 | 0 | 0 | 0 | 0 | 0 | 0 | 0 | 0 | 0 | 0 | 0 | 0 | 0 | 0 | 0 | 0 | 0 | 0 | 0 | 0 | 0 | 0 | 0 | 0 | 0 | 0 | 0 | 0 | 0 | 0 | 0 | 0 | 0 | 0 | 0 | 0 | 0 | 0 | 0 | 0 | 0 | 0 | 0 | 0 | 0 | 0 | 0 | 0 | 0 | 0 | 0 | 0 | 0 | 0 | 0 | 0 | 0 | 0 | 0 | 0 | 0 | 0 | 0 | 0 | Not Applicable Segment or Vintage | Not Applicable Segment or Vintage | Not Applicable Segment or Vintage | Not Applicable Segment or Vintage | Not Applicable Segment or Vintage | Not Applicable Segment or Vintage | Not Applicable Segment or Vintage | Not Applicable Segment or Vintage | Not Applicable Segment or Vintage | Not Applicable Segment or Vintage | Not Applicable Segment or Vintage | Not Applicable Segment or Vintage | Not Applicable Segment or Vintage | Not Applicable Segment or Vintage | Not Applicable Segment or Vintage | Not Applicable Segment or Vintage | Not Applicable Segment or Vintage | Not Applicable Segment or Vintage | Not Applicable Segment or Vintage | Not Applicable Segment or Vintage | Not Applicable Segment or Vintage | Not Applicable Segment or Vintage | Not Applicable Segment or Vintage | Not Applicable Segment or Vintage | Not Applicable Segment or Vintage | Not Applicable Segment or Vintage | Not Applicable Segment or Vintage | Not Applicable Segment or Vintage | 0 | 0 | 0 | 0 | 0 | 0 | 0 | 0 | 0 | 0 | 0 | 0 | 0 | 0 | 0 | 0 | 0 | 0 | 0 | 0 | 0 | 0 | 0 | 0 | 0 | 0 | 0 | 0 | 0 | 0 | 0 | 0 | 0 | 0 | 0 | 0 | 0 | 0 | 0 | 0 | 0 | 0 | 0 | 0 | 0 | 0 | 0 | 0 | 0 | 0 | 0 | 0 | 0 | 0 | 0 | 0 | 0 | 0 | 0 | 0 | 0 | 0 | 0 | 0 | 0 | 0 | 0 | 0 | 0 | 0 | 0 | 0 | 0 | 0 | 0 | 0 | 0 | 0 | 0 | 0 | 0 | 0 | 0 | 0 | 0 | 0 | 0 | 0 | 0 | 0 | 0 | 0 | 0 | 0 | 0 | 0 | 0 | 0 | 0 | 0 | 0 | 0 | 0 | 0 | 0 | 0 | 0 | 0 | 0 | 0 | 0 | 0 | 0 | 0 | 0 | 0 | 0 | 0 | 0 | 0 | 0 | 0 | 0 | 0 | 0 | 0 | 0 | 0 | 0 | 0 | 0 | 0 | 0 | 0 | 0 | 0 | 0 | 0 | 0 | 0 | 0 | 0 | 0 | 0 | 0 | 0 | 0 | 0 | 0 | 0 | 0 | 0 | 0 | 0 | 0 | 0 | 0 | 0 | 0 | 0 | 0 | 0 | 0 | 0 | 0 | 0 | 0 | 0 | Not Applicable Segment or Vintage | Not Applicable Segment or Vintage | Not Applicable Segment or Vintage | Not Applicable Segment or Vintage | Not Applicable Segment or Vintage | Not Applicable Segment or Vintage | Not Applicable Segment or Vintage | Not Applicable Segment or Vintage | Not Applicable Segment or Vintage | Not Applicable Segment or Vintage | Not Applicable Segment or Vintage | Not Applicable Segment or Vintage | Not Applicable Segment or Vintage | Not Applicable Segment or Vintage | Not Applicable Segment or Vintage | Not Applicable Segment or Vintage | Not Applicable Segment or Vintage | Not Applicable Segment or Vintage | Not Applicable Segment or Vintage | Not Applicable Segment or Vintage | Not Applicable Segment or Vintage | Not Applicable Segment or Vintage | Not Applicable Segment or Vintage | Not Applicable Segment or Vintage | Not Applicable Segment or Vintage | Not Applicable Segment or Vintage | Not Applicable Segment or Vintage | Not Applicable Segment or Vintage | 0 | 0 | 0 | 0 | 0 | 0 | 0 | 0 | 0 | 0 | 0 | 0 | 0 | 0 | 0 | 0 | 0 | 0 | 0 | 0 | 0 | 0 | 0 | 0 | 0 | 0 | 0 | 0 | 0 | 0 | 0 | 0 | 0 | 0 | 0 | 0 | 0 | 0 | 0 | 0 | 0 | 0 | 0 | 0 | 0 | 0 | 0 | 0 | 0 | 0 | 0 | 0 | 0 | 0 | 0 | 0 | 0 | 0 | 0 | 0 | 0 | 0 | 0 | 0 | 0 | 0 | 0 | 0 | 0 | 0 | 0 | 0 | 0 | 0 | 0 | 0 | 0 | 0 | 0 | 0 | 0 | 0 | 0 | 0 | 0 | 0 | 0 | 0 | 0 | 0 | 0 | 0 | 0 | 0 | 0 | 0 | 0 | 0 | 0 | 0 | 0 | 0 | 0 | 0 | 0 | 0 | 0 | 0 | 0 | 0 | 0 | 0 | 0 | 0 | 0 | 0 | 0 | 0 | 0 | 0 | 0 | 0 | 0 | 0 | 0 | 0 | 0 | 0 | 0 | 0 | 0 | 0 | 0 | 0 | 0 | 0 | 0 | 0 | 0 | 0 | 0 | 0
Water Heater - Drainwater Heat Recovery_Warehouse_New_DWHR unit retrofitted to the main drain which includes outlets from showers, sinks and other fixtures too. | Water Heater - Drainwater Heat Recovery_Warehouse_New | Water Heater - Drainwater Heat Recovery_Commercial_New_Storage type water heater without DWHR devices_DWHR unit retrofitted to the main drain which includes outlets from showers, sinks and other fixtures too. | Commercial | Warehouse | New | Water Heating | Natural Gas | Water Heater - Drainwater Heat Recovery | NEQ | Storage type water heater without DWHR devices | 30 | 30 | 30 | 0.060929 | 0 | 0 | 0 | 0.25 | Retro1Slow | 0.012666666666666666 | TBD | A | WCM783 | 0.7 | 0.42 | showerhead | 0.0321 | 0 | 0 | 0 | 0 | IL TRM v12 - 5.4.11 - Drain Water Heat Recovery - RS-DHW-DWHR-V04-240101 | IL TRM v12 - 5.4.11 - Drain Water Heat Recovery - RS-DHW-DWHR-V04-240101 ¦ Cost adjusted for retrofit applications to account for expected increase in cost. | IL TRM v12 - 5.4.11 - Drain Water Heat Recovery - RS-DHW-DWHR-V04-240101 ¦ AEG adjusted with Regional Technical Forum research | 0 | 0 | 986.4961 | Storage type water heater without DWHR devices | Storage type water heater without DWHR devices | Storage type water heater without DWHR devices | Storage type water heater without DWHR devices | Storage type water heater without DWHR devices | Storage type water heater without DWHR devices | Storage type water heater without DWHR devices | Storage type water heater without DWHR devices | Storage type water heater without DWHR devices | Storage type water heater without DWHR devices | Storage type water heater without DWHR devices | Storage type water heater without DWHR devices | Storage type water heater without DWHR devices | Storage type water heater without DWHR devices | Storage type water heater without DWHR devices | Storage type water heater without DWHR devices | Storage type water heater without DWHR devices | Storage type water heater without DWHR devices | Storage type water heater without DWHR devices | Storage type water heater without DWHR devices | Storage type water heater without DWHR devices | Storage type water heater without DWHR devices | Storage type water heater without DWHR devices | Storage type water heater without DWHR devices | Storage type water heater without DWHR devices | Storage type water heater without DWHR devices | Storage type water heater without DWHR devices | Storage type water heater without DWHR devices | 0 | 0 | 0 | 0 | 0 | 0 | 0 | 0 | 0 | 0 | 0 | 0 | 0 | 0 | 0 | 0 | 0 | 0 | 0 | 0 | 0 | 0 | 0 | 0 | 0 | 0 | 0 | 0 | 0 | 0 | 0 | 0 | 0 | 0 | 0 | 0 | 0 | 0 | 0 | 0 | 0 | 0 | 0 | 0 | 0 | 0 | 0 | 0 | 0 | 0 | 0 | 0 | 0 | 0 | 0 | 0 | 0 | 0 | 0 | 0 | 0 | 0 | 0 | 0 | 0 | 0 | 0 | 0 | 0 | 0 | 0 | 0 | 0 | 0 | 0 | 0 | 0 | 0 | 0 | 0 | 0 | 0 | 0 | 0 | 0 | 0 | 0 | 0 | 0 | 0 | 0 | 0 | 0 | 0 | 0 | 0 | 0 | 0 | 0 | 0 | 0 | 0 | 0 | 0 | 0 | 0 | 0 | 0 | 0 | 0 | 0 | 0 | DWHR unit retrofitted to the main drain which includes outlets from showers, sinks and other fixtures too. | DWHR unit retrofitted to the main drain which includes outlets from showers, sinks and other fixtures too. | DWHR unit retrofitted to the main drain which includes outlets from showers, sinks and other fixtures too. | DWHR unit retrofitted to the main drain which includes outlets from showers, sinks and other fixtures too. | DWHR unit retrofitted to the main drain which includes outlets from showers, sinks and other fixtures too. | DWHR unit retrofitted to the main drain which includes outlets from showers, sinks and other fixtures too. | DWHR unit retrofitted to the main drain which includes outlets from showers, sinks and other fixtures too. | DWHR unit retrofitted to the main drain which includes outlets from showers, sinks and other fixtures too. | DWHR unit retrofitted to the main drain which includes outlets from showers, sinks and other fixtures too. | DWHR unit retrofitted to the main drain which includes outlets from showers, sinks and other fixtures too. | DWHR unit retrofitted to the main drain which includes outlets from showers, sinks and other fixtures too. | DWHR unit retrofitted to the main drain which includes outlets from showers, sinks and other fixtures too. | DWHR unit retrofitted to the main drain which includes outlets from showers, sinks and other fixtures too. | DWHR unit retrofitted to the main drain which includes outlets from showers, sinks and other fixtures too. | DWHR unit retrofitted to the main drain which includes outlets from showers, sinks and other fixtures too. | DWHR unit retrofitted to the main drain which includes outlets from showers, sinks and other fixtures too. | DWHR unit retrofitted to the main drain which includes outlets from showers, sinks and other fixtures too. | DWHR unit retrofitted to the main drain which includes outlets from showers, sinks and other fixtures too. | DWHR unit retrofitted to the main drain which includes outlets from showers, sinks and other fixtures too. | DWHR unit retrofitted to the main drain which includes outlets from showers, sinks and other fixtures too. | DWHR unit retrofitted to the main drain which includes outlets from showers, sinks and other fixtures too. | DWHR unit retrofitted to the main drain which includes outlets from showers, sinks and other fixtures too. | DWHR unit retrofitted to the main drain which includes outlets from showers, sinks and other fixtures too. | DWHR unit retrofitted to the main drain which includes outlets from showers, sinks and other fixtures too. | DWHR unit retrofitted to the main drain which includes outlets from showers, sinks and other fixtures too. | DWHR unit retrofitted to the main drain which includes outlets from showers, sinks and other fixtures too. | DWHR unit retrofitted to the main drain which includes outlets from showers, sinks and other fixtures too. | DWHR unit retrofitted to the main drain which includes outlets from showers, sinks and other fixtures too. | 986.4961 | 986.4961 | 986.4961 | 986.4961 | 986.4961 | 986.4961 | 986.4961 | 986.4961 | 986.4961 | 986.4961 | 986.4961 | 986.4961 | 986.4961 | 986.4961 | 986.4961 | 986.4961 | 986.4961 | 986.4961 | 986.4961 | 986.4961 | 986.4961 | 986.4961 | 986.4961 | 986.4961 | 986.4961 | 986.4961 | 986.4961 | 986.4961 | 0.0609 | 0.0609 | 0.0609 | 0.0609 | 0.0609 | 0.0609 | 0.0609 | 0.0609 | 0.0609 | 0.0609 | 0.0609 | 0.0609 | 0.0609 | 0.0609 | 0.0609 | 0.0609 | 0.0609 | 0.0609 | 0.0609 | 0.0609 | 0.0609 | 0.0609 | 0.0609 | 0.0609 | 0.0609 | 0.0609 | 0.0609 | 0.0609 | 0 | 0 | 0 | 0 | 0 | 0 | 0 | 0 | 0 | 0 | 0 | 0 | 0 | 0 | 0 | 0 | 0 | 0 | 0 | 0 | 0 | 0 | 0 | 0 | 0 | 0 | 0 | 0 | 0 | 0 | 0 | 0 | 0 | 0 | 0 | 0 | 0 | 0 | 0 | 0 | 0 | 0 | 0 | 0 | 0 | 0 | 0 | 0 | 0 | 0 | 0 | 0 | 0 | 0 | 0 | 0 | 0 | 0 | 0 | 0 | 0 | 0 | 0 | 0 | 0 | 0 | 0 | 0 | 0 | 0 | 0 | 0 | 0 | 0 | 0 | 0 | 0 | 0 | 0 | 0 | 0 | 0 | 0 | 0 | 0 | 0 | 0 | 0 | 0 | 0 | 0 | 0 | 0 | 0 | 0 | 0 | 0 | 0 | 0 | 0 | 0 | 0 | 0 | 0 | 0 | 0 | 0 | 0 | 0 | 0 | 0 | 0 | DWHR unit retrofitted to the main drain which includes outlets from showers, sinks and other fixtures too. | DWHR unit retrofitted to the main drain which includes outlets from showers, sinks and other fixtures too. | DWHR unit retrofitted to the main drain which includes outlets from showers, sinks and other fixtures too. | DWHR unit retrofitted to the main drain which includes outlets from showers, sinks and other fixtures too. | DWHR unit retrofitted to the main drain which includes outlets from showers, sinks and other fixtures too. | DWHR unit retrofitted to the main drain which includes outlets from showers, sinks and other fixtures too. | DWHR unit retrofitted to the main drain which includes outlets from showers, sinks and other fixtures too. | DWHR unit retrofitted to the main drain which includes outlets from showers, sinks and other fixtures too. | DWHR unit retrofitted to the main drain which includes outlets from showers, sinks and other fixtures too. | DWHR unit retrofitted to the main drain which includes outlets from showers, sinks and other fixtures too. | DWHR unit retrofitted to the main drain which includes outlets from showers, sinks and other fixtures too. | DWHR unit retrofitted to the main drain which includes outlets from showers, sinks and other fixtures too. | DWHR unit retrofitted to the main drain which includes outlets from showers, sinks and other fixtures too. | DWHR unit retrofitted to the main drain which includes outlets from showers, sinks and other fixtures too. | DWHR unit retrofitted to the main drain which includes outlets from showers, sinks and other fixtures too. | DWHR unit retrofitted to the main drain which includes outlets from showers, sinks and other fixtures too. | DWHR unit retrofitted to the main drain which includes outlets from showers, sinks and other fixtures too. | DWHR unit retrofitted to the main drain which includes outlets from showers, sinks and other fixtures too. | DWHR unit retrofitted to the main drain which includes outlets from showers, sinks and other fixtures too. | DWHR unit retrofitted to the main drain which includes outlets from showers, sinks and other fixtures too. | DWHR unit retrofitted to the main drain which includes outlets from showers, sinks and other fixtures too. | DWHR unit retrofitted to the main drain which includes outlets from showers, sinks and other fixtures too. | DWHR unit retrofitted to the main drain which includes outlets from showers, sinks and other fixtures too. | DWHR unit retrofitted to the main drain which includes outlets from showers, sinks and other fixtures too. | DWHR unit retrofitted to the main drain which includes outlets from showers, sinks and other fixtures too. | DWHR unit retrofitted to the main drain which includes outlets from showers, sinks and other fixtures too. | DWHR unit retrofitted to the main drain which includes outlets from showers, sinks and other fixtures too. | DWHR unit retrofitted to the main drain which includes outlets from showers, sinks and other fixtures too. | 986.4961 | 986.4961 | 986.4961 | 986.4961 | 986.4961 | 986.4961 | 986.4961 | 986.4961 | 986.4961 | 986.4961 | 986.4961 | 986.4961 | 986.4961 | 986.4961 | 986.4961 | 986.4961 | 986.4961 | 986.4961 | 986.4961 | 986.4961 | 986.4961 | 986.4961 | 986.4961 | 986.4961 | 986.4961 | 986.4961 | 986.4961 | 986.4961 | 0.0609 | 0.0609 | 0.0609 | 0.0609 | 0.0609 | 0.0609 | 0.0609 | 0.0609 | 0.0609 | 0.0609 | 0.0609 | 0.0609 | 0.0609 | 0.0609 | 0.0609 | 0.0609 | 0.0609 | 0.0609 | 0.0609 | 0.0609 | 0.0609 | 0.0609 | 0.0609 | 0.0609 | 0.0609 | 0.0609 | 0.0609 | 0.0609 | 0 | 0 | 0 | 0 | 0 | 0 | 0 | 0 | 0 | 0 | 0 | 0 | 0 | 0 | 0 | 0 | 0 | 0 | 0 | 0 | 0 | 0 | 0 | 0 | 0 | 0 | 0 | 0 | 0 | 0 | 0 | 0 | 0 | 0 | 0 | 0 | 0 | 0 | 0 | 0 | 0 | 0 | 0 | 0 | 0 | 0 | 0 | 0 | 0 | 0 | 0 | 0 | 0 | 0 | 0 | 0 | 0 | 0 | 0 | 0 | 0 | 0 | 0 | 0 | 0 | 0 | 0 | 0 | 0 | 0 | 0 | 0 | 0 | 0 | 0 | 0 | 0 | 0 | 0 | 0 | 0 | 0 | 0 | 0 | 0 | 0
Water Heater - Pipe Insulation_Warehouse_New_Not Applicable Segment or Vintage | Water Heater - Pipe Insulation_Warehouse_New | Water Heater - Pipe Insulation_Commercial_New_Not Applicable Segment or Vintage_Not Applicable Segment or Vintage | Commercial | Warehouse | New | Water Heating | Natural Gas | Water Heater - Pipe Insulation | NEQ | Not Applicable Segment or Vintage | 15 | 15 | 15 | 0 | 0 | 0 | 0 | 0 | Retro3Slow | 0.004128203794943829 | TBD | A | WCM784 | 0.7 | 0.42 | sqft | 0.0321 | 0 | 0 | 0 | 0 | Not Applicable Segment or Vintage | Not Applicable Segment or Vintage | Not Applicable Segment or Vintage | 0 | 0 | 0 | Not Applicable Segment or Vintage | Not Applicable Segment or Vintage | Not Applicable Segment or Vintage | Not Applicable Segment or Vintage | Not Applicable Segment or Vintage | Not Applicable Segment or Vintage | Not Applicable Segment or Vintage | Not Applicable Segment or Vintage | Not Applicable Segment or Vintage | Not Applicable Segment or Vintage | Not Applicable Segment or Vintage | Not Applicable Segment or Vintage | Not Applicable Segment or Vintage | Not Applicable Segment or Vintage | Not Applicable Segment or Vintage | Not Applicable Segment or Vintage | Not Applicable Segment or Vintage | Not Applicable Segment or Vintage | Not Applicable Segment or Vintage | Not Applicable Segment or Vintage | Not Applicable Segment or Vintage | Not Applicable Segment or Vintage | Not Applicable Segment or Vintage | Not Applicable Segment or Vintage | Not Applicable Segment or Vintage | Not Applicable Segment or Vintage | Not Applicable Segment or Vintage | Not Applicable Segment or Vintage | 0 | 0 | 0 | 0 | 0 | 0 | 0 | 0 | 0 | 0 | 0 | 0 | 0 | 0 | 0 | 0 | 0 | 0 | 0 | 0 | 0 | 0 | 0 | 0 | 0 | 0 | 0 | 0 | 0 | 0 | 0 | 0 | 0 | 0 | 0 | 0 | 0 | 0 | 0 | 0 | 0 | 0 | 0 | 0 | 0 | 0 | 0 | 0 | 0 | 0 | 0 | 0 | 0 | 0 | 0 | 0 | 0 | 0 | 0 | 0 | 0 | 0 | 0 | 0 | 0 | 0 | 0 | 0 | 0 | 0 | 0 | 0 | 0 | 0 | 0 | 0 | 0 | 0 | 0 | 0 | 0 | 0 | 0 | 0 | 0 | 0 | 0 | 0 | 0 | 0 | 0 | 0 | 0 | 0 | 0 | 0 | 0 | 0 | 0 | 0 | 0 | 0 | 0 | 0 | 0 | 0 | 0 | 0 | 0 | 0 | 0 | 0 | Not Applicable Segment or Vintage | Not Applicable Segment or Vintage | Not Applicable Segment or Vintage | Not Applicable Segment or Vintage | Not Applicable Segment or Vintage | Not Applicable Segment or Vintage | Not Applicable Segment or Vintage | Not Applicable Segment or Vintage | Not Applicable Segment or Vintage | Not Applicable Segment or Vintage | Not Applicable Segment or Vintage | Not Applicable Segment or Vintage | Not Applicable Segment or Vintage | Not Applicable Segment or Vintage | Not Applicable Segment or Vintage | Not Applicable Segment or Vintage | Not Applicable Segment or Vintage | Not Applicable Segment or Vintage | Not Applicable Segment or Vintage | Not Applicable Segment or Vintage | Not Applicable Segment or Vintage | Not Applicable Segment or Vintage | Not Applicable Segment or Vintage | Not Applicable Segment or Vintage | Not Applicable Segment or Vintage | Not Applicable Segment or Vintage | Not Applicable Segment or Vintage | Not Applicable Segment or Vintage | 0 | 0 | 0 | 0 | 0 | 0 | 0 | 0 | 0 | 0 | 0 | 0 | 0 | 0 | 0 | 0 | 0 | 0 | 0 | 0 | 0 | 0 | 0 | 0 | 0 | 0 | 0 | 0 | 0 | 0 | 0 | 0 | 0 | 0 | 0 | 0 | 0 | 0 | 0 | 0 | 0 | 0 | 0 | 0 | 0 | 0 | 0 | 0 | 0 | 0 | 0 | 0 | 0 | 0 | 0 | 0 | 0 | 0 | 0 | 0 | 0 | 0 | 0 | 0 | 0 | 0 | 0 | 0 | 0 | 0 | 0 | 0 | 0 | 0 | 0 | 0 | 0 | 0 | 0 | 0 | 0 | 0 | 0 | 0 | 0 | 0 | 0 | 0 | 0 | 0 | 0 | 0 | 0 | 0 | 0 | 0 | 0 | 0 | 0 | 0 | 0 | 0 | 0 | 0 | 0 | 0 | 0 | 0 | 0 | 0 | 0 | 0 | 0 | 0 | 0 | 0 | 0 | 0 | 0 | 0 | 0 | 0 | 0 | 0 | 0 | 0 | 0 | 0 | 0 | 0 | 0 | 0 | 0 | 0 | 0 | 0 | 0 | 0 | 0 | 0 | 0 | 0 | 0 | 0 | 0 | 0 | 0 | 0 | 0 | 0 | 0 | 0 | 0 | 0 | 0 | 0 | 0 | 0 | 0 | 0 | 0 | 0 | 0 | 0 | 0 | 0 | 0 | 0 | Not Applicable Segment or Vintage | Not Applicable Segment or Vintage | Not Applicable Segment or Vintage | Not Applicable Segment or Vintage | Not Applicable Segment or Vintage | Not Applicable Segment or Vintage | Not Applicable Segment or Vintage | Not Applicable Segment or Vintage | Not Applicable Segment or Vintage | Not Applicable Segment or Vintage | Not Applicable Segment or Vintage | Not Applicable Segment or Vintage | Not Applicable Segment or Vintage | Not Applicable Segment or Vintage | Not Applicable Segment or Vintage | Not Applicable Segment or Vintage | Not Applicable Segment or Vintage | Not Applicable Segment or Vintage | Not Applicable Segment or Vintage | Not Applicable Segment or Vintage | Not Applicable Segment or Vintage | Not Applicable Segment or Vintage | Not Applicable Segment or Vintage | Not Applicable Segment or Vintage | Not Applicable Segment or Vintage | Not Applicable Segment or Vintage | Not Applicable Segment or Vintage | Not Applicable Segment or Vintage | 0 | 0 | 0 | 0 | 0 | 0 | 0 | 0 | 0 | 0 | 0 | 0 | 0 | 0 | 0 | 0 | 0 | 0 | 0 | 0 | 0 | 0 | 0 | 0 | 0 | 0 | 0 | 0 | 0 | 0 | 0 | 0 | 0 | 0 | 0 | 0 | 0 | 0 | 0 | 0 | 0 | 0 | 0 | 0 | 0 | 0 | 0 | 0 | 0 | 0 | 0 | 0 | 0 | 0 | 0 | 0 | 0 | 0 | 0 | 0 | 0 | 0 | 0 | 0 | 0 | 0 | 0 | 0 | 0 | 0 | 0 | 0 | 0 | 0 | 0 | 0 | 0 | 0 | 0 | 0 | 0 | 0 | 0 | 0 | 0 | 0 | 0 | 0 | 0 | 0 | 0 | 0 | 0 | 0 | 0 | 0 | 0 | 0 | 0 | 0 | 0 | 0 | 0 | 0 | 0 | 0 | 0 | 0 | 0 | 0 | 0 | 0 | 0 | 0 | 0 | 0 | 0 | 0 | 0 | 0 | 0 | 0 | 0 | 0 | 0 | 0 | 0 | 0 | 0 | 0 | 0 | 0 | 0 | 0 | 0 | 0 | 0 | 0 | 0 | 0 | 0 | 0
Water Heater - Thermostatic Shower Restriction Valve_Warehouse_New_Showerhead with restrictor valve | Water Heater - Thermostatic Shower Restriction Valve_Warehouse_New | Water Heater - Thermostatic Shower Restriction Valve_Commercial_New_Typical showerhead without valve_Showerhead with restrictor valve | Commercial | Warehouse | New | Water Heating | Natural Gas | Water Heater - Thermostatic Shower Restriction Valve | NEQ | Typical showerhead without valve | 6 | 6 | 6 | 0.035047 | 0 | 0 | 0 | 0 | Retro12Med | 3.879925052500492E-06 | TBD | A | WCM781 | 0.7 | 0.42 | showerhead | 0.0321 | 0 | 0 | 0 | 0 | Regional Technical Forum. Thermostatic Shower Restriction Valve - UES Workbook, Version 6.1. Northwest Power and Conservation Council. August 29, 2023 | Regional Technical Forum. Thermostatic Shower Restriction Valve - UES Workbook, Version 6.1. Northwest Power and Conservation Council. August 29, 2023 | Regional Technical Forum. Thermostatic Shower Restriction Valve - UES Workbook, Version 6.1. Northwest Power and Conservation Council. August 29, 2023 | 0 | 0 | 34.4397 | Typical showerhead without valve | Typical showerhead without valve | Typical showerhead without valve | Typical showerhead without valve | Typical showerhead without valve | Typical showerhead without valve | Typical showerhead without valve | Typical showerhead without valve | Typical showerhead without valve | Typical showerhead without valve | Typical showerhead without valve | Typical showerhead without valve | Typical showerhead without valve | Typical showerhead without valve | Typical showerhead without valve | Typical showerhead without valve | Typical showerhead without valve | Typical showerhead without valve | Typical showerhead without valve | Typical showerhead without valve | Typical showerhead without valve | Typical showerhead without valve | Typical showerhead without valve | Typical showerhead without valve | Typical showerhead without valve | Typical showerhead without valve | Typical showerhead without valve | Typical showerhead without valve | 0 | 0 | 0 | 0 | 0 | 0 | 0 | 0 | 0 | 0 | 0 | 0 | 0 | 0 | 0 | 0 | 0 | 0 | 0 | 0 | 0 | 0 | 0 | 0 | 0 | 0 | 0 | 0 | 0 | 0 | 0 | 0 | 0 | 0 | 0 | 0 | 0 | 0 | 0 | 0 | 0 | 0 | 0 | 0 | 0 | 0 | 0 | 0 | 0 | 0 | 0 | 0 | 0 | 0 | 0 | 0 | 0 | 0 | 0 | 0 | 0 | 0 | 0 | 0 | 0 | 0 | 0 | 0 | 0 | 0 | 0 | 0 | 0 | 0 | 0 | 0 | 0 | 0 | 0 | 0 | 0 | 0 | 0 | 0 | 0 | 0 | 0 | 0 | 0 | 0 | 0 | 0 | 0 | 0 | 0 | 0 | 0 | 0 | 0 | 0 | 0 | 0 | 0 | 0 | 0 | 0 | 0 | 0 | 0 | 0 | 0 | 0 | Showerhead with restrictor valve | Showerhead with restrictor valve | Showerhead with restrictor valve | Showerhead with restrictor valve | Showerhead with restrictor valve | Showerhead with restrictor valve | Showerhead with restrictor valve | Showerhead with restrictor valve | Showerhead with restrictor valve | Showerhead with restrictor valve | Showerhead with restrictor valve | Showerhead with restrictor valve | Showerhead with restrictor valve | Showerhead with restrictor valve | Showerhead with restrictor valve | Showerhead with restrictor valve | Showerhead with restrictor valve | Showerhead with restrictor valve | Showerhead with restrictor valve | Showerhead with restrictor valve | Showerhead with restrictor valve | Showerhead with restrictor valve | Showerhead with restrictor valve | Showerhead with restrictor valve | Showerhead with restrictor valve | Showerhead with restrictor valve | Showerhead with restrictor valve | Showerhead with restrictor valve | 34.4397 | 34.4397 | 34.4397 | 34.4397 | 34.4397 | 34.4397 | 34.4397 | 34.4397 | 34.4397 | 34.4397 | 34.4397 | 34.4397 | 34.4397 | 34.4397 | 34.4397 | 34.4397 | 34.4397 | 34.4397 | 34.4397 | 34.4397 | 34.4397 | 34.4397 | 34.4397 | 34.4397 | 34.4397 | 34.4397 | 34.4397 | 34.4397 | 0.035 | 0.035 | 0.035 | 0.035 | 0.035 | 0.035 | 0.035 | 0.035 | 0.035 | 0.035 | 0.035 | 0.035 | 0.035 | 0.035 | 0.035 | 0.035 | 0.035 | 0.035 | 0.035 | 0.035 | 0.035 | 0.035 | 0.035 | 0.035 | 0.035 | 0.035 | 0.035 | 0.035 | 0 | 0 | 0 | 0 | 0 | 0 | 0 | 0 | 0 | 0 | 0 | 0 | 0 | 0 | 0 | 0 | 0 | 0 | 0 | 0 | 0 | 0 | 0 | 0 | 0 | 0 | 0 | 0 | 0 | 0 | 0 | 0 | 0 | 0 | 0 | 0 | 0 | 0 | 0 | 0 | 0 | 0 | 0 | 0 | 0 | 0 | 0 | 0 | 0 | 0 | 0 | 0 | 0 | 0 | 0 | 0 | 0 | 0 | 0 | 0 | 0 | 0 | 0 | 0 | 0 | 0 | 0 | 0 | 0 | 0 | 0 | 0 | 0 | 0 | 0 | 0 | 0 | 0 | 0 | 0 | 0 | 0 | 0 | 0 | 0 | 0 | 0 | 0 | 0 | 0 | 0 | 0 | 0 | 0 | 0 | 0 | 0 | 0 | 0 | 0 | 0 | 0 | 0 | 0 | 0 | 0 | 0 | 0 | 0 | 0 | 0 | 0 | Showerhead with restrictor valve | Showerhead with restrictor valve | Showerhead with restrictor valve | Showerhead with restrictor valve | Showerhead with restrictor valve | Showerhead with restrictor valve | Showerhead with restrictor valve | Showerhead with restrictor valve | Showerhead with restrictor valve | Showerhead with restrictor valve | Showerhead with restrictor valve | Showerhead with restrictor valve | Showerhead with restrictor valve | Showerhead with restrictor valve | Showerhead with restrictor valve | Showerhead with restrictor valve | Showerhead with restrictor valve | Showerhead with restrictor valve | Showerhead with restrictor valve | Showerhead with restrictor valve | Showerhead with restrictor valve | Showerhead with restrictor valve | Showerhead with restrictor valve | Showerhead with restrictor valve | Showerhead with restrictor valve | Showerhead with restrictor valve | Showerhead with restrictor valve | Showerhead with restrictor valve | 34.4397 | 34.4397 | 34.4397 | 34.4397 | 34.4397 | 34.4397 | 34.4397 | 34.4397 | 34.4397 | 34.4397 | 34.4397 | 34.4397 | 34.4397 | 34.4397 | 34.4397 | 34.4397 | 34.4397 | 34.4397 | 34.4397 | 34.4397 | 34.4397 | 34.4397 | 34.4397 | 34.4397 | 34.4397 | 34.4397 | 34.4397 | 34.4397 | 0.035 | 0.035 | 0.035 | 0.035 | 0.035 | 0.035 | 0.035 | 0.035 | 0.035 | 0.035 | 0.035 | 0.035 | 0.035 | 0.035 | 0.035 | 0.035 | 0.035 | 0.035 | 0.035 | 0.035 | 0.035 | 0.035 | 0.035 | 0.035 | 0.035 | 0.035 | 0.035 | 0.035 | 0 | 0 | 0 | 0 | 0 | 0 | 0 | 0 | 0 | 0 | 0 | 0 | 0 | 0 | 0 | 0 | 0 | 0 | 0 | 0 | 0 | 0 | 0 | 0 | 0 | 0 | 0 | 0 | 0 | 0 | 0 | 0 | 0 | 0 | 0 | 0 | 0 | 0 | 0 | 0 | 0 | 0 | 0 | 0 | 0 | 0 | 0 | 0 | 0 | 0 | 0 | 0 | 0 | 0 | 0 | 0 | 0 | 0 | 0 | 0 | 0 | 0 | 0 | 0 | 0 | 0 | 0 | 0 | 0 | 0 | 0 | 0 | 0 | 0 | 0 | 0 | 0 | 0 | 0 | 0 | 0 | 0 | 0 | 0 | 0 | 0
Advanced New Construction Designs_Warehouse_New_Advanced new construction buildings exceeding ASHRAE 90.1 requirements using integrated design approach. | Advanced New Construction Designs_Warehouse_New | Advanced New Construction Designs_Commercial_New_New construction building meeting current code._Advanced new construction buildings exceeding ASHRAE 90.1 requirements using integrated design approach. | Commercial | Warehouse | New | Water Heating | Natural Gas | Advanced New Construction Designs | NEQ | New construction building meeting current code. | 30 | 30 | 30 | 0 | 0 | 0 | 0.25 | 0.75 | RetroEven20 | 0.03333333333333333 | TBD | A | WCM796 | 0.7 | 0.42 | sqft cond | 0.0321 | 0 | 0 | 0 | 0 | Pacific Northwest National Laboratory. Expanded Energy Credits in Energy Codes. PNNL-31572. July 2021. | The Technical Feasibility of Zero Net Energy Buildings in California, CALMAC Study ID - PGE0326.01. December 2012. | Pacific Northwest National Laboratory. Expanded Energy Credits in Energy Codes. PNNL-31572. July 2021. | 0 | 0 | 4.4221 | New construction building meeting current code. | New construction building meeting current code. | New construction building meeting current code. | New construction building meeting current code. | New construction building meeting current code. | New construction building meeting current code. | New construction building meeting current code. | New construction building meeting current code. | New construction building meeting current code. | New construction building meeting current code. | New construction building meeting current code. | New construction building meeting current code. | New construction building meeting current code. | New construction building meeting current code. | New construction building meeting current code. | New construction building meeting current code. | New construction building meeting current code. | New construction building meeting current code. | New construction building meeting current code. | New construction building meeting current code. | New construction building meeting current code. | New construction building meeting current code. | New construction building meeting current code. | New construction building meeting current code. | New construction building meeting current code. | New construction building meeting current code. | New construction building meeting current code. | New construction building meeting current code. | 0 | 0 | 0 | 0 | 0 | 0 | 0 | 0 | 0 | 0 | 0 | 0 | 0 | 0 | 0 | 0 | 0 | 0 | 0 | 0 | 0 | 0 | 0 | 0 | 0 | 0 | 0 | 0 | 0 | 0 | 0 | 0 | 0 | 0 | 0 | 0 | 0 | 0 | 0 | 0 | 0 | 0 | 0 | 0 | 0 | 0 | 0 | 0 | 0 | 0 | 0 | 0 | 0 | 0 | 0 | 0 | 0 | 0 | 0 | 0 | 0 | 0 | 0 | 0 | 0 | 0 | 0 | 0 | 0 | 0 | 0 | 0 | 0 | 0 | 0 | 0 | 0 | 0 | 0 | 0 | 0 | 0 | 0 | 0 | 0 | 0 | 0 | 0 | 0 | 0 | 0 | 0 | 0 | 0 | 0 | 0 | 0 | 0 | 0 | 0 | 0 | 0 | 0 | 0 | 0 | 0 | 0 | 0 | 0 | 0 | 0 | 0 | Advanced new construction buildings exceeding ASHRAE 90.1 requirements using integrated design approach. | Advanced new construction buildings exceeding ASHRAE 90.1 requirements using integrated design approach. | Advanced new construction buildings exceeding ASHRAE 90.1 requirements using integrated design approach. | Advanced new construction buildings exceeding ASHRAE 90.1 requirements using integrated design approach. | Advanced new construction buildings exceeding ASHRAE 90.1 requirements using integrated design approach. | Advanced new construction buildings exceeding ASHRAE 90.1 requirements using integrated design approach. | Advanced new construction buildings exceeding ASHRAE 90.1 requirements using integrated design approach. | Advanced new construction buildings exceeding ASHRAE 90.1 requirements using integrated design approach. | Advanced new construction buildings exceeding ASHRAE 90.1 requirements using integrated design approach. | Advanced new construction buildings exceeding ASHRAE 90.1 requirements using integrated design approach. | Advanced new construction buildings exceeding ASHRAE 90.1 requirements using integrated design approach. | Advanced new construction buildings exceeding ASHRAE 90.1 requirements using integrated design approach. | Advanced new construction buildings exceeding ASHRAE 90.1 requirements using integrated design approach. | Advanced new construction buildings exceeding ASHRAE 90.1 requirements using integrated design approach. | Advanced new construction buildings exceeding ASHRAE 90.1 requirements using integrated design approach. | Advanced new construction buildings exceeding ASHRAE 90.1 requirements using integrated design approach. | Advanced new construction buildings exceeding ASHRAE 90.1 requirements using integrated design approach. | Advanced new construction buildings exceeding ASHRAE 90.1 requirements using integrated design approach. | Advanced new construction buildings exceeding ASHRAE 90.1 requirements using integrated design approach. | Advanced new construction buildings exceeding ASHRAE 90.1 requirements using integrated design approach. | Advanced new construction buildings exceeding ASHRAE 90.1 requirements using integrated design approach. | Advanced new construction buildings exceeding ASHRAE 90.1 requirements using integrated design approach. | Advanced new construction buildings exceeding ASHRAE 90.1 requirements using integrated design approach. | Advanced new construction buildings exceeding ASHRAE 90.1 requirements using integrated design approach. | Advanced new construction buildings exceeding ASHRAE 90.1 requirements using integrated design approach. | Advanced new construction buildings exceeding ASHRAE 90.1 requirements using integrated design approach. | Advanced new construction buildings exceeding ASHRAE 90.1 requirements using integrated design approach. | Advanced new construction buildings exceeding ASHRAE 90.1 requirements using integrated design approach. | 4.4221 | 4.4221 | 4.4221 | 4.4221 | 4.4221 | 4.4221 | 4.4221 | 4.4221 | 4.4221 | 4.4221 | 4.4221 | 4.4221 | 4.4221 | 4.4221 | 4.4221 | 4.4221 | 4.4221 | 4.4221 | 4.4221 | 4.4221 | 4.4221 | 4.4221 | 4.4221 | 4.4221 | 4.4221 | 4.4221 | 4.4221 | 4.4221 | 0 | 0 | 0 | 0 | 0 | 0 | 0 | 0 | 0 | 0 | 0 | 0 | 0 | 0 | 0 | 0 | 0 | 0 | 0 | 0 | 0 | 0 | 0 | 0 | 0 | 0 | 0 | 0 | 0 | 0 | 0 | 0 | 0 | 0 | 0 | 0 | 0 | 0 | 0 | 0 | 0 | 0 | 0 | 0 | 0 | 0 | 0 | 0 | 0 | 0 | 0 | 0 | 0 | 0 | 0 | 0 | 0 | 0 | 0 | 0 | 0 | 0 | 0 | 0 | 0 | 0 | 0 | 0 | 0 | 0 | 0 | 0 | 0 | 0 | 0 | 0 | 0 | 0 | 0 | 0 | 0 | 0 | 0 | 0 | 0 | 0 | 0 | 0 | 0 | 0 | 0 | 0 | 0 | 0 | 0 | 0 | 0 | 0 | 0 | 0 | 0 | 0 | 0 | 0 | 0 | 0 | 0 | 0 | 0 | 0 | 0 | 0 | 0 | 0 | 0 | 0 | 0 | 0 | 0 | 0 | 0 | 0 | 0 | 0 | 0 | 0 | 0 | 0 | 0 | 0 | 0 | 0 | 0 | 0 | 0 | 0 | 0 | 0 | 0 | 0 | Advanced new construction buildings exceeding ASHRAE 90.1 requirements using integrated design approach. | Advanced new construction buildings exceeding ASHRAE 90.1 requirements using integrated design approach. | Advanced new construction buildings exceeding ASHRAE 90.1 requirements using integrated design approach. | Advanced new construction buildings exceeding ASHRAE 90.1 requirements using integrated design approach. | Advanced new construction buildings exceeding ASHRAE 90.1 requirements using integrated design approach. | Advanced new construction buildings exceeding ASHRAE 90.1 requirements using integrated design approach. | Advanced new construction buildings exceeding ASHRAE 90.1 requirements using integrated design approach. | Advanced new construction buildings exceeding ASHRAE 90.1 requirements using integrated design approach. | Advanced new construction buildings exceeding ASHRAE 90.1 requirements using integrated design approach. | Advanced new construction buildings exceeding ASHRAE 90.1 requirements using integrated design approach. | Advanced new construction buildings exceeding ASHRAE 90.1 requirements using integrated design approach. | Advanced new construction buildings exceeding ASHRAE 90.1 requirements using integrated design approach. | Advanced new construction buildings exceeding ASHRAE 90.1 requirements using integrated design approach. | Advanced new construction buildings exceeding ASHRAE 90.1 requirements using integrated design approach. | Advanced new construction buildings exceeding ASHRAE 90.1 requirements using integrated design approach. | Advanced new construction buildings exceeding ASHRAE 90.1 requirements using integrated design approach. | Advanced new construction buildings exceeding ASHRAE 90.1 requirements using integrated design approach. | Advanced new construction buildings exceeding ASHRAE 90.1 requirements using integrated design approach. | Advanced new construction buildings exceeding ASHRAE 90.1 requirements using integrated design approach. | Advanced new construction buildings exceeding ASHRAE 90.1 requirements using integrated design approach. | Advanced new construction buildings exceeding ASHRAE 90.1 requirements using integrated design approach. | Advanced new construction buildings exceeding ASHRAE 90.1 requirements using integrated design approach. | Advanced new construction buildings exceeding ASHRAE 90.1 requirements using integrated design approach. | Advanced new construction buildings exceeding ASHRAE 90.1 requirements using integrated design approach. | Advanced new construction buildings exceeding ASHRAE 90.1 requirements using integrated design approach. | Advanced new construction buildings exceeding ASHRAE 90.1 requirements using integrated design approach. | Advanced new construction buildings exceeding ASHRAE 90.1 requirements using integrated design approach. | Advanced new construction buildings exceeding ASHRAE 90.1 requirements using integrated design approach. | 4.4221 | 4.4221 | 4.4221 | 4.4221 | 4.4221 | 4.4221 | 4.4221 | 4.4221 | 4.4221 | 4.4221 | 4.4221 | 4.4221 | 4.4221 | 4.4221 | 4.4221 | 4.4221 | 4.4221 | 4.4221 | 4.4221 | 4.4221 | 4.4221 | 4.4221 | 4.4221 | 4.4221 | 4.4221 | 4.4221 | 4.4221 | 4.4221 | 0 | 0 | 0 | 0 | 0 | 0 | 0 | 0 | 0 | 0 | 0 | 0 | 0 | 0 | 0 | 0 | 0 | 0 | 0 | 0 | 0 | 0 | 0 | 0 | 0 | 0 | 0 | 0 | 0 | 0 | 0 | 0 | 0 | 0 | 0 | 0 | 0 | 0 | 0 | 0 | 0 | 0 | 0 | 0 | 0 | 0 | 0 | 0 | 0 | 0 | 0 | 0 | 0 | 0 | 0 | 0 | 0 | 0 | 0 | 0 | 0 | 0 | 0 | 0 | 0 | 0 | 0 | 0 | 0 | 0 | 0 | 0 | 0 | 0 | 0 | 0 | 0 | 0 | 0 | 0 | 0 | 0 | 0 | 0 | 0 | 0 | 0 | 0 | 0 | 0 | 0 | 0 | 0 | 0 | 0 | 0 | 0 | 0 | 0 | 0 | 0 | 0 | 0 | 0 | 0 | 0 | 0 | 0 | 0 | 0 | 0 | 0 | 0 | 0
Commercial Laundry - Ozone Treatment_Warehouse_New_Not Applicable Segment or Vintage | Commercial Laundry - Ozone Treatment_Warehouse_New | Commercial Laundry - Ozone Treatment_Commercial_New_Not Applicable Segment or Vintage_Not Applicable Segment or Vintage | Commercial | Warehouse | New | Water Heating | Natural Gas | Commercial Laundry - Ozone Treatment | NEQ | Not Applicable Segment or Vintage | 10 | 10 | 10 | 0 | 0 | 0 | 0 | 0 | Retro5Med | 8.35569166605469E-06 | TBD | A | WCM787 | 0.7 | 0.42 | sqft | 0.0321 | 0 | 0 | 0 | 0 | Not Applicable Segment or Vintage | Not Applicable Segment or Vintage | Not Applicable Segment or Vintage | 0 | 0 | 0 | Not Applicable Segment or Vintage | Not Applicable Segment or Vintage | Not Applicable Segment or Vintage | Not Applicable Segment or Vintage | Not Applicable Segment or Vintage | Not Applicable Segment or Vintage | Not Applicable Segment or Vintage | Not Applicable Segment or Vintage | Not Applicable Segment or Vintage | Not Applicable Segment or Vintage | Not Applicable Segment or Vintage | Not Applicable Segment or Vintage | Not Applicable Segment or Vintage | Not Applicable Segment or Vintage | Not Applicable Segment or Vintage | Not Applicable Segment or Vintage | Not Applicable Segment or Vintage | Not Applicable Segment or Vintage | Not Applicable Segment or Vintage | Not Applicable Segment or Vintage | Not Applicable Segment or Vintage | Not Applicable Segment or Vintage | Not Applicable Segment or Vintage | Not Applicable Segment or Vintage | Not Applicable Segment or Vintage | Not Applicable Segment or Vintage | Not Applicable Segment or Vintage | Not Applicable Segment or Vintage | 0 | 0 | 0 | 0 | 0 | 0 | 0 | 0 | 0 | 0 | 0 | 0 | 0 | 0 | 0 | 0 | 0 | 0 | 0 | 0 | 0 | 0 | 0 | 0 | 0 | 0 | 0 | 0 | 0 | 0 | 0 | 0 | 0 | 0 | 0 | 0 | 0 | 0 | 0 | 0 | 0 | 0 | 0 | 0 | 0 | 0 | 0 | 0 | 0 | 0 | 0 | 0 | 0 | 0 | 0 | 0 | 0 | 0 | 0 | 0 | 0 | 0 | 0 | 0 | 0 | 0 | 0 | 0 | 0 | 0 | 0 | 0 | 0 | 0 | 0 | 0 | 0 | 0 | 0 | 0 | 0 | 0 | 0 | 0 | 0 | 0 | 0 | 0 | 0 | 0 | 0 | 0 | 0 | 0 | 0 | 0 | 0 | 0 | 0 | 0 | 0 | 0 | 0 | 0 | 0 | 0 | 0 | 0 | 0 | 0 | 0 | 0 | Not Applicable Segment or Vintage | Not Applicable Segment or Vintage | Not Applicable Segment or Vintage | Not Applicable Segment or Vintage | Not Applicable Segment or Vintage | Not Applicable Segment or Vintage | Not Applicable Segment or Vintage | Not Applicable Segment or Vintage | Not Applicable Segment or Vintage | Not Applicable Segment or Vintage | Not Applicable Segment or Vintage | Not Applicable Segment or Vintage | Not Applicable Segment or Vintage | Not Applicable Segment or Vintage | Not Applicable Segment or Vintage | Not Applicable Segment or Vintage | Not Applicable Segment or Vintage | Not Applicable Segment or Vintage | Not Applicable Segment or Vintage | Not Applicable Segment or Vintage | Not Applicable Segment or Vintage | Not Applicable Segment or Vintage | Not Applicable Segment or Vintage | Not Applicable Segment or Vintage | Not Applicable Segment or Vintage | Not Applicable Segment or Vintage | Not Applicable Segment or Vintage | Not Applicable Segment or Vintage | 0 | 0 | 0 | 0 | 0 | 0 | 0 | 0 | 0 | 0 | 0 | 0 | 0 | 0 | 0 | 0 | 0 | 0 | 0 | 0 | 0 | 0 | 0 | 0 | 0 | 0 | 0 | 0 | 0 | 0 | 0 | 0 | 0 | 0 | 0 | 0 | 0 | 0 | 0 | 0 | 0 | 0 | 0 | 0 | 0 | 0 | 0 | 0 | 0 | 0 | 0 | 0 | 0 | 0 | 0 | 0 | 0 | 0 | 0 | 0 | 0 | 0 | 0 | 0 | 0 | 0 | 0 | 0 | 0 | 0 | 0 | 0 | 0 | 0 | 0 | 0 | 0 | 0 | 0 | 0 | 0 | 0 | 0 | 0 | 0 | 0 | 0 | 0 | 0 | 0 | 0 | 0 | 0 | 0 | 0 | 0 | 0 | 0 | 0 | 0 | 0 | 0 | 0 | 0 | 0 | 0 | 0 | 0 | 0 | 0 | 0 | 0 | 0 | 0 | 0 | 0 | 0 | 0 | 0 | 0 | 0 | 0 | 0 | 0 | 0 | 0 | 0 | 0 | 0 | 0 | 0 | 0 | 0 | 0 | 0 | 0 | 0 | 0 | 0 | 0 | 0 | 0 | 0 | 0 | 0 | 0 | 0 | 0 | 0 | 0 | 0 | 0 | 0 | 0 | 0 | 0 | 0 | 0 | 0 | 0 | 0 | 0 | 0 | 0 | 0 | 0 | 0 | 0 | Not Applicable Segment or Vintage | Not Applicable Segment or Vintage | Not Applicable Segment or Vintage | Not Applicable Segment or Vintage | Not Applicable Segment or Vintage | Not Applicable Segment or Vintage | Not Applicable Segment or Vintage | Not Applicable Segment or Vintage | Not Applicable Segment or Vintage | Not Applicable Segment or Vintage | Not Applicable Segment or Vintage | Not Applicable Segment or Vintage | Not Applicable Segment or Vintage | Not Applicable Segment or Vintage | Not Applicable Segment or Vintage | Not Applicable Segment or Vintage | Not Applicable Segment or Vintage | Not Applicable Segment or Vintage | Not Applicable Segment or Vintage | Not Applicable Segment or Vintage | Not Applicable Segment or Vintage | Not Applicable Segment or Vintage | Not Applicable Segment or Vintage | Not Applicable Segment or Vintage | Not Applicable Segment or Vintage | Not Applicable Segment or Vintage | Not Applicable Segment or Vintage | Not Applicable Segment or Vintage | 0 | 0 | 0 | 0 | 0 | 0 | 0 | 0 | 0 | 0 | 0 | 0 | 0 | 0 | 0 | 0 | 0 | 0 | 0 | 0 | 0 | 0 | 0 | 0 | 0 | 0 | 0 | 0 | 0 | 0 | 0 | 0 | 0 | 0 | 0 | 0 | 0 | 0 | 0 | 0 | 0 | 0 | 0 | 0 | 0 | 0 | 0 | 0 | 0 | 0 | 0 | 0 | 0 | 0 | 0 | 0 | 0 | 0 | 0 | 0 | 0 | 0 | 0 | 0 | 0 | 0 | 0 | 0 | 0 | 0 | 0 | 0 | 0 | 0 | 0 | 0 | 0 | 0 | 0 | 0 | 0 | 0 | 0 | 0 | 0 | 0 | 0 | 0 | 0 | 0 | 0 | 0 | 0 | 0 | 0 | 0 | 0 | 0 | 0 | 0 | 0 | 0 | 0 | 0 | 0 | 0 | 0 | 0 | 0 | 0 | 0 | 0 | 0 | 0 | 0 | 0 | 0 | 0 | 0 | 0 | 0 | 0 | 0 | 0 | 0 | 0 | 0 | 0 | 0 | 0 | 0 | 0 | 0 | 0 | 0 | 0 | 0 | 0 | 0 | 0 | 0 | 0
Refrigeration - Heat Recovery_Warehouse_New_0 | Refrigeration - Heat Recovery_Warehouse_New | Refrigeration - Heat Recovery_Commercial_New_0_0 | Commercial | Warehouse | New | Water Heating | Natural Gas | Refrigeration - Heat Recovery | NEQ | 0 | 15 | 15 | 15 | 0 | 0 | 0 | 0 | 0 | Retro5Med | 8.35569166605469E-06 | TBD | A | WCM791 | 0.7 | 0.42 | Fridge Ton | 0.0321 | 0 | 0 | 0 | 0 | 2025 MEMD Non-Wx - 7.10.01.FESG16.v01 - Refrigeration Waste Heat Recovery - DWH - N-CO-KR-000528-G-XX-XX-XX-XX-02 | 2025 MEMD Non-Wx - 7.10.01.FESG16.v01 - Refrigeration Waste Heat Recovery - DWH - N-CO-KR-000528-G-XX-XX-XX-XX-02 | 2025 MEMD Non-Wx - 7.10.01.FESG16.v01 - Refrigeration Waste Heat Recovery - DWH - N-CO-KR-000528-G-XX-XX-XX-XX-02 | 0 | 0 | 254.8782 | 0 | 0 | 0 | 0 | 0 | 0 | 0 | 0 | 0 | 0 | 0 | 0 | 0 | 0 | 0 | 0 | 0 | 0 | 0 | 0 | 0 | 0 | 0 | 0 | 0 | 0 | 0 | 0 | 0 | 0 | 0 | 0 | 0 | 0 | 0 | 0 | 0 | 0 | 0 | 0 | 0 | 0 | 0 | 0 | 0 | 0 | 0 | 0 | 0 | 0 | 0 | 0 | 0 | 0 | 0 | 0 | 0 | 0 | 0 | 0 | 0 | 0 | 0 | 0 | 0 | 0 | 0 | 0 | 0 | 0 | 0 | 0 | 0 | 0 | 0 | 0 | 0 | 0 | 0 | 0 | 0 | 0 | 0 | 0 | 0 | 0 | 0 | 0 | 0 | 0 | 0 | 0 | 0 | 0 | 0 | 0 | 0 | 0 | 0 | 0 | 0 | 0 | 0 | 0 | 0 | 0 | 0 | 0 | 0 | 0 | 0 | 0 | 0 | 0 | 0 | 0 | 0 | 0 | 0 | 0 | 0 | 0 | 0 | 0 | 0 | 0 | 0 | 0 | 0 | 0 | 0 | 0 | 0 | 0 | 0 | 0 | 0 | 0 | 0 | 0 | 0 | 0 | 0 | 0 | 0 | 0 | 0 | 0 | 0 | 0 | 0 | 0 | 0 | 0 | 0 | 0 | 0 | 0 | 0 | 0 | 0 | 0 | 0 | 0 | 0 | 0 | 0 | 0 | 254.8782 | 254.8782 | 254.8782 | 254.8782 | 254.8782 | 254.8782 | 254.8782 | 254.8782 | 254.8782 | 254.8782 | 254.8782 | 254.8782 | 254.8782 | 254.8782 | 254.8782 | 254.8782 | 254.8782 | 254.8782 | 254.8782 | 254.8782 | 254.8782 | 254.8782 | 254.8782 | 254.8782 | 254.8782 | 254.8782 | 254.8782 | 254.8782 | 0 | 0 | 0 | 0 | 0 | 0 | 0 | 0 | 0 | 0 | 0 | 0 | 0 | 0 | 0 | 0 | 0 | 0 | 0 | 0 | 0 | 0 | 0 | 0 | 0 | 0 | 0 | 0 | 0 | 0 | 0 | 0 | 0 | 0 | 0 | 0 | 0 | 0 | 0 | 0 | 0 | 0 | 0 | 0 | 0 | 0 | 0 | 0 | 0 | 0 | 0 | 0 | 0 | 0 | 0 | 0 | 0 | 0 | 0 | 0 | 0 | 0 | 0 | 0 | 0 | 0 | 0 | 0 | 0 | 0 | 0 | 0 | 0 | 0 | 0 | 0 | 0 | 0 | 0 | 0 | 0 | 0 | 0 | 0 | 0 | 0 | 0 | 0 | 0 | 0 | 0 | 0 | 0 | 0 | 0 | 0 | 0 | 0 | 0 | 0 | 0 | 0 | 0 | 0 | 0 | 0 | 0 | 0 | 0 | 0 | 0 | 0 | 0 | 0 | 0 | 0 | 0 | 0 | 0 | 0 | 0 | 0 | 0 | 0 | 0 | 0 | 0 | 0 | 0 | 0 | 0 | 0 | 0 | 0 | 0 | 0 | 0 | 0 | 0 | 0 | 0 | 0 | 0 | 0 | 0 | 0 | 0 | 0 | 0 | 0 | 0 | 0 | 0 | 0 | 0 | 0 | 0 | 0 | 0 | 0 | 0 | 0 | 0 | 0 | 0 | 0 | 0 | 0 | 254.8782 | 254.8782 | 254.8782 | 254.8782 | 254.8782 | 254.8782 | 254.8782 | 254.8782 | 254.8782 | 254.8782 | 254.8782 | 254.8782 | 254.8782 | 254.8782 | 254.8782 | 254.8782 | 254.8782 | 254.8782 | 254.8782 | 254.8782 | 254.8782 | 254.8782 | 254.8782 | 254.8782 | 254.8782 | 254.8782 | 254.8782 | 254.8782 | 0 | 0 | 0 | 0 | 0 | 0 | 0 | 0 | 0 | 0 | 0 | 0 | 0 | 0 | 0 | 0 | 0 | 0 | 0 | 0 | 0 | 0 | 0 | 0 | 0 | 0 | 0 | 0 | 0 | 0 | 0 | 0 | 0 | 0 | 0 | 0 | 0 | 0 | 0 | 0 | 0 | 0 | 0 | 0 | 0 | 0 | 0 | 0 | 0 | 0 | 0 | 0 | 0 | 0 | 0 | 0 | 0 | 0 | 0 | 0 | 0 | 0 | 0 | 0 | 0 | 0 | 0 | 0 | 0 | 0 | 0 | 0 | 0 | 0 | 0 | 0 | 0 | 0 | 0 | 0 | 0 | 0 | 0 | 0 | 0 | 0 | 0 | 0 | 0 | 0 | 0 | 0 | 0 | 0 | 0 | 0 | 0 | 0 | 0 | 0 | 0 | 0 | 0 | 0 | 0 | 0 | 0 | 0 | 0 | 0 | 0 | 0 | 0 | 0
Retrocommissioning_Warehouse_New_Not Applicable Segment or Vintage | Retrocommissioning_Warehouse_New | Retrocommissioning_Commercial_New_Not Applicable Segment or Vintage_Not Applicable Segment or Vintage | Commercial | Warehouse | New | Water Heating | Natural Gas | Retrocommissioning | NEQ | Not Applicable Segment or Vintage | 3 | 3 | 3 | 0 | 0 | 0 | 0 | 0 | RetroEven20 | 0.03333333333333333 | TBD | A | WCM800 | 0.7 | 0.42 | sqft | 0.0321 | 0 | 0 | 0 | 0 | Not Applicable Segment or Vintage | Not Applicable Segment or Vintage | Not Applicable Segment or Vintage | 0 | 0 | 0 | Not Applicable Segment or Vintage | Not Applicable Segment or Vintage | Not Applicable Segment or Vintage | Not Applicable Segment or Vintage | Not Applicable Segment or Vintage | Not Applicable Segment or Vintage | Not Applicable Segment or Vintage | Not Applicable Segment or Vintage | Not Applicable Segment or Vintage | Not Applicable Segment or Vintage | Not Applicable Segment or Vintage | Not Applicable Segment or Vintage | Not Applicable Segment or Vintage | Not Applicable Segment or Vintage | Not Applicable Segment or Vintage | Not Applicable Segment or Vintage | Not Applicable Segment or Vintage | Not Applicable Segment or Vintage | Not Applicable Segment or Vintage | Not Applicable Segment or Vintage | Not Applicable Segment or Vintage | Not Applicable Segment or Vintage | Not Applicable Segment or Vintage | Not Applicable Segment or Vintage | Not Applicable Segment or Vintage | Not Applicable Segment or Vintage | Not Applicable Segment or Vintage | Not Applicable Segment or Vintage | 0 | 0 | 0 | 0 | 0 | 0 | 0 | 0 | 0 | 0 | 0 | 0 | 0 | 0 | 0 | 0 | 0 | 0 | 0 | 0 | 0 | 0 | 0 | 0 | 0 | 0 | 0 | 0 | 0 | 0 | 0 | 0 | 0 | 0 | 0 | 0 | 0 | 0 | 0 | 0 | 0 | 0 | 0 | 0 | 0 | 0 | 0 | 0 | 0 | 0 | 0 | 0 | 0 | 0 | 0 | 0 | 0 | 0 | 0 | 0 | 0 | 0 | 0 | 0 | 0 | 0 | 0 | 0 | 0 | 0 | 0 | 0 | 0 | 0 | 0 | 0 | 0 | 0 | 0 | 0 | 0 | 0 | 0 | 0 | 0 | 0 | 0 | 0 | 0 | 0 | 0 | 0 | 0 | 0 | 0 | 0 | 0 | 0 | 0 | 0 | 0 | 0 | 0 | 0 | 0 | 0 | 0 | 0 | 0 | 0 | 0 | 0 | Not Applicable Segment or Vintage | Not Applicable Segment or Vintage | Not Applicable Segment or Vintage | Not Applicable Segment or Vintage | Not Applicable Segment or Vintage | Not Applicable Segment or Vintage | Not Applicable Segment or Vintage | Not Applicable Segment or Vintage | Not Applicable Segment or Vintage | Not Applicable Segment or Vintage | Not Applicable Segment or Vintage | Not Applicable Segment or Vintage | Not Applicable Segment or Vintage | Not Applicable Segment or Vintage | Not Applicable Segment or Vintage | Not Applicable Segment or Vintage | Not Applicable Segment or Vintage | Not Applicable Segment or Vintage | Not Applicable Segment or Vintage | Not Applicable Segment or Vintage | Not Applicable Segment or Vintage | Not Applicable Segment or Vintage | Not Applicable Segment or Vintage | Not Applicable Segment or Vintage | Not Applicable Segment or Vintage | Not Applicable Segment or Vintage | Not Applicable Segment or Vintage | Not Applicable Segment or Vintage | 0 | 0 | 0 | 0 | 0 | 0 | 0 | 0 | 0 | 0 | 0 | 0 | 0 | 0 | 0 | 0 | 0 | 0 | 0 | 0 | 0 | 0 | 0 | 0 | 0 | 0 | 0 | 0 | 0 | 0 | 0 | 0 | 0 | 0 | 0 | 0 | 0 | 0 | 0 | 0 | 0 | 0 | 0 | 0 | 0 | 0 | 0 | 0 | 0 | 0 | 0 | 0 | 0 | 0 | 0 | 0 | 0 | 0 | 0 | 0 | 0 | 0 | 0 | 0 | 0 | 0 | 0 | 0 | 0 | 0 | 0 | 0 | 0 | 0 | 0 | 0 | 0 | 0 | 0 | 0 | 0 | 0 | 0 | 0 | 0 | 0 | 0 | 0 | 0 | 0 | 0 | 0 | 0 | 0 | 0 | 0 | 0 | 0 | 0 | 0 | 0 | 0 | 0 | 0 | 0 | 0 | 0 | 0 | 0 | 0 | 0 | 0 | 0 | 0 | 0 | 0 | 0 | 0 | 0 | 0 | 0 | 0 | 0 | 0 | 0 | 0 | 0 | 0 | 0 | 0 | 0 | 0 | 0 | 0 | 0 | 0 | 0 | 0 | 0 | 0 | 0 | 0 | 0 | 0 | 0 | 0 | 0 | 0 | 0 | 0 | 0 | 0 | 0 | 0 | 0 | 0 | 0 | 0 | 0 | 0 | 0 | 0 | 0 | 0 | 0 | 0 | 0 | 0 | Not Applicable Segment or Vintage | Not Applicable Segment or Vintage | Not Applicable Segment or Vintage | Not Applicable Segment or Vintage | Not Applicable Segment or Vintage | Not Applicable Segment or Vintage | Not Applicable Segment or Vintage | Not Applicable Segment or Vintage | Not Applicable Segment or Vintage | Not Applicable Segment or Vintage | Not Applicable Segment or Vintage | Not Applicable Segment or Vintage | Not Applicable Segment or Vintage | Not Applicable Segment or Vintage | Not Applicable Segment or Vintage | Not Applicable Segment or Vintage | Not Applicable Segment or Vintage | Not Applicable Segment or Vintage | Not Applicable Segment or Vintage | Not Applicable Segment or Vintage | Not Applicable Segment or Vintage | Not Applicable Segment or Vintage | Not Applicable Segment or Vintage | Not Applicable Segment or Vintage | Not Applicable Segment or Vintage | Not Applicable Segment or Vintage | Not Applicable Segment or Vintage | Not Applicable Segment or Vintage | 0 | 0 | 0 | 0 | 0 | 0 | 0 | 0 | 0 | 0 | 0 | 0 | 0 | 0 | 0 | 0 | 0 | 0 | 0 | 0 | 0 | 0 | 0 | 0 | 0 | 0 | 0 | 0 | 0 | 0 | 0 | 0 | 0 | 0 | 0 | 0 | 0 | 0 | 0 | 0 | 0 | 0 | 0 | 0 | 0 | 0 | 0 | 0 | 0 | 0 | 0 | 0 | 0 | 0 | 0 | 0 | 0 | 0 | 0 | 0 | 0 | 0 | 0 | 0 | 0 | 0 | 0 | 0 | 0 | 0 | 0 | 0 | 0 | 0 | 0 | 0 | 0 | 0 | 0 | 0 | 0 | 0 | 0 | 0 | 0 | 0 | 0 | 0 | 0 | 0 | 0 | 0 | 0 | 0 | 0 | 0 | 0 | 0 | 0 | 0 | 0 | 0 | 0 | 0 | 0 | 0 | 0 | 0 | 0 | 0 | 0 | 0 | 0 | 0 | 0 | 0 | 0 | 0 | 0 | 0 | 0 | 0 | 0 | 0 | 0 | 0 | 0 | 0 | 0 | 0 | 0 | 0 | 0 | 0 | 0 | 0 | 0 | 0 | 0 | 0 | 0 | 0
Strategic Energy Management_Warehouse_New_Implementation of strategic energy management program. | Strategic Energy Management_Warehouse_New | Strategic Energy Management_Commercial_New_No strategic energy management._Implementation of strategic energy management program. | Commercial | Warehouse | New | Water Heating | Natural Gas | Strategic Energy Management | NEQ | No strategic energy management. | 3 | 3 | 3 | 0 | 0 | 0 | 0 | 0 | RetroEven20 | 0.03333333333333333 | TBD | A | WCM798 | 0.7 | 0.42 | sqft | 0.0321 | 0 | 0 | 0 | 0 | 2021 Power Plan - Com-EM-2021P_V4 - Commercial SEM, Northwest Power and Conservation Council (NWPCC), 2021 Power Plan Conservation Supply Workbooks. January 2022. | 2021 Power Plan - Com-EM-2021P_V4 - Commercial SEM, Northwest Power and Conservation Council (NWPCC), 2021 Power Plan Conservation Supply Workbooks. January 2022. | 2021 Power Plan - Com-EM-2021P_V4 - Commercial SEM, Northwest Power and Conservation Council (NWPCC), 2021 Power Plan Conservation Supply Workbooks. January 2022. | 0 | 0 | 0.19271 | No strategic energy management. | No strategic energy management. | No strategic energy management. | No strategic energy management. | No strategic energy management. | No strategic energy management. | No strategic energy management. | No strategic energy management. | No strategic energy management. | No strategic energy management. | No strategic energy management. | No strategic energy management. | No strategic energy management. | No strategic energy management. | No strategic energy management. | No strategic energy management. | No strategic energy management. | No strategic energy management. | No strategic energy management. | No strategic energy management. | No strategic energy management. | No strategic energy management. | No strategic energy management. | No strategic energy management. | No strategic energy management. | No strategic energy management. | No strategic energy management. | No strategic energy management. | 0 | 0 | 0 | 0 | 0 | 0 | 0 | 0 | 0 | 0 | 0 | 0 | 0 | 0 | 0 | 0 | 0 | 0 | 0 | 0 | 0 | 0 | 0 | 0 | 0 | 0 | 0 | 0 | 0 | 0 | 0 | 0 | 0 | 0 | 0 | 0 | 0 | 0 | 0 | 0 | 0 | 0 | 0 | 0 | 0 | 0 | 0 | 0 | 0 | 0 | 0 | 0 | 0 | 0 | 0 | 0 | 0 | 0 | 0 | 0 | 0 | 0 | 0 | 0 | 0 | 0 | 0 | 0 | 0 | 0 | 0 | 0 | 0 | 0 | 0 | 0 | 0 | 0 | 0 | 0 | 0 | 0 | 0 | 0 | 0 | 0 | 0 | 0 | 0 | 0 | 0 | 0 | 0 | 0 | 0 | 0 | 0 | 0 | 0 | 0 | 0 | 0 | 0 | 0 | 0 | 0 | 0 | 0 | 0 | 0 | 0 | 0 | Implementation of strategic energy management program. | Implementation of strategic energy management program. | Implementation of strategic energy management program. | Implementation of strategic energy management program. | Implementation of strategic energy management program. | Implementation of strategic energy management program. | Implementation of strategic energy management program. | Implementation of strategic energy management program. | Implementation of strategic energy management program. | Implementation of strategic energy management program. | Implementation of strategic energy management program. | Implementation of strategic energy management program. | Implementation of strategic energy management program. | Implementation of strategic energy management program. | Implementation of strategic energy management program. | Implementation of strategic energy management program. | Implementation of strategic energy management program. | Implementation of strategic energy management program. | Implementation of strategic energy management program. | Implementation of strategic energy management program. | Implementation of strategic energy management program. | Implementation of strategic energy management program. | Implementation of strategic energy management program. | Implementation of strategic energy management program. | Implementation of strategic energy management program. | Implementation of strategic energy management program. | Implementation of strategic energy management program. | Implementation of strategic energy management program. | 0.1927 | 0.1927 | 0.1927 | 0.1927 | 0.1927 | 0.1927 | 0.1927 | 0.1927 | 0.1927 | 0.1927 | 0.1927 | 0.1927 | 0.1927 | 0.1927 | 0.1927 | 0.1927 | 0.1927 | 0.1927 | 0.1927 | 0.1927 | 0.1927 | 0.1927 | 0.1927 | 0.1927 | 0.1927 | 0.1927 | 0.1927 | 0.1927 | 0 | 0 | 0 | 0 | 0 | 0 | 0 | 0 | 0 | 0 | 0 | 0 | 0 | 0 | 0 | 0 | 0 | 0 | 0 | 0 | 0 | 0 | 0 | 0 | 0 | 0 | 0 | 0 | 0 | 0 | 0 | 0 | 0 | 0 | 0 | 0 | 0 | 0 | 0 | 0 | 0 | 0 | 0 | 0 | 0 | 0 | 0 | 0 | 0 | 0 | 0 | 0 | 0 | 0 | 0 | 0 | 0 | 0 | 0 | 0 | 0 | 0 | 0 | 0 | 0 | 0 | 0 | 0 | 0 | 0 | 0 | 0 | 0 | 0 | 0 | 0 | 0 | 0 | 0 | 0 | 0 | 0 | 0 | 0 | 0 | 0 | 0 | 0 | 0 | 0 | 0 | 0 | 0 | 0 | 0 | 0 | 0 | 0 | 0 | 0 | 0 | 0 | 0 | 0 | 0 | 0 | 0 | 0 | 0 | 0 | 0 | 0 | 0 | 0 | 0 | 0 | 0 | 0 | 0 | 0 | 0 | 0 | 0 | 0 | 0 | 0 | 0 | 0 | 0 | 0 | 0 | 0 | 0 | 0 | 0 | 0 | 0 | 0 | 0 | 0 | Implementation of strategic energy management program. | Implementation of strategic energy management program. | Implementation of strategic energy management program. | Implementation of strategic energy management program. | Implementation of strategic energy management program. | Implementation of strategic energy management program. | Implementation of strategic energy management program. | Implementation of strategic energy management program. | Implementation of strategic energy management program. | Implementation of strategic energy management program. | Implementation of strategic energy management program. | Implementation of strategic energy management program. | Implementation of strategic energy management program. | Implementation of strategic energy management program. | Implementation of strategic energy management program. | Implementation of strategic energy management program. | Implementation of strategic energy management program. | Implementation of strategic energy management program. | Implementation of strategic energy management program. | Implementation of strategic energy management program. | Implementation of strategic energy management program. | Implementation of strategic energy management program. | Implementation of strategic energy management program. | Implementation of strategic energy management program. | Implementation of strategic energy management program. | Implementation of strategic energy management program. | Implementation of strategic energy management program. | Implementation of strategic energy management program. | 0.1927 | 0.1927 | 0.1927 | 0.1927 | 0.1927 | 0.1927 | 0.1927 | 0.1927 | 0.1927 | 0.1927 | 0.1927 | 0.1927 | 0.1927 | 0.1927 | 0.1927 | 0.1927 | 0.1927 | 0.1927 | 0.1927 | 0.1927 | 0.1927 | 0.1927 | 0.1927 | 0.1927 | 0.1927 | 0.1927 | 0.1927 | 0.1927 | 0 | 0 | 0 | 0 | 0 | 0 | 0 | 0 | 0 | 0 | 0 | 0 | 0 | 0 | 0 | 0 | 0 | 0 | 0 | 0 | 0 | 0 | 0 | 0 | 0 | 0 | 0 | 0 | 0 | 0 | 0 | 0 | 0 | 0 | 0 | 0 | 0 | 0 | 0 | 0 | 0 | 0 | 0 | 0 | 0 | 0 | 0 | 0 | 0 | 0 | 0 | 0 | 0 | 0 | 0 | 0 | 0 | 0 | 0 | 0 | 0 | 0 | 0 | 0 | 0 | 0 | 0 | 0 | 0 | 0 | 0 | 0 | 0 | 0 | 0 | 0 | 0 | 0 | 0 | 0 | 0 | 0 | 0 | 0 | 0 | 0 | 0 | 0 | 0 | 0 | 0 | 0 | 0 | 0 | 0 | 0 | 0 | 0 | 0 | 0 | 0 | 0 | 0 | 0 | 0 | 0 | 0 | 0 | 0 | 0 | 0 | 0 | 0 | 0
Water Heater - Pre-Rinse Spray Valve_Warehouse_New_New/replacement pre-rinse spray nozzle rated 1.0 GPM (0.92 GPM in situ) | Water Heater - Pre-Rinse Spray Valve_Warehouse_New | Water Heater - Pre-Rinse Spray Valve_Commercial_New_Pre-rinse spray valve rated 1.6GPM (1.33 GPM in situ)_New/replacement pre-rinse spray nozzle rated 1.0 GPM (0.92 GPM in situ) | Commercial | Warehouse | New | Water Heating | Natural Gas | Water Heater - Pre-Rinse Spray Valve | NEQ | Pre-rinse spray valve rated 1.6GPM (1.33 GPM in situ) | 5 | 5 | 5 | 3.0794 | 0 | 0 | 0.25 | 0.53333 | Retro12Med | 3.879925052500492E-06 | TBD | A | WCM782 | 0.7 | 0.42 | KitchenFaucet | 0.0321 | 0 | 0 | 0 | 0 | Regional Technical Forum. Pre-Rinse Spray Valve - UES Workbook, Version 2.5. Northwest Power and Conservation Council. December 20, 2019 | Regional Technical Forum. Pre-Rinse Spray Valve - UES Workbook, Version 2.5. Northwest Power and Conservation Council. December 20, 2019 | Regional Technical Forum. Pre-Rinse Spray Valve - UES Workbook, Version 2.5. Northwest Power and Conservation Council. December 20, 2019 | 0 | 0 | 104.6129 | Pre-rinse spray valve rated 1.6GPM (1.33 GPM in situ) | Pre-rinse spray valve rated 1.6GPM (1.33 GPM in situ) | Pre-rinse spray valve rated 1.6GPM (1.33 GPM in situ) | Pre-rinse spray valve rated 1.6GPM (1.33 GPM in situ) | Pre-rinse spray valve rated 1.6GPM (1.33 GPM in situ) | Pre-rinse spray valve rated 1.6GPM (1.33 GPM in situ) | Pre-rinse spray valve rated 1.6GPM (1.33 GPM in situ) | Pre-rinse spray valve rated 1.6GPM (1.33 GPM in situ) | Pre-rinse spray valve rated 1.6GPM (1.33 GPM in situ) | Pre-rinse spray valve rated 1.6GPM (1.33 GPM in situ) | Pre-rinse spray valve rated 1.6GPM (1.33 GPM in situ) | Pre-rinse spray valve rated 1.6GPM (1.33 GPM in situ) | Pre-rinse spray valve rated 1.6GPM (1.33 GPM in situ) | Pre-rinse spray valve rated 1.6GPM (1.33 GPM in situ) | Pre-rinse spray valve rated 1.6GPM (1.33 GPM in situ) | Pre-rinse spray valve rated 1.6GPM (1.33 GPM in situ) | Pre-rinse spray valve rated 1.6GPM (1.33 GPM in situ) | Pre-rinse spray valve rated 1.6GPM (1.33 GPM in situ) | Pre-rinse spray valve rated 1.6GPM (1.33 GPM in situ) | Pre-rinse spray valve rated 1.6GPM (1.33 GPM in situ) | Pre-rinse spray valve rated 1.6GPM (1.33 GPM in situ) | Pre-rinse spray valve rated 1.6GPM (1.33 GPM in situ) | Pre-rinse spray valve rated 1.6GPM (1.33 GPM in situ) | Pre-rinse spray valve rated 1.6GPM (1.33 GPM in situ) | Pre-rinse spray valve rated 1.6GPM (1.33 GPM in situ) | Pre-rinse spray valve rated 1.6GPM (1.33 GPM in situ) | Pre-rinse spray valve rated 1.6GPM (1.33 GPM in situ) | Pre-rinse spray valve rated 1.6GPM (1.33 GPM in situ) | 0 | 0 | 0 | 0 | 0 | 0 | 0 | 0 | 0 | 0 | 0 | 0 | 0 | 0 | 0 | 0 | 0 | 0 | 0 | 0 | 0 | 0 | 0 | 0 | 0 | 0 | 0 | 0 | 0 | 0 | 0 | 0 | 0 | 0 | 0 | 0 | 0 | 0 | 0 | 0 | 0 | 0 | 0 | 0 | 0 | 0 | 0 | 0 | 0 | 0 | 0 | 0 | 0 | 0 | 0 | 0 | 0 | 0 | 0 | 0 | 0 | 0 | 0 | 0 | 0 | 0 | 0 | 0 | 0 | 0 | 0 | 0 | 0 | 0 | 0 | 0 | 0 | 0 | 0 | 0 | 0 | 0 | 0 | 0 | 0 | 0 | 0 | 0 | 0 | 0 | 0 | 0 | 0 | 0 | 0 | 0 | 0 | 0 | 0 | 0 | 0 | 0 | 0 | 0 | 0 | 0 | 0 | 0 | 0 | 0 | 0 | 0 | New/replacement pre-rinse spray nozzle rated 1.0 GPM (0.92 GPM in situ) | New/replacement pre-rinse spray nozzle rated 1.0 GPM (0.92 GPM in situ) | New/replacement pre-rinse spray nozzle rated 1.0 GPM (0.92 GPM in situ) | New/replacement pre-rinse spray nozzle rated 1.0 GPM (0.92 GPM in situ) | New/replacement pre-rinse spray nozzle rated 1.0 GPM (0.92 GPM in situ) | New/replacement pre-rinse spray nozzle rated 1.0 GPM (0.92 GPM in situ) | New/replacement pre-rinse spray nozzle rated 1.0 GPM (0.92 GPM in situ) | New/replacement pre-rinse spray nozzle rated 1.0 GPM (0.92 GPM in situ) | New/replacement pre-rinse spray nozzle rated 1.0 GPM (0.92 GPM in situ) | New/replacement pre-rinse spray nozzle rated 1.0 GPM (0.92 GPM in situ) | New/replacement pre-rinse spray nozzle rated 1.0 GPM (0.92 GPM in situ) | New/replacement pre-rinse spray nozzle rated 1.0 GPM (0.92 GPM in situ) | New/replacement pre-rinse spray nozzle rated 1.0 GPM (0.92 GPM in situ) | New/replacement pre-rinse spray nozzle rated 1.0 GPM (0.92 GPM in situ) | New/replacement pre-rinse spray nozzle rated 1.0 GPM (0.92 GPM in situ) | New/replacement pre-rinse spray nozzle rated 1.0 GPM (0.92 GPM in situ) | New/replacement pre-rinse spray nozzle rated 1.0 GPM (0.92 GPM in situ) | New/replacement pre-rinse spray nozzle rated 1.0 GPM (0.92 GPM in situ) | New/replacement pre-rinse spray nozzle rated 1.0 GPM (0.92 GPM in situ) | New/replacement pre-rinse spray nozzle rated 1.0 GPM (0.92 GPM in situ) | New/replacement pre-rinse spray nozzle rated 1.0 GPM (0.92 GPM in situ) | New/replacement pre-rinse spray nozzle rated 1.0 GPM (0.92 GPM in situ) | New/replacement pre-rinse spray nozzle rated 1.0 GPM (0.92 GPM in situ) | New/replacement pre-rinse spray nozzle rated 1.0 GPM (0.92 GPM in situ) | New/replacement pre-rinse spray nozzle rated 1.0 GPM (0.92 GPM in situ) | New/replacement pre-rinse spray nozzle rated 1.0 GPM (0.92 GPM in situ) | New/replacement pre-rinse spray nozzle rated 1.0 GPM (0.92 GPM in situ) | New/replacement pre-rinse spray nozzle rated 1.0 GPM (0.92 GPM in situ) | 104.6129 | 104.6129 | 104.6129 | 104.6129 | 104.6129 | 104.6129 | 104.6129 | 104.6129 | 104.6129 | 104.6129 | 104.6129 | 104.6129 | 104.6129 | 104.6129 | 104.6129 | 104.6129 | 104.6129 | 104.6129 | 104.6129 | 104.6129 | 104.6129 | 104.6129 | 104.6129 | 104.6129 | 104.6129 | 104.6129 | 104.6129 | 104.6129 | 3.0794 | 3.0794 | 3.0794 | 3.0794 | 3.0794 | 3.0794 | 3.0794 | 3.0794 | 3.0794 | 3.0794 | 3.0794 | 3.0794 | 3.0794 | 3.0794 | 3.0794 | 3.0794 | 3.0794 | 3.0794 | 3.0794 | 3.0794 | 3.0794 | 3.0794 | 3.0794 | 3.0794 | 3.0794 | 3.0794 | 3.0794 | 3.0794 | 0 | 0 | 0 | 0 | 0 | 0 | 0 | 0 | 0 | 0 | 0 | 0 | 0 | 0 | 0 | 0 | 0 | 0 | 0 | 0 | 0 | 0 | 0 | 0 | 0 | 0 | 0 | 0 | 0 | 0 | 0 | 0 | 0 | 0 | 0 | 0 | 0 | 0 | 0 | 0 | 0 | 0 | 0 | 0 | 0 | 0 | 0 | 0 | 0 | 0 | 0 | 0 | 0 | 0 | 0 | 0 | 0 | 0 | 0 | 0 | 0 | 0 | 0 | 0 | 0 | 0 | 0 | 0 | 0 | 0 | 0 | 0 | 0 | 0 | 0 | 0 | 0 | 0 | 0 | 0 | 0 | 0 | 0 | 0 | 0 | 0 | 0 | 0 | 0 | 0 | 0 | 0 | 0 | 0 | 0 | 0 | 0 | 0 | 0 | 0 | 0 | 0 | 0 | 0 | 0 | 0 | 0 | 0 | 0 | 0 | 0 | 0 | New/replacement pre-rinse spray nozzle rated 1.0 GPM (0.92 GPM in situ) | New/replacement pre-rinse spray nozzle rated 1.0 GPM (0.92 GPM in situ) | New/replacement pre-rinse spray nozzle rated 1.0 GPM (0.92 GPM in situ) | New/replacement pre-rinse spray nozzle rated 1.0 GPM (0.92 GPM in situ) | New/replacement pre-rinse spray nozzle rated 1.0 GPM (0.92 GPM in situ) | New/replacement pre-rinse spray nozzle rated 1.0 GPM (0.92 GPM in situ) | New/replacement pre-rinse spray nozzle rated 1.0 GPM (0.92 GPM in situ) | New/replacement pre-rinse spray nozzle rated 1.0 GPM (0.92 GPM in situ) | New/replacement pre-rinse spray nozzle rated 1.0 GPM (0.92 GPM in situ) | New/replacement pre-rinse spray nozzle rated 1.0 GPM (0.92 GPM in situ) | New/replacement pre-rinse spray nozzle rated 1.0 GPM (0.92 GPM in situ) | New/replacement pre-rinse spray nozzle rated 1.0 GPM (0.92 GPM in situ) | New/replacement pre-rinse spray nozzle rated 1.0 GPM (0.92 GPM in situ) | New/replacement pre-rinse spray nozzle rated 1.0 GPM (0.92 GPM in situ) | New/replacement pre-rinse spray nozzle rated 1.0 GPM (0.92 GPM in situ) | New/replacement pre-rinse spray nozzle rated 1.0 GPM (0.92 GPM in situ) | New/replacement pre-rinse spray nozzle rated 1.0 GPM (0.92 GPM in situ) | New/replacement pre-rinse spray nozzle rated 1.0 GPM (0.92 GPM in situ) | New/replacement pre-rinse spray nozzle rated 1.0 GPM (0.92 GPM in situ) | New/replacement pre-rinse spray nozzle rated 1.0 GPM (0.92 GPM in situ) | New/replacement pre-rinse spray nozzle rated 1.0 GPM (0.92 GPM in situ) | New/replacement pre-rinse spray nozzle rated 1.0 GPM (0.92 GPM in situ) | New/replacement pre-rinse spray nozzle rated 1.0 GPM (0.92 GPM in situ) | New/replacement pre-rinse spray nozzle rated 1.0 GPM (0.92 GPM in situ) | New/replacement pre-rinse spray nozzle rated 1.0 GPM (0.92 GPM in situ) | New/replacement pre-rinse spray nozzle rated 1.0 GPM (0.92 GPM in situ) | New/replacement pre-rinse spray nozzle rated 1.0 GPM (0.92 GPM in situ) | New/replacement pre-rinse spray nozzle rated 1.0 GPM (0.92 GPM in situ) | 104.6129 | 104.6129 | 104.6129 | 104.6129 | 104.6129 | 104.6129 | 104.6129 | 104.6129 | 104.6129 | 104.6129 | 104.6129 | 104.6129 | 104.6129 | 104.6129 | 104.6129 | 104.6129 | 104.6129 | 104.6129 | 104.6129 | 104.6129 | 104.6129 | 104.6129 | 104.6129 | 104.6129 | 104.6129 | 104.6129 | 104.6129 | 104.6129 | 3.0794 | 3.0794 | 3.0794 | 3.0794 | 3.0794 | 3.0794 | 3.0794 | 3.0794 | 3.0794 | 3.0794 | 3.0794 | 3.0794 | 3.0794 | 3.0794 | 3.0794 | 3.0794 | 3.0794 | 3.0794 | 3.0794 | 3.0794 | 3.0794 | 3.0794 | 3.0794 | 3.0794 | 3.0794 | 3.0794 | 3.0794 | 3.0794 | 0 | 0 | 0 | 0 | 0 | 0 | 0 | 0 | 0 | 0 | 0 | 0 | 0 | 0 | 0 | 0 | 0 | 0 | 0 | 0 | 0 | 0 | 0 | 0 | 0 | 0 | 0 | 0 | 0 | 0 | 0 | 0 | 0 | 0 | 0 | 0 | 0 | 0 | 0 | 0 | 0 | 0 | 0 | 0 | 0 | 0 | 0 | 0 | 0 | 0 | 0 | 0 | 0 | 0 | 0 | 0 | 0 | 0 | 0 | 0 | 0 | 0 | 0 | 0 | 0 | 0 | 0 | 0 | 0 | 0 | 0 | 0 | 0 | 0 | 0 | 0 | 0 | 0 | 0 | 0 | 0 | 0 | 0 | 0 | 0 | 0
Water Heater - Solar System_Warehouse_New_Solar water heating system | Water Heater - Solar System_Warehouse_New | Water Heater - Solar System_Commercial_New_Central storage gas water heater_Solar water heating system | Commercial | Warehouse | New | Water Heating | Natural Gas | Water Heater - Solar System | NEQ | Central storage gas water heater | 15 | 15 | 15 | 0.0034337 | 0 | 0 | 0 | 0.1 | Retro1Slow | 0.012666666666666666 | TBD | A | WCM785 | 0.7 | 0.42 | sqft cond | 0.0321 | 0 | 0 | 0 | 0 | CA eTRM - Solar Thermal Water Heating System, Multifamily - SWWH034-03 | CA eTRM - Solar Thermal Water Heating System, Multifamily - SWWH034-03 and Applied Energy Group Research - AEG Measure Research v1.3 SEP23 | CA eTRM - Solar Thermal Water Heating System, Multifamily - SWWH034-03 | 0 | 0 | 0.27066 | Central storage gas water heater | Central storage gas water heater | Central storage gas water heater | Central storage gas water heater | Central storage gas water heater | Central storage gas water heater | Central storage gas water heater | Central storage gas water heater | Central storage gas water heater | Central storage gas water heater | Central storage gas water heater | Central storage gas water heater | Central storage gas water heater | Central storage gas water heater | Central storage gas water heater | Central storage gas water heater | Central storage gas water heater | Central storage gas water heater | Central storage gas water heater | Central storage gas water heater | Central storage gas water heater | Central storage gas water heater | Central storage gas water heater | Central storage gas water heater | Central storage gas water heater | Central storage gas water heater | Central storage gas water heater | Central storage gas water heater | 0 | 0 | 0 | 0 | 0 | 0 | 0 | 0 | 0 | 0 | 0 | 0 | 0 | 0 | 0 | 0 | 0 | 0 | 0 | 0 | 0 | 0 | 0 | 0 | 0 | 0 | 0 | 0 | 0 | 0 | 0 | 0 | 0 | 0 | 0 | 0 | 0 | 0 | 0 | 0 | 0 | 0 | 0 | 0 | 0 | 0 | 0 | 0 | 0 | 0 | 0 | 0 | 0 | 0 | 0 | 0 | 0 | 0 | 0 | 0 | 0 | 0 | 0 | 0 | 0 | 0 | 0 | 0 | 0 | 0 | 0 | 0 | 0 | 0 | 0 | 0 | 0 | 0 | 0 | 0 | 0 | 0 | 0 | 0 | 0 | 0 | 0 | 0 | 0 | 0 | 0 | 0 | 0 | 0 | 0 | 0 | 0 | 0 | 0 | 0 | 0 | 0 | 0 | 0 | 0 | 0 | 0 | 0 | 0 | 0 | 0 | 0 | Solar water heating system | Solar water heating system | Solar water heating system | Solar water heating system | Solar water heating system | Solar water heating system | Solar water heating system | Solar water heating system | Solar water heating system | Solar water heating system | Solar water heating system | Solar water heating system | Solar water heating system | Solar water heating system | Solar water heating system | Solar water heating system | Solar water heating system | Solar water heating system | Solar water heating system | Solar water heating system | Solar water heating system | Solar water heating system | Solar water heating system | Solar water heating system | Solar water heating system | Solar water heating system | Solar water heating system | Solar water heating system | 0.2707 | 0.2707 | 0.2707 | 0.2707 | 0.2707 | 0.2707 | 0.2707 | 0.2707 | 0.2707 | 0.2707 | 0.2707 | 0.2707 | 0.2707 | 0.2707 | 0.2707 | 0.2707 | 0.2707 | 0.2707 | 0.2707 | 0.2707 | 0.2707 | 0.2707 | 0.2707 | 0.2707 | 0.2707 | 0.2707 | 0.2707 | 0.2707 | 0.0034 | 0.0034 | 0.0034 | 0.0034 | 0.0034 | 0.0034 | 0.0034 | 0.0034 | 0.0034 | 0.0034 | 0.0034 | 0.0034 | 0.0034 | 0.0034 | 0.0034 | 0.0034 | 0.0034 | 0.0034 | 0.0034 | 0.0034 | 0.0034 | 0.0034 | 0.0034 | 0.0034 | 0.0034 | 0.0034 | 0.0034 | 0.0034 | 0 | 0 | 0 | 0 | 0 | 0 | 0 | 0 | 0 | 0 | 0 | 0 | 0 | 0 | 0 | 0 | 0 | 0 | 0 | 0 | 0 | 0 | 0 | 0 | 0 | 0 | 0 | 0 | 0 | 0 | 0 | 0 | 0 | 0 | 0 | 0 | 0 | 0 | 0 | 0 | 0 | 0 | 0 | 0 | 0 | 0 | 0 | 0 | 0 | 0 | 0 | 0 | 0 | 0 | 0 | 0 | 0 | 0 | 0 | 0 | 0 | 0 | 0 | 0 | 0 | 0 | 0 | 0 | 0 | 0 | 0 | 0 | 0 | 0 | 0 | 0 | 0 | 0 | 0 | 0 | 0 | 0 | 0 | 0 | 0 | 0 | 0 | 0 | 0 | 0 | 0 | 0 | 0 | 0 | 0 | 0 | 0 | 0 | 0 | 0 | 0 | 0 | 0 | 0 | 0 | 0 | 0 | 0 | 0 | 0 | 0 | 0 | Solar water heating system | Solar water heating system | Solar water heating system | Solar water heating system | Solar water heating system | Solar water heating system | Solar water heating system | Solar water heating system | Solar water heating system | Solar water heating system | Solar water heating system | Solar water heating system | Solar water heating system | Solar water heating system | Solar water heating system | Solar water heating system | Solar water heating system | Solar water heating system | Solar water heating system | Solar water heating system | Solar water heating system | Solar water heating system | Solar water heating system | Solar water heating system | Solar water heating system | Solar water heating system | Solar water heating system | Solar water heating system | 0.2707 | 0.2707 | 0.2707 | 0.2707 | 0.2707 | 0.2707 | 0.2707 | 0.2707 | 0.2707 | 0.2707 | 0.2707 | 0.2707 | 0.2707 | 0.2707 | 0.2707 | 0.2707 | 0.2707 | 0.2707 | 0.2707 | 0.2707 | 0.2707 | 0.2707 | 0.2707 | 0.2707 | 0.2707 | 0.2707 | 0.2707 | 0.2707 | 0.0034 | 0.0034 | 0.0034 | 0.0034 | 0.0034 | 0.0034 | 0.0034 | 0.0034 | 0.0034 | 0.0034 | 0.0034 | 0.0034 | 0.0034 | 0.0034 | 0.0034 | 0.0034 | 0.0034 | 0.0034 | 0.0034 | 0.0034 | 0.0034 | 0.0034 | 0.0034 | 0.0034 | 0.0034 | 0.0034 | 0.0034 | 0.0034 | 0 | 0 | 0 | 0 | 0 | 0 | 0 | 0 | 0 | 0 | 0 | 0 | 0 | 0 | 0 | 0 | 0 | 0 | 0 | 0 | 0 | 0 | 0 | 0 | 0 | 0 | 0 | 0 | 0 | 0 | 0 | 0 | 0 | 0 | 0 | 0 | 0 | 0 | 0 | 0 | 0 | 0 | 0 | 0 | 0 | 0 | 0 | 0 | 0 | 0 | 0 | 0 | 0 | 0 | 0 | 0 | 0 | 0 | 0 | 0 | 0 | 0 | 0 | 0 | 0 | 0 | 0 | 0 | 0 | 0 | 0 | 0 | 0 | 0 | 0 | 0 | 0 | 0 | 0 | 0 | 0 | 0 | 0 | 0 | 0 | 0
Circulation Pump - Controls_Warehouse_New_Not Applicable Segment or Vintage | Circulation Pump - Controls_Warehouse_New | Circulation Pump - Controls_Commercial_New_Not Applicable Segment or Vintage_Not Applicable Segment or Vintage | Commercial | Warehouse | New | Water Heating | Natural Gas | Circulation Pump - Controls | NEQ | Not Applicable Segment or Vintage | 11 | 11 | 11 | 0 | 0 | 0 | 0 | 0 | Retro3Slow | 0.004128203794943829 | TBD | A | WCM786 | 0.7 | 0.42 | sqft | 0.0321 | 0 | 0 | 0 | 0 | Not Applicable Segment or Vintage | Not Applicable Segment or Vintage | Not Applicable Segment or Vintage | 0 | 0 | 0 | Not Applicable Segment or Vintage | Not Applicable Segment or Vintage | Not Applicable Segment or Vintage | Not Applicable Segment or Vintage | Not Applicable Segment or Vintage | Not Applicable Segment or Vintage | Not Applicable Segment or Vintage | Not Applicable Segment or Vintage | Not Applicable Segment or Vintage | Not Applicable Segment or Vintage | Not Applicable Segment or Vintage | Not Applicable Segment or Vintage | Not Applicable Segment or Vintage | Not Applicable Segment or Vintage | Not Applicable Segment or Vintage | Not Applicable Segment or Vintage | Not Applicable Segment or Vintage | Not Applicable Segment or Vintage | Not Applicable Segment or Vintage | Not Applicable Segment or Vintage | Not Applicable Segment or Vintage | Not Applicable Segment or Vintage | Not Applicable Segment or Vintage | Not Applicable Segment or Vintage | Not Applicable Segment or Vintage | Not Applicable Segment or Vintage | Not Applicable Segment or Vintage | Not Applicable Segment or Vintage | 0 | 0 | 0 | 0 | 0 | 0 | 0 | 0 | 0 | 0 | 0 | 0 | 0 | 0 | 0 | 0 | 0 | 0 | 0 | 0 | 0 | 0 | 0 | 0 | 0 | 0 | 0 | 0 | 0 | 0 | 0 | 0 | 0 | 0 | 0 | 0 | 0 | 0 | 0 | 0 | 0 | 0 | 0 | 0 | 0 | 0 | 0 | 0 | 0 | 0 | 0 | 0 | 0 | 0 | 0 | 0 | 0 | 0 | 0 | 0 | 0 | 0 | 0 | 0 | 0 | 0 | 0 | 0 | 0 | 0 | 0 | 0 | 0 | 0 | 0 | 0 | 0 | 0 | 0 | 0 | 0 | 0 | 0 | 0 | 0 | 0 | 0 | 0 | 0 | 0 | 0 | 0 | 0 | 0 | 0 | 0 | 0 | 0 | 0 | 0 | 0 | 0 | 0 | 0 | 0 | 0 | 0 | 0 | 0 | 0 | 0 | 0 | Not Applicable Segment or Vintage | Not Applicable Segment or Vintage | Not Applicable Segment or Vintage | Not Applicable Segment or Vintage | Not Applicable Segment or Vintage | Not Applicable Segment or Vintage | Not Applicable Segment or Vintage | Not Applicable Segment or Vintage | Not Applicable Segment or Vintage | Not Applicable Segment or Vintage | Not Applicable Segment or Vintage | Not Applicable Segment or Vintage | Not Applicable Segment or Vintage | Not Applicable Segment or Vintage | Not Applicable Segment or Vintage | Not Applicable Segment or Vintage | Not Applicable Segment or Vintage | Not Applicable Segment or Vintage | Not Applicable Segment or Vintage | Not Applicable Segment or Vintage | Not Applicable Segment or Vintage | Not Applicable Segment or Vintage | Not Applicable Segment or Vintage | Not Applicable Segment or Vintage | Not Applicable Segment or Vintage | Not Applicable Segment or Vintage | Not Applicable Segment or Vintage | Not Applicable Segment or Vintage | 0 | 0 | 0 | 0 | 0 | 0 | 0 | 0 | 0 | 0 | 0 | 0 | 0 | 0 | 0 | 0 | 0 | 0 | 0 | 0 | 0 | 0 | 0 | 0 | 0 | 0 | 0 | 0 | 0 | 0 | 0 | 0 | 0 | 0 | 0 | 0 | 0 | 0 | 0 | 0 | 0 | 0 | 0 | 0 | 0 | 0 | 0 | 0 | 0 | 0 | 0 | 0 | 0 | 0 | 0 | 0 | 0 | 0 | 0 | 0 | 0 | 0 | 0 | 0 | 0 | 0 | 0 | 0 | 0 | 0 | 0 | 0 | 0 | 0 | 0 | 0 | 0 | 0 | 0 | 0 | 0 | 0 | 0 | 0 | 0 | 0 | 0 | 0 | 0 | 0 | 0 | 0 | 0 | 0 | 0 | 0 | 0 | 0 | 0 | 0 | 0 | 0 | 0 | 0 | 0 | 0 | 0 | 0 | 0 | 0 | 0 | 0 | 0 | 0 | 0 | 0 | 0 | 0 | 0 | 0 | 0 | 0 | 0 | 0 | 0 | 0 | 0 | 0 | 0 | 0 | 0 | 0 | 0 | 0 | 0 | 0 | 0 | 0 | 0 | 0 | 0 | 0 | 0 | 0 | 0 | 0 | 0 | 0 | 0 | 0 | 0 | 0 | 0 | 0 | 0 | 0 | 0 | 0 | 0 | 0 | 0 | 0 | 0 | 0 | 0 | 0 | 0 | 0 | Not Applicable Segment or Vintage | Not Applicable Segment or Vintage | Not Applicable Segment or Vintage | Not Applicable Segment or Vintage | Not Applicable Segment or Vintage | Not Applicable Segment or Vintage | Not Applicable Segment or Vintage | Not Applicable Segment or Vintage | Not Applicable Segment or Vintage | Not Applicable Segment or Vintage | Not Applicable Segment or Vintage | Not Applicable Segment or Vintage | Not Applicable Segment or Vintage | Not Applicable Segment or Vintage | Not Applicable Segment or Vintage | Not Applicable Segment or Vintage | Not Applicable Segment or Vintage | Not Applicable Segment or Vintage | Not Applicable Segment or Vintage | Not Applicable Segment or Vintage | Not Applicable Segment or Vintage | Not Applicable Segment or Vintage | Not Applicable Segment or Vintage | Not Applicable Segment or Vintage | Not Applicable Segment or Vintage | Not Applicable Segment or Vintage | Not Applicable Segment or Vintage | Not Applicable Segment or Vintage | 0 | 0 | 0 | 0 | 0 | 0 | 0 | 0 | 0 | 0 | 0 | 0 | 0 | 0 | 0 | 0 | 0 | 0 | 0 | 0 | 0 | 0 | 0 | 0 | 0 | 0 | 0 | 0 | 0 | 0 | 0 | 0 | 0 | 0 | 0 | 0 | 0 | 0 | 0 | 0 | 0 | 0 | 0 | 0 | 0 | 0 | 0 | 0 | 0 | 0 | 0 | 0 | 0 | 0 | 0 | 0 | 0 | 0 | 0 | 0 | 0 | 0 | 0 | 0 | 0 | 0 | 0 | 0 | 0 | 0 | 0 | 0 | 0 | 0 | 0 | 0 | 0 | 0 | 0 | 0 | 0 | 0 | 0 | 0 | 0 | 0 | 0 | 0 | 0 | 0 | 0 | 0 | 0 | 0 | 0 | 0 | 0 | 0 | 0 | 0 | 0 | 0 | 0 | 0 | 0 | 0 | 0 | 0 | 0 | 0 | 0 | 0 | 0 | 0 | 0 | 0 | 0 | 0 | 0 | 0 | 0 | 0 | 0 | 0 | 0 | 0 | 0 | 0 | 0 | 0 | 0 | 0 | 0 | 0 | 0 | 0 | 0 | 0 | 0 | 0 | 0 | 0
Commercial Laundry - ENERGY STAR Washer (8.0)_Warehouse_New_Not Applicable Segment or Vintage | Commercial Laundry - ENERGY STAR Washer (8.0)_Warehouse_New | Commercial Laundry - ENERGY STAR Washer (8.0)_Commercial_New_Not Applicable Segment or Vintage_Not Applicable Segment or Vintage | Commercial | Warehouse | New | Water Heating | Natural Gas | Commercial Laundry - ENERGY STAR Washer (8.0) | NEQ | Not Applicable Segment or Vintage | 7 | 7 | 7 | 0 | 0 | 0 | 0 | 0 | Retro5Med | 8.35569166605469E-06 | TBD | A | WCM788 | 0.7 | 0.42 | sqft | 0.0321 | 0 | 0 | 0 | 0 | Not Applicable Segment or Vintage | Not Applicable Segment or Vintage | Not Applicable Segment or Vintage | 0 | 0 | 0 | Not Applicable Segment or Vintage | Not Applicable Segment or Vintage | Not Applicable Segment or Vintage | Not Applicable Segment or Vintage | Not Applicable Segment or Vintage | Not Applicable Segment or Vintage | Not Applicable Segment or Vintage | Not Applicable Segment or Vintage | Not Applicable Segment or Vintage | Not Applicable Segment or Vintage | Not Applicable Segment or Vintage | Not Applicable Segment or Vintage | Not Applicable Segment or Vintage | Not Applicable Segment or Vintage | Not Applicable Segment or Vintage | Not Applicable Segment or Vintage | Not Applicable Segment or Vintage | Not Applicable Segment or Vintage | Not Applicable Segment or Vintage | Not Applicable Segment or Vintage | Not Applicable Segment or Vintage | Not Applicable Segment or Vintage | Not Applicable Segment or Vintage | Not Applicable Segment or Vintage | Not Applicable Segment or Vintage | Not Applicable Segment or Vintage | Not Applicable Segment or Vintage | Not Applicable Segment or Vintage | 0 | 0 | 0 | 0 | 0 | 0 | 0 | 0 | 0 | 0 | 0 | 0 | 0 | 0 | 0 | 0 | 0 | 0 | 0 | 0 | 0 | 0 | 0 | 0 | 0 | 0 | 0 | 0 | 0 | 0 | 0 | 0 | 0 | 0 | 0 | 0 | 0 | 0 | 0 | 0 | 0 | 0 | 0 | 0 | 0 | 0 | 0 | 0 | 0 | 0 | 0 | 0 | 0 | 0 | 0 | 0 | 0 | 0 | 0 | 0 | 0 | 0 | 0 | 0 | 0 | 0 | 0 | 0 | 0 | 0 | 0 | 0 | 0 | 0 | 0 | 0 | 0 | 0 | 0 | 0 | 0 | 0 | 0 | 0 | 0 | 0 | 0 | 0 | 0 | 0 | 0 | 0 | 0 | 0 | 0 | 0 | 0 | 0 | 0 | 0 | 0 | 0 | 0 | 0 | 0 | 0 | 0 | 0 | 0 | 0 | 0 | 0 | Not Applicable Segment or Vintage | Not Applicable Segment or Vintage | Not Applicable Segment or Vintage | Not Applicable Segment or Vintage | Not Applicable Segment or Vintage | Not Applicable Segment or Vintage | Not Applicable Segment or Vintage | Not Applicable Segment or Vintage | Not Applicable Segment or Vintage | Not Applicable Segment or Vintage | Not Applicable Segment or Vintage | Not Applicable Segment or Vintage | Not Applicable Segment or Vintage | Not Applicable Segment or Vintage | Not Applicable Segment or Vintage | Not Applicable Segment or Vintage | Not Applicable Segment or Vintage | Not Applicable Segment or Vintage | Not Applicable Segment or Vintage | Not Applicable Segment or Vintage | Not Applicable Segment or Vintage | Not Applicable Segment or Vintage | Not Applicable Segment or Vintage | Not Applicable Segment or Vintage | Not Applicable Segment or Vintage | Not Applicable Segment or Vintage | Not Applicable Segment or Vintage | Not Applicable Segment or Vintage | 0 | 0 | 0 | 0 | 0 | 0 | 0 | 0 | 0 | 0 | 0 | 0 | 0 | 0 | 0 | 0 | 0 | 0 | 0 | 0 | 0 | 0 | 0 | 0 | 0 | 0 | 0 | 0 | 0 | 0 | 0 | 0 | 0 | 0 | 0 | 0 | 0 | 0 | 0 | 0 | 0 | 0 | 0 | 0 | 0 | 0 | 0 | 0 | 0 | 0 | 0 | 0 | 0 | 0 | 0 | 0 | 0 | 0 | 0 | 0 | 0 | 0 | 0 | 0 | 0 | 0 | 0 | 0 | 0 | 0 | 0 | 0 | 0 | 0 | 0 | 0 | 0 | 0 | 0 | 0 | 0 | 0 | 0 | 0 | 0 | 0 | 0 | 0 | 0 | 0 | 0 | 0 | 0 | 0 | 0 | 0 | 0 | 0 | 0 | 0 | 0 | 0 | 0 | 0 | 0 | 0 | 0 | 0 | 0 | 0 | 0 | 0 | 0 | 0 | 0 | 0 | 0 | 0 | 0 | 0 | 0 | 0 | 0 | 0 | 0 | 0 | 0 | 0 | 0 | 0 | 0 | 0 | 0 | 0 | 0 | 0 | 0 | 0 | 0 | 0 | 0 | 0 | 0 | 0 | 0 | 0 | 0 | 0 | 0 | 0 | 0 | 0 | 0 | 0 | 0 | 0 | 0 | 0 | 0 | 0 | 0 | 0 | 0 | 0 | 0 | 0 | 0 | 0 | Not Applicable Segment or Vintage | Not Applicable Segment or Vintage | Not Applicable Segment or Vintage | Not Applicable Segment or Vintage | Not Applicable Segment or Vintage | Not Applicable Segment or Vintage | Not Applicable Segment or Vintage | Not Applicable Segment or Vintage | Not Applicable Segment or Vintage | Not Applicable Segment or Vintage | Not Applicable Segment or Vintage | Not Applicable Segment or Vintage | Not Applicable Segment or Vintage | Not Applicable Segment or Vintage | Not Applicable Segment or Vintage | Not Applicable Segment or Vintage | Not Applicable Segment or Vintage | Not Applicable Segment or Vintage | Not Applicable Segment or Vintage | Not Applicable Segment or Vintage | Not Applicable Segment or Vintage | Not Applicable Segment or Vintage | Not Applicable Segment or Vintage | Not Applicable Segment or Vintage | Not Applicable Segment or Vintage | Not Applicable Segment or Vintage | Not Applicable Segment or Vintage | Not Applicable Segment or Vintage | 0 | 0 | 0 | 0 | 0 | 0 | 0 | 0 | 0 | 0 | 0 | 0 | 0 | 0 | 0 | 0 | 0 | 0 | 0 | 0 | 0 | 0 | 0 | 0 | 0 | 0 | 0 | 0 | 0 | 0 | 0 | 0 | 0 | 0 | 0 | 0 | 0 | 0 | 0 | 0 | 0 | 0 | 0 | 0 | 0 | 0 | 0 | 0 | 0 | 0 | 0 | 0 | 0 | 0 | 0 | 0 | 0 | 0 | 0 | 0 | 0 | 0 | 0 | 0 | 0 | 0 | 0 | 0 | 0 | 0 | 0 | 0 | 0 | 0 | 0 | 0 | 0 | 0 | 0 | 0 | 0 | 0 | 0 | 0 | 0 | 0 | 0 | 0 | 0 | 0 | 0 | 0 | 0 | 0 | 0 | 0 | 0 | 0 | 0 | 0 | 0 | 0 | 0 | 0 | 0 | 0 | 0 | 0 | 0 | 0 | 0 | 0 | 0 | 0 | 0 | 0 | 0 | 0 | 0 | 0 | 0 | 0 | 0 | 0 | 0 | 0 | 0 | 0 | 0 | 0 | 0 | 0 | 0 | 0 | 0 | 0 | 0 | 0 | 0 | 0 | 0 | 0
Gas-Fired Combination Heat Pump Conversion_Warehouse_New_Gas-fired heat pump, COP 1.3 | Gas-Fired Combination Heat Pump Conversion_Warehouse_New | Gas-Fired Combination Heat Pump Conversion_Commercial_New_Federal standard gas-fired central heating and DHW system_Gas-fired heat pump, COP 1.3 | Commercial | Warehouse | New | Water Heating | Natural Gas | Gas-Fired Combination Heat Pump Conversion | NEQ | Federal standard gas-fired central heating and DHW system | 20 | 20 | 20 | 0 | 0 | 0 | 0 | 0.1 | Retro1Slow | 0.012666666666666666 | TBD | A | WCM765 | 0.7 | 0.42 | kBtuh heat | 0.0321 | 0 | 0 | 0 | 0 | AEO 2021 - gas_eng-driven_RTHP-heat 2017 typical | EIA - Technology Forecast Updates. Appendix A. U.S. Energy Information Administration. March 3, 2023.¦ Technical Support Documents for Baseline Costs | AEG Analysis, Comparison of Baseline TE vs COP | 0 | 0 | 195.1704 | Federal standard gas-fired central heating and DHW system | Federal standard gas-fired central heating and DHW system | Federal standard gas-fired central heating and DHW system | Federal standard gas-fired central heating and DHW system | Federal standard gas-fired central heating and DHW system | Federal standard gas-fired central heating and DHW system | Federal standard gas-fired central heating and DHW system | Federal standard gas-fired central heating and DHW system | Federal standard gas-fired central heating and DHW system | Federal standard gas-fired central heating and DHW system | Federal standard gas-fired central heating and DHW system | Federal standard gas-fired central heating and DHW system | Federal standard gas-fired central heating and DHW system | Federal standard gas-fired central heating and DHW system | Federal standard gas-fired central heating and DHW system | Federal standard gas-fired central heating and DHW system | Federal standard gas-fired central heating and DHW system | Federal standard gas-fired central heating and DHW system | Federal standard gas-fired central heating and DHW system | Federal standard gas-fired central heating and DHW system | Federal standard gas-fired central heating and DHW system | Federal standard gas-fired central heating and DHW system | Federal standard gas-fired central heating and DHW system | Federal standard gas-fired central heating and DHW system | Federal standard gas-fired central heating and DHW system | Federal standard gas-fired central heating and DHW system | Federal standard gas-fired central heating and DHW system | Federal standard gas-fired central heating and DHW system | 0 | 0 | 0 | 0 | 0 | 0 | 0 | 0 | 0 | 0 | 0 | 0 | 0 | 0 | 0 | 0 | 0 | 0 | 0 | 0 | 0 | 0 | 0 | 0 | 0 | 0 | 0 | 0 | 0 | 0 | 0 | 0 | 0 | 0 | 0 | 0 | 0 | 0 | 0 | 0 | 0 | 0 | 0 | 0 | 0 | 0 | 0 | 0 | 0 | 0 | 0 | 0 | 0 | 0 | 0 | 0 | 0 | 0 | 0 | 0 | 0 | 0 | 0 | 0 | 0 | 0 | 0 | 0 | 0 | 0 | 0 | 0 | 0 | 0 | 0 | 0 | 0 | 0 | 0 | 0 | 0 | 0 | 0 | 0 | 0 | 0 | 0 | 0 | 0 | 0 | 0 | 0 | 0 | 0 | 0 | 0 | 0 | 0 | 0 | 0 | 0 | 0 | 0 | 0 | 0 | 0 | 0 | 0 | 0 | 0 | 0 | 0 | Gas-fired heat pump, COP 1.3 | Gas-fired heat pump, COP 1.3 | Gas-fired heat pump, COP 1.3 | Gas-fired heat pump, COP 1.3 | Gas-fired heat pump, COP 1.3 | Gas-fired heat pump, COP 1.3 | Gas-fired heat pump, COP 1.3 | Gas-fired heat pump, COP 1.3 | Gas-fired heat pump, COP 1.3 | Gas-fired heat pump, COP 1.3 | Gas-fired heat pump, COP 1.3 | Gas-fired heat pump, COP 1.3 | Gas-fired heat pump, COP 1.3 | Gas-fired heat pump, COP 1.3 | Gas-fired heat pump, COP 1.3 | Gas-fired heat pump, COP 1.3 | Gas-fired heat pump, COP 1.3 | Gas-fired heat pump, COP 1.3 | Gas-fired heat pump, COP 1.3 | Gas-fired heat pump, COP 1.3 | Gas-fired heat pump, COP 1.3 | Gas-fired heat pump, COP 1.3 | Gas-fired heat pump, COP 1.3 | Gas-fired heat pump, COP 1.3 | Gas-fired heat pump, COP 1.3 | Gas-fired heat pump, COP 1.3 | Gas-fired heat pump, COP 1.3 | Gas-fired heat pump, COP 1.3 | 195.1704 | 195.1704 | 195.1704 | 195.1704 | 195.1704 | 195.1704 | 195.1704 | 195.1704 | 195.1704 | 195.1704 | 195.1704 | 195.1704 | 195.1704 | 195.1704 | 195.1704 | 195.1704 | 195.1704 | 195.1704 | 195.1704 | 195.1704 | 195.1704 | 195.1704 | 195.1704 | 195.1704 | 195.1704 | 195.1704 | 195.1704 | 195.1704 | 0 | 0 | 0 | 0 | 0 | 0 | 0 | 0 | 0 | 0 | 0 | 0 | 0 | 0 | 0 | 0 | 0 | 0 | 0 | 0 | 0 | 0 | 0 | 0 | 0 | 0 | 0 | 0 | 0 | 0 | 0 | 0 | 0 | 0 | 0 | 0 | 0 | 0 | 0 | 0 | 0 | 0 | 0 | 0 | 0 | 0 | 0 | 0 | 0 | 0 | 0 | 0 | 0 | 0 | 0 | 0 | 0 | 0 | 0 | 0 | 0 | 0 | 0 | 0 | 0 | 0 | 0 | 0 | 0 | 0 | 0 | 0 | 0 | 0 | 0 | 0 | 0 | 0 | 0 | 0 | 0 | 0 | 0 | 0 | 0 | 0 | 0 | 0 | 0 | 0 | 0 | 0 | 0 | 0 | 0 | 0 | 0 | 0 | 0 | 0 | 0 | 0 | 0 | 0 | 0 | 0 | 0 | 0 | 0 | 0 | 0 | 0 | 0 | 0 | 0 | 0 | 0 | 0 | 0 | 0 | 0 | 0 | 0 | 0 | 0 | 0 | 0 | 0 | 0 | 0 | 0 | 0 | 0 | 0 | 0 | 0 | 0 | 0 | 0 | 0 | Gas-fired heat pump, COP 1.3 | Gas-fired heat pump, COP 1.3 | Gas-fired heat pump, COP 1.3 | Gas-fired heat pump, COP 1.3 | Gas-fired heat pump, COP 1.3 | Gas-fired heat pump, COP 1.3 | Gas-fired heat pump, COP 1.3 | Gas-fired heat pump, COP 1.3 | Gas-fired heat pump, COP 1.3 | Gas-fired heat pump, COP 1.3 | Gas-fired heat pump, COP 1.3 | Gas-fired heat pump, COP 1.3 | Gas-fired heat pump, COP 1.3 | Gas-fired heat pump, COP 1.3 | Gas-fired heat pump, COP 1.3 | Gas-fired heat pump, COP 1.3 | Gas-fired heat pump, COP 1.3 | Gas-fired heat pump, COP 1.3 | Gas-fired heat pump, COP 1.3 | Gas-fired heat pump, COP 1.3 | Gas-fired heat pump, COP 1.3 | Gas-fired heat pump, COP 1.3 | Gas-fired heat pump, COP 1.3 | Gas-fired heat pump, COP 1.3 | Gas-fired heat pump, COP 1.3 | Gas-fired heat pump, COP 1.3 | Gas-fired heat pump, COP 1.3 | Gas-fired heat pump, COP 1.3 | 195.1704 | 195.1704 | 195.1704 | 195.1704 | 195.1704 | 195.1704 | 195.1704 | 195.1704 | 195.1704 | 195.1704 | 195.1704 | 195.1704 | 195.1704 | 195.1704 | 195.1704 | 195.1704 | 195.1704 | 195.1704 | 195.1704 | 195.1704 | 195.1704 | 195.1704 | 195.1704 | 195.1704 | 195.1704 | 195.1704 | 195.1704 | 195.1704 | 0 | 0 | 0 | 0 | 0 | 0 | 0 | 0 | 0 | 0 | 0 | 0 | 0 | 0 | 0 | 0 | 0 | 0 | 0 | 0 | 0 | 0 | 0 | 0 | 0 | 0 | 0 | 0 | 0 | 0 | 0 | 0 | 0 | 0 | 0 | 0 | 0 | 0 | 0 | 0 | 0 | 0 | 0 | 0 | 0 | 0 | 0 | 0 | 0 | 0 | 0 | 0 | 0 | 0 | 0 | 0 | 0 | 0 | 0 | 0 | 0 | 0 | 0 | 0 | 0 | 0 | 0 | 0 | 0 | 0 | 0 | 0 | 0 | 0 | 0 | 0 | 0 | 0 | 0 | 0 | 0 | 0 | 0 | 0 | 0 | 0 | 0 | 0 | 0 | 0 | 0 | 0 | 0 | 0 | 0 | 0 | 0 | 0 | 0 | 0 | 0 | 0 | 0 | 0 | 0 | 0 | 0 | 0 | 0 | 0 | 0 | 0 | 0 | 0
Advanced New Construction Designs_Warehouse_Existing_Not Applicable Segment or Vintage | Advanced New Construction Designs_Warehouse_Existing | Advanced New Construction Designs_Commercial_Existing_Not Applicable Segment or Vintage_Not Applicable Segment or Vintage | Commercial | Warehouse | Existing | Space Heating | Natural Gas | Advanced New Construction Designs | NEQ | Not Applicable Segment or Vintage | 20 | 20 | 20 | 0 | 0 | 0 | 0.25 | 0.75 | RetroEven20 | 0.03333333333333333 | TBD | A | WCM745 | 0.7 | 0.42 | sqft | 0.0321 | 0 | 0 | 0 | 0 | Not Applicable Segment or Vintage | Not Applicable Segment or Vintage | Not Applicable Segment or Vintage | 0 | 0 | 0 | Not Applicable Segment or Vintage | Not Applicable Segment or Vintage | Not Applicable Segment or Vintage | Not Applicable Segment or Vintage | Not Applicable Segment or Vintage | Not Applicable Segment or Vintage | Not Applicable Segment or Vintage | Not Applicable Segment or Vintage | Not Applicable Segment or Vintage | Not Applicable Segment or Vintage | Not Applicable Segment or Vintage | Not Applicable Segment or Vintage | Not Applicable Segment or Vintage | Not Applicable Segment or Vintage | Not Applicable Segment or Vintage | Not Applicable Segment or Vintage | Not Applicable Segment or Vintage | Not Applicable Segment or Vintage | Not Applicable Segment or Vintage | Not Applicable Segment or Vintage | Not Applicable Segment or Vintage | Not Applicable Segment or Vintage | Not Applicable Segment or Vintage | Not Applicable Segment or Vintage | Not Applicable Segment or Vintage | Not Applicable Segment or Vintage | Not Applicable Segment or Vintage | Not Applicable Segment or Vintage | 0 | 0 | 0 | 0 | 0 | 0 | 0 | 0 | 0 | 0 | 0 | 0 | 0 | 0 | 0 | 0 | 0 | 0 | 0 | 0 | 0 | 0 | 0 | 0 | 0 | 0 | 0 | 0 | 0 | 0 | 0 | 0 | 0 | 0 | 0 | 0 | 0 | 0 | 0 | 0 | 0 | 0 | 0 | 0 | 0 | 0 | 0 | 0 | 0 | 0 | 0 | 0 | 0 | 0 | 0 | 0 | 0 | 0 | 0 | 1085827.2805917067 | 1085827.280591707 | 1085827.2805917067 | 1085827.280591707 | 1085827.2805917067 | 1085827.2805917067 | 1085827.2805917065 | 1085827.2805917065 | 1085827.280591707 | 1085827.280591707 | 1085827.2805917067 | 1085827.2805917067 | 1085827.2805917067 | 1085827.2805917065 | 1085827.2805917065 | 1085827.2805917067 | 1085827.2805917065 | 1085827.2805917065 | 1085827.2805917067 | 723884.8537278043 | 0 | 0 | 0 | 0 | 0 | 0 | 0 | 0 | 1085827.2805917067 | 2171654.5611834135 | 3257481.8417751202 | 4343309.122366827 | 5429136.402958534 | 6514963.6835502405 | 7600790.964141947 | 8686618.244733654 | 9772445.525325362 | 10858272.80591707 | 11944100.086508777 | 13029927.367100485 | 14115754.647692192 | 15201581.928283898 | 16287409.208875604 | 17373236.48946731 | 18459063.77005902 | 19544891.050650727 | 20630718.331242435 | 21354603.184970237 | 21354603.184970237 | 21354603.184970237 | 21354603.184970237 | 21354603.184970237 | 21354603.184970237 | Not Applicable Segment or Vintage | Not Applicable Segment or Vintage | Not Applicable Segment or Vintage | Not Applicable Segment or Vintage | Not Applicable Segment or Vintage | Not Applicable Segment or Vintage | Not Applicable Segment or Vintage | Not Applicable Segment or Vintage | Not Applicable Segment or Vintage | Not Applicable Segment or Vintage | Not Applicable Segment or Vintage | Not Applicable Segment or Vintage | Not Applicable Segment or Vintage | Not Applicable Segment or Vintage | Not Applicable Segment or Vintage | Not Applicable Segment or Vintage | Not Applicable Segment or Vintage | Not Applicable Segment or Vintage | Not Applicable Segment or Vintage | Not Applicable Segment or Vintage | Not Applicable Segment or Vintage | Not Applicable Segment or Vintage | Not Applicable Segment or Vintage | Not Applicable Segment or Vintage | Not Applicable Segment or Vintage | Not Applicable Segment or Vintage | Not Applicable Segment or Vintage | Not Applicable Segment or Vintage | 0 | 0 | 0 | 0 | 0 | 0 | 0 | 0 | 0 | 0 | 0 | 0 | 0 | 0 | 0 | 0 | 0 | 0 | 0 | 0 | 0 | 0 | 0 | 0 | 0 | 0 | 0 | 0 | 0 | 0 | 0 | 0 | 0 | 0 | 0 | 0 | 0 | 0 | 0 | 0 | 0 | 0 | 0 | 0 | 0 | 0 | 0 | 0 | 0 | 0 | 0 | 0 | 0 | 0 | 0 | 0 | 0 | 0 | 0 | 0 | 0 | 0 | 0 | 0 | 0 | 0 | 0 | 0 | 0 | 0 | 0 | 0 | 0 | 0 | 0 | 0 | 0 | 0 | 0 | 0 | 0 | 0 | 0 | 0 | 0 | 0 | 0 | 0 | 0 | 0 | 0 | 0 | 0 | 0 | 0 | 0 | 0 | 0 | 0 | 0 | 0 | 0 | 0 | 0 | 0 | 0 | 0 | 0 | 0 | 0 | 0 | 0 | 0 | 0 | 0 | 0 | 0 | 0 | 0 | 0 | 0 | 0 | 0 | 0 | 0 | 0 | 0 | 0 | 0 | 0 | 0 | 0 | 0 | 0 | 0 | 0 | 0 | 0 | 0 | 0 | 0 | 0 | 0 | 0 | 0 | 0 | 0 | 0 | 0 | 0 | 0 | 0 | 0 | 0 | 0 | 0 | 0 | 0 | 0 | 0 | 0 | 0 | 0 | 0 | 0 | 0 | 0 | 0 | Not Applicable Segment or Vintage | Not Applicable Segment or Vintage | Not Applicable Segment or Vintage | Not Applicable Segment or Vintage | Not Applicable Segment or Vintage | Not Applicable Segment or Vintage | Not Applicable Segment or Vintage | Not Applicable Segment or Vintage | Not Applicable Segment or Vintage | Not Applicable Segment or Vintage | Not Applicable Segment or Vintage | Not Applicable Segment or Vintage | Not Applicable Segment or Vintage | Not Applicable Segment or Vintage | Not Applicable Segment or Vintage | Not Applicable Segment or Vintage | Not Applicable Segment or Vintage | Not Applicable Segment or Vintage | Not Applicable Segment or Vintage | Not Applicable Segment or Vintage | Not Applicable Segment or Vintage | Not Applicable Segment or Vintage | Not Applicable Segment or Vintage | Not Applicable Segment or Vintage | Not Applicable Segment or Vintage | Not Applicable Segment or Vintage | Not Applicable Segment or Vintage | Not Applicable Segment or Vintage | 0 | 0 | 0 | 0 | 0 | 0 | 0 | 0 | 0 | 0 | 0 | 0 | 0 | 0 | 0 | 0 | 0 | 0 | 0 | 0 | 0 | 0 | 0 | 0 | 0 | 0 | 0 | 0 | 0 | 0 | 0 | 0 | 0 | 0 | 0 | 0 | 0 | 0 | 0 | 0 | 0 | 0 | 0 | 0 | 0 | 0 | 0 | 0 | 0 | 0 | 0 | 0 | 0 | 0 | 0 | 0 | 0 | 0 | 0 | 0 | 0 | 0 | 0 | 0 | 0 | 0 | 0 | 0 | 0 | 0 | 0 | 0 | 0 | 0 | 0 | 0 | 0 | 0 | 0 | 0 | 0 | 0 | 0 | 0 | 0 | 0 | 0 | 0 | 0 | 0 | 0 | 0 | 0 | 0 | 0 | 0 | 0 | 0 | 0 | 0 | 0 | 0 | 0 | 0 | 0 | 0 | 0 | 0 | 0 | 0 | 0 | 0 | 0 | 0 | 0 | 0 | 0 | 0 | 0 | 0 | 0 | 0 | 0 | 0 | 0 | 0 | 0 | 0 | 0 | 0 | 0 | 0 | 0 | 0 | 0 | 0 | 0 | 0 | 0 | 0 | 0 | 0
HVAC - Dedicated Outdoor Air System (DOAS)_Warehouse_Existing_0 | HVAC - Dedicated Outdoor Air System (DOAS)_Warehouse_Existing | HVAC - Dedicated Outdoor Air System (DOAS)_Commercial_Existing_0_0 | Commercial | Warehouse | Existing | Space Heating | Natural Gas | HVAC - Dedicated Outdoor Air System (DOAS) | NEQ | 0 | 20 | 20 | 20 | -0.018783 | 0 | 0 | 0.020939 | 0 | Retro5Med | 8.35569166605469E-06 | TBD | A | WCM712 | 0.7 | 0.42 | sqft | 0.0321 | 9999 | 9999 | 9999 | 9999 | 2021P_Com-VRF-DOAS-2021P_V2 | 2021P_Com-VRF-DOAS-2021P_V2 | 2021P_Com-VRF-DOAS-2021P_V2 | 0 | 0 | 12.6637 | 0 | 0 | 0 | 0 | 0 | 0 | 0 | 0 | 0 | 0 | 0 | 0 | 0 | 0 | 0 | 0 | 0 | 0 | 0 | 0 | 0 | 0 | 0 | 0 | 0 | 0 | 0 | 0 | 0 | 0 | 0 | 0 | 0 | 0 | 0 | 0 | 0 | 0 | 0 | -52.4671 | -165.5304 | -312.2466 | -472.2917 | -593.6 | -672.2987 | -705.4657 | -712.2586 | -706.594 | -697.005 | -686.9164 | -677.2546 | -669.1999 | -661.7341 | -654.8562 | -648.519 | -642.6793 | 0 | 0 | 0 | 0 | 0 | 0 | 0 | 0 | 0 | 0 | 0 | -52.4671 | -215.7443 | -519.4079 | -973.2983 | -1536.5313 | -2166.6561 | -2819.0289 | -3467.9414 | -4104.5043 | -4728.1388 | -5341.4791 | -5943.4066 | -6541.4829 | -7130.2382 | -7710.9846 | -8284.8831 | -8852.9599 | 0 | 0 | 0 | 0 | 0 | 0 | 0 | 0 | 0 | 0 | 0 | 3804.9139800047997 | 12542.912873735455 | 24640.47253057533 | 38639.08596162001 | 50127.52448058121 | 58375.63418650208 | 62794.26438610254 | 64856.29181258276 | 65666.54485797386 | 65954.37537225417 | 66027.20905683604 | 66029.67043760499 | 66034.59319914288 | 66034.59319914288 | 66034.59319914288 | 66034.59319914288 | 66034.59319914288 | 0 | 0 | 0 | 0 | 0 | 0 | 0 | 0 | 0 | 0 | 0 | 3804.9139800047997 | 16347.826853740255 | 40988.299384315585 | 79627.38534593559 | 129754.9098265168 | 188130.5440130189 | 250924.80839912145 | 315781.1002117042 | 381447.6450696781 | 447402.02044193225 | 513429.2294987683 | 579458.8999363732 | 645493.4931355161 | 711528.0863346589 | 777562.6795338017 | 843597.2727329446 | 909631.8659320874 | 0 | 0 | 0 | 0 | 0 | 0 | 0 | 0 | 0 | 0 | 0 | 0 | 0 | 0 | 0 | 0 | 0 | 0 | 0 | 0 | 0 | 0 | 0 | 0 | 0 | 0 | 0 | 0 | 12.6637 | 12.6637 | 12.6637 | 12.6637 | 12.6637 | 12.6637 | 12.6637 | 12.6637 | 12.6637 | 12.6637 | 12.6637 | 12.6637 | 12.6637 | 12.6637 | 12.6637 | 12.6637 | 12.6637 | 12.6637 | 12.6637 | 12.6637 | 12.6637 | 12.6637 | 12.6637 | 12.6637 | 12.6637 | 12.6637 | 12.6637 | 12.6637 | -0.0188 | -0.0188 | -0.0188 | -0.0188 | -0.0188 | -0.0188 | -0.0188 | -0.0188 | -0.0188 | -0.0188 | -0.0188 | -0.0188 | -0.0188 | -0.0188 | -0.0188 | -0.0188 | -0.0188 | -0.0188 | -0.0188 | -0.0188 | -0.0188 | -0.0188 | -0.0188 | -0.0188 | -0.0188 | -0.0188 | -0.0188 | -0.0188 | 0 | 0 | 0 | 0 | 0 | 0 | 0 | 0 | 0 | 0 | 0 | 0 | 0 | 0 | 0 | 0 | 0 | 0 | 0 | 0 | 0 | 0 | 0 | 0 | 0 | 0 | 0 | 0 | 0 | 0 | 0 | 0 | 0 | 0 | 0 | 0 | 0 | 0 | 0 | 0 | 0 | 0 | 0 | 0 | 0 | 0 | 0 | 0 | 0 | 0 | 0 | 0 | 0 | 0 | 0 | 0 | 0 | 0 | 0 | 0 | 0 | 0 | 0 | 0 | 0 | 0 | 0 | 0 | 0 | 0 | 0 | 0 | 0 | 0 | 0 | 0 | 0 | 0 | 0 | 0 | 0 | 0 | 0 | 0 | 0 | 0 | 0 | 0 | 0 | 0 | 0 | 0 | 0 | 0 | 0 | 0 | 0 | 0 | 0 | 0 | 0 | 0 | 0 | 0 | 0 | 0 | 0 | 0 | 0 | 0 | 0 | 0 | 0 | 0 | 0 | 0 | 0 | 0 | 0 | 0 | 0 | 0 | 0 | 0 | 0 | 0 | 0 | 0 | 0 | 0 | 0 | 0 | 0 | 0 | 0 | 0 | 0 | 0 | 0 | 0 | 12.6637 | 12.6637 | 12.6637 | 12.6637 | 12.6637 | 12.6637 | 12.6637 | 12.6637 | 12.6637 | 12.6637 | 12.6637 | 12.6637 | 12.6637 | 12.6637 | 12.6637 | 12.6637 | 12.6637 | 12.6637 | 12.6637 | 12.6637 | 12.6637 | 12.6637 | 12.6637 | 12.6637 | 12.6637 | 12.6637 | 12.6637 | 12.6637 | -0.0188 | -0.0188 | -0.0188 | -0.0188 | -0.0188 | -0.0188 | -0.0188 | -0.0188 | -0.0188 | -0.0188 | -0.0188 | -0.0188 | -0.0188 | -0.0188 | -0.0188 | -0.0188 | -0.0188 | -0.0188 | -0.0188 | -0.0188 | -0.0188 | -0.0188 | -0.0188 | -0.0188 | -0.0188 | -0.0188 | -0.0188 | -0.0188 | 0 | 0 | 0 | 0 | 0 | 0 | 0 | 0 | 0 | 0 | 0 | 0 | 0 | 0 | 0 | 0 | 0 | 0 | 0 | 0 | 0 | 0 | 0 | 0 | 0 | 0 | 0 | 0 | 0 | 0 | 0 | 0 | 0 | 0 | 0 | 0 | 0 | 0 | 0 | 0 | 0 | 0 | 0 | 0 | 0 | 0 | 0 | 0 | 0 | 0 | 0 | 0 | 0 | 0 | 0 | 0 | 0 | 0 | 0 | 0 | 0 | 0 | 0 | 0 | 0 | 0 | 0 | 0 | 0 | 0 | 0 | 0 | 0 | 0 | 0 | 0 | 0 | 0 | 0 | 0 | 0 | 0 | 0 | 0 | 0 | 0
Lodging - Guest Room Controls_Warehouse_Existing_Equipment that determines the occupancy of the room | Lodging - Guest Room Controls_Warehouse_Existing | Lodging - Guest Room Controls_Commercial_Existing_manual heating/cooling temperature set-point and fan On/Off/Auto thermostat controls_Equipment that determines the occupancy of the room | Commercial | Warehouse | Existing | Space Heating | Natural Gas | Lodging - Guest Room Controls | NEQ | manual heating/cooling temperature set-point and fan On/Off/Auto thermostat controls | 15 | 15 | 15 | 0 | 0 | 0 | 0 | 0 | Retro5Med | 8.35569166605469E-06 | TBD | A | WCM743 | 0.7 | 0.42 | LodgUnit | 0.0321 | 0 | 0 | 0 | 0 | IL TRM v13 - 4.4.8 - Guest Room Energy Management (PTAC & PTHP) - CI-HVC-GREM-V06-0601 | IL TRM v13 - 4.4.8 - Guest Room Energy Management (PTAC & PTHP) - CI-HVC-GREM-V06-0601 | AEG BEST | 0 | 0 | 319.8724 | manual heating/cooling temperature set-point and fan On/Off/Auto thermostat controls | manual heating/cooling temperature set-point and fan On/Off/Auto thermostat controls | manual heating/cooling temperature set-point and fan On/Off/Auto thermostat controls | manual heating/cooling temperature set-point and fan On/Off/Auto thermostat controls | manual heating/cooling temperature set-point and fan On/Off/Auto thermostat controls | manual heating/cooling temperature set-point and fan On/Off/Auto thermostat controls | manual heating/cooling temperature set-point and fan On/Off/Auto thermostat controls | manual heating/cooling temperature set-point and fan On/Off/Auto thermostat controls | manual heating/cooling temperature set-point and fan On/Off/Auto thermostat controls | manual heating/cooling temperature set-point and fan On/Off/Auto thermostat controls | manual heating/cooling temperature set-point and fan On/Off/Auto thermostat controls | manual heating/cooling temperature set-point and fan On/Off/Auto thermostat controls | manual heating/cooling temperature set-point and fan On/Off/Auto thermostat controls | manual heating/cooling temperature set-point and fan On/Off/Auto thermostat controls | manual heating/cooling temperature set-point and fan On/Off/Auto thermostat controls | manual heating/cooling temperature set-point and fan On/Off/Auto thermostat controls | manual heating/cooling temperature set-point and fan On/Off/Auto thermostat controls | manual heating/cooling temperature set-point and fan On/Off/Auto thermostat controls | manual heating/cooling temperature set-point and fan On/Off/Auto thermostat controls | manual heating/cooling temperature set-point and fan On/Off/Auto thermostat controls | manual heating/cooling temperature set-point and fan On/Off/Auto thermostat controls | manual heating/cooling temperature set-point and fan On/Off/Auto thermostat controls | manual heating/cooling temperature set-point and fan On/Off/Auto thermostat controls | manual heating/cooling temperature set-point and fan On/Off/Auto thermostat controls | manual heating/cooling temperature set-point and fan On/Off/Auto thermostat controls | manual heating/cooling temperature set-point and fan On/Off/Auto thermostat controls | manual heating/cooling temperature set-point and fan On/Off/Auto thermostat controls | manual heating/cooling temperature set-point and fan On/Off/Auto thermostat controls | 0 | 0 | 0 | 0 | 0 | 0 | 0 | 0 | 0 | 0 | 0 | 0 | 0 | 0 | 0 | 0 | 0 | 0 | 0 | 0 | 0 | 0 | 0 | 0 | 0 | 0 | 0 | 0 | 0 | 0 | 0 | 0 | 0 | 0 | 0 | 0 | 0 | 0 | 0 | 0 | 0 | 0 | 0 | 0 | 0 | 0 | 0 | 0 | 0 | 0 | 0 | 0 | 0 | 0 | 0 | 0 | 0 | 0 | 0 | 0 | 0 | 0 | 0 | 0 | 0 | 0 | 0 | 0 | 0 | 0 | 0 | 0 | 0 | 0 | 0 | 0 | 0 | 0 | 0 | 0 | 0 | 0 | 0 | 0 | 0 | 0 | 0 | 0 | 0 | 0 | 0 | 0 | 0 | 0 | 0 | 0 | 0 | 0 | 0 | 0 | 0 | 0 | 0 | 0 | 0 | 0 | 0 | 0 | 0 | 0 | 0 | 0 | Equipment that determines the occupancy of the room | Equipment that determines the occupancy of the room | Equipment that determines the occupancy of the room | Equipment that determines the occupancy of the room | Equipment that determines the occupancy of the room | Equipment that determines the occupancy of the room | Equipment that determines the occupancy of the room | Equipment that determines the occupancy of the room | Equipment that determines the occupancy of the room | Equipment that determines the occupancy of the room | Equipment that determines the occupancy of the room | Equipment that determines the occupancy of the room | Equipment that determines the occupancy of the room | Equipment that determines the occupancy of the room | Equipment that determines the occupancy of the room | Equipment that determines the occupancy of the room | Equipment that determines the occupancy of the room | Equipment that determines the occupancy of the room | Equipment that determines the occupancy of the room | Equipment that determines the occupancy of the room | Equipment that determines the occupancy of the room | Equipment that determines the occupancy of the room | Equipment that determines the occupancy of the room | Equipment that determines the occupancy of the room | Equipment that determines the occupancy of the room | Equipment that determines the occupancy of the room | Equipment that determines the occupancy of the room | Equipment that determines the occupancy of the room | 319.8724 | 319.8724 | 319.8724 | 319.8724 | 319.8724 | 319.8724 | 319.8724 | 319.8724 | 319.8724 | 319.8724 | 319.8724 | 319.8724 | 319.8724 | 319.8724 | 319.8724 | 319.8724 | 319.8724 | 319.8724 | 319.8724 | 319.8724 | 319.8724 | 319.8724 | 319.8724 | 319.8724 | 319.8724 | 319.8724 | 319.8724 | 319.8724 | 0 | 0 | 0 | 0 | 0 | 0 | 0 | 0 | 0 | 0 | 0 | 0 | 0 | 0 | 0 | 0 | 0 | 0 | 0 | 0 | 0 | 0 | 0 | 0 | 0 | 0 | 0 | 0 | 0 | 0 | 0 | 0 | 0 | 0 | 0 | 0 | 0 | 0 | 0 | 0 | 0 | 0 | 0 | 0 | 0 | 0 | 0 | 0 | 0 | 0 | 0 | 0 | 0 | 0 | 0 | 0 | 0 | 0 | 0 | 0 | 0 | 0 | 0 | 0 | 0 | 0 | 0 | 0 | 0 | 0 | 0 | 0 | 0 | 0 | 0 | 0 | 0 | 0 | 0 | 0 | 0 | 0 | 0 | 0 | 0 | 0 | 0 | 0 | 0 | 0 | 0 | 0 | 0 | 0 | 0 | 0 | 0 | 0 | 0 | 0 | 0 | 0 | 0 | 0 | 0 | 0 | 0 | 0 | 0 | 0 | 0 | 0 | 0 | 0 | 0 | 0 | 0 | 0 | 0 | 0 | 0 | 0 | 0 | 0 | 0 | 0 | 0 | 0 | 0 | 0 | 0 | 0 | 0 | 0 | 0 | 0 | 0 | 0 | 0 | 0 | Equipment that determines the occupancy of the room | Equipment that determines the occupancy of the room | Equipment that determines the occupancy of the room | Equipment that determines the occupancy of the room | Equipment that determines the occupancy of the room | Equipment that determines the occupancy of the room | Equipment that determines the occupancy of the room | Equipment that determines the occupancy of the room | Equipment that determines the occupancy of the room | Equipment that determines the occupancy of the room | Equipment that determines the occupancy of the room | Equipment that determines the occupancy of the room | Equipment that determines the occupancy of the room | Equipment that determines the occupancy of the room | Equipment that determines the occupancy of the room | Equipment that determines the occupancy of the room | Equipment that determines the occupancy of the room | Equipment that determines the occupancy of the room | Equipment that determines the occupancy of the room | Equipment that determines the occupancy of the room | Equipment that determines the occupancy of the room | Equipment that determines the occupancy of the room | Equipment that determines the occupancy of the room | Equipment that determines the occupancy of the room | Equipment that determines the occupancy of the room | Equipment that determines the occupancy of the room | Equipment that determines the occupancy of the room | Equipment that determines the occupancy of the room | 319.8724 | 319.8724 | 319.8724 | 319.8724 | 319.8724 | 319.8724 | 319.8724 | 319.8724 | 319.8724 | 319.8724 | 319.8724 | 319.8724 | 319.8724 | 319.8724 | 319.8724 | 319.8724 | 319.8724 | 319.8724 | 319.8724 | 319.8724 | 319.8724 | 319.8724 | 319.8724 | 319.8724 | 319.8724 | 319.8724 | 319.8724 | 319.8724 | 0 | 0 | 0 | 0 | 0 | 0 | 0 | 0 | 0 | 0 | 0 | 0 | 0 | 0 | 0 | 0 | 0 | 0 | 0 | 0 | 0 | 0 | 0 | 0 | 0 | 0 | 0 | 0 | 0 | 0 | 0 | 0 | 0 | 0 | 0 | 0 | 0 | 0 | 0 | 0 | 0 | 0 | 0 | 0 | 0 | 0 | 0 | 0 | 0 | 0 | 0 | 0 | 0 | 0 | 0 | 0 | 0 | 0 | 0 | 0 | 0 | 0 | 0 | 0 | 0 | 0 | 0 | 0 | 0 | 0 | 0 | 0 | 0 | 0 | 0 | 0 | 0 | 0 | 0 | 0 | 0 | 0 | 0 | 0 | 0 | 0 | 0 | 0 | 0 | 0 | 0 | 0 | 0 | 0 | 0 | 0 | 0 | 0 | 0 | 0 | 0 | 0 | 0 | 0 | 0 | 0 | 0 | 0 | 0 | 0 | 0 | 0 | 0 | 0
Windows - Secondary Glazing Systems_Restaurant_Existing_Windows Upgraded with Secondary Commercial Window Glazing | Windows - Secondary Glazing Systems_Restaurant_Existing | Windows - Secondary Glazing Systems_Commercial_Existing_Standard Commercial Windows_Windows Upgraded with Secondary Commercial Window Glazing | Commercial | Restaurant | Existing | Space Heating | Natural Gas | Windows - Secondary Glazing Systems | NEQ | Standard Commercial Windows | 30 | 30 | 30 | 0.016043 | 0 | 0 | 0.01 | 0.5 | Retro1Slow | 0.012666666666666666 | TBD | A | WCM106 | 0.7 | 0.42 | sqft window | 0.0321 | 216373.39873400592 | 216373.3987 | 170660.70886062435 | 170660.7089 | Regional Technical Forum - UES Workbook - Secondary Glazing Systems (SGS) - ComSecondaryGlazingSystems_v3_1 - AEG Adjusted | Regional Technical Forum - UES Workbook - Secondary Glazing Systems (SGS) - ComSecondaryGlazingSystems_v3_1 - AEG Adjusted | Regional Technical Forum - UES Workbook - Secondary Glazing Systems (SGS) - ComSecondaryGlazingSystems_v3_1 - AEG Adjusted | 0 | 0 | 48.1437 | Standard Commercial Windows | Standard Commercial Windows | Standard Commercial Windows | Standard Commercial Windows | Standard Commercial Windows | Standard Commercial Windows | Standard Commercial Windows | Standard Commercial Windows | Standard Commercial Windows | Standard Commercial Windows | Standard Commercial Windows | Standard Commercial Windows | Standard Commercial Windows | Standard Commercial Windows | Standard Commercial Windows | Standard Commercial Windows | Standard Commercial Windows | Standard Commercial Windows | Standard Commercial Windows | Standard Commercial Windows | Standard Commercial Windows | Standard Commercial Windows | Standard Commercial Windows | Standard Commercial Windows | Standard Commercial Windows | Standard Commercial Windows | Standard Commercial Windows | Standard Commercial Windows | 0 | 0 | 0 | 39.7157 | 77.6089 | 134.2934 | 212.1597 | 311.5437 | 429.7427 | 560.6837 | 694.8293 | 819.8159 | 921.5216 | 986.0133 | 1001.8794 | 962.747 | 870.2158 | 734.9893 | 584.7119 | 431.1995 | 288.5408 | 147.6685 | 95.66 | 8.9501e-16 | 8.7326e-16 | 8.5318e-16 | 8.3462e-16 | 8.1747e-16 | 0 | 0 | 0 | 39.7157 | 116.4341 | 247.7662 | 452.7951 | 749.5959 | 1151.6957 | 1665.3233 | 2286.7915 | 3001.3178 | 3782.4029 | 4593.2723 | 5389.1065 | 6119.8301 | 6738.2832 | 7207.965 | 7518.5522 | 7681.8364 | 7713.5135 | 7627.3255 | 7507.1598 | 7314.75 | 7137.042 | 6972.8825 | 6821.209 | 6681.0433 | 0 | 0 | 0 | 559.8577671433254 | 1119.1189543883963 | 1987.0463820987516 | 3232.203287396816 | 4906.033141067724 | 7026.487767710796 | 9557.952990423657 | 12390.559164574554 | 15324.986198143 | 18071.7992002872 | 20275.384257574005 | 21569.191439004248 | 21659.23996331751 | 20417.486421777296 | 17951.537068125166 | 14845.722805412926 | 11352.611557080474 | 7859.500308748021 | 4148.069607394787 | 2765.379738263193 | 2.6553844160541E-14 | 2.6553844160541E-14 | 2.6553844160541E-14 | 2.6553844160541E-14 | 2.6553844160541E-14 | 0 | 0 | 0 | 559.8577671433254 | 1678.9767215317218 | 3666.023103630473 | 6898.226391027289 | 11804.259532095011 | 18830.747299805807 | 28388.700290229463 | 40779.259454804014 | 56104.245652947015 | 74176.04485323421 | 94451.42911080823 | 116020.62054981246 | 137679.86051312997 | 158097.34693490728 | 176048.88400303244 | 190894.60680844536 | 202247.21836552583 | 210106.71867427384 | 214254.78828166865 | 217020.16801993185 | 217020.16801993185 | 217020.16801993185 | 217020.16801993185 | 217020.16801993185 | 217020.16801993185 | Windows Upgraded with Secondary Commercial Window Glazing | Windows Upgraded with Secondary Commercial Window Glazing | Windows Upgraded with Secondary Commercial Window Glazing | Windows Upgraded with Secondary Commercial Window Glazing | Windows Upgraded with Secondary Commercial Window Glazing | Windows Upgraded with Secondary Commercial Window Glazing | Windows Upgraded with Secondary Commercial Window Glazing | Windows Upgraded with Secondary Commercial Window Glazing | Windows Upgraded with Secondary Commercial Window Glazing | Windows Upgraded with Secondary Commercial Window Glazing | Windows Upgraded with Secondary Commercial Window Glazing | Windows Upgraded with Secondary Commercial Window Glazing | Windows Upgraded with Secondary Commercial Window Glazing | Windows Upgraded with Secondary Commercial Window Glazing | Windows Upgraded with Secondary Commercial Window Glazing | Windows Upgraded with Secondary Commercial Window Glazing | Windows Upgraded with Secondary Commercial Window Glazing | Windows Upgraded with Secondary Commercial Window Glazing | Windows Upgraded with Secondary Commercial Window Glazing | Windows Upgraded with Secondary Commercial Window Glazing | Windows Upgraded with Secondary Commercial Window Glazing | Windows Upgraded with Secondary Commercial Window Glazing | Windows Upgraded with Secondary Commercial Window Glazing | Windows Upgraded with Secondary Commercial Window Glazing | Windows Upgraded with Secondary Commercial Window Glazing | Windows Upgraded with Secondary Commercial Window Glazing | Windows Upgraded with Secondary Commercial Window Glazing | Windows Upgraded with Secondary Commercial Window Glazing | 48.1437 | 48.1437 | 48.1437 | 48.1437 | 48.1437 | 48.1437 | 48.1437 | 48.1437 | 48.1437 | 48.1437 | 48.1437 | 48.1437 | 48.1437 | 48.1437 | 48.1437 | 48.1437 | 48.1437 | 48.1437 | 48.1437 | 48.1437 | 48.1437 | 48.1437 | 48.1437 | 48.1437 | 48.1437 | 48.1437 | 48.1437 | 48.1437 | 0.016 | 0.016 | 0.016 | 0.016 | 0.016 | 0.016 | 0.016 | 0.016 | 0.016 | 0.016 | 0.016 | 0.016 | 0.016 | 0.016 | 0.016 | 0.016 | 0.016 | 0.016 | 0.016 | 0.016 | 0.016 | 0.016 | 0.016 | 0.016 | 0.016 | 0.016 | 0.016 | 0.016 | 0 | 0 | 0 | 0 | 0 | 0 | 0 | 0 | 0 | 0 | 0 | 0 | 0 | 0 | 0 | 0 | 0 | 0 | 0 | 0 | 0 | 0 | 0 | 0 | 0 | 0 | 0 | 0 | 0 | 0 | 0 | 0 | 0 | 0 | 0 | 0 | 0 | 0 | 0 | 0 | 0 | 0 | 0 | 0 | 0 | 0 | 0 | 0 | 0 | 0 | 0 | 0 | 0 | 0 | 0 | 0 | 0 | 0 | 0 | 0 | 0 | 0 | 0 | 0 | 0 | 0 | 0 | 0 | 0 | 0 | 0 | 0 | 0 | 0 | 0 | 0 | 0 | 0 | 0 | 0 | 0 | 0 | 0 | 0 | 0 | 0 | 0 | 0 | 0 | 0 | 0 | 0 | 0 | 0 | 0 | 0 | 0 | 0 | 0 | 0 | 0 | 0 | 0 | 0 | 0 | 0 | 0 | 0 | 0 | 0 | 0 | 0 | Windows Upgraded with Secondary Commercial Window Glazing | Windows Upgraded with Secondary Commercial Window Glazing | Windows Upgraded with Secondary Commercial Window Glazing | Windows Upgraded with Secondary Commercial Window Glazing | Windows Upgraded with Secondary Commercial Window Glazing | Windows Upgraded with Secondary Commercial Window Glazing | Windows Upgraded with Secondary Commercial Window Glazing | Windows Upgraded with Secondary Commercial Window Glazing | Windows Upgraded with Secondary Commercial Window Glazing | Windows Upgraded with Secondary Commercial Window Glazing | Windows Upgraded with Secondary Commercial Window Glazing | Windows Upgraded with Secondary Commercial Window Glazing | Windows Upgraded with Secondary Commercial Window Glazing | Windows Upgraded with Secondary Commercial Window Glazing | Windows Upgraded with Secondary Commercial Window Glazing | Windows Upgraded with Secondary Commercial Window Glazing | Windows Upgraded with Secondary Commercial Window Glazing | Windows Upgraded with Secondary Commercial Window Glazing | Windows Upgraded with Secondary Commercial Window Glazing | Windows Upgraded with Secondary Commercial Window Glazing | Windows Upgraded with Secondary Commercial Window Glazing | Windows Upgraded with Secondary Commercial Window Glazing | Windows Upgraded with Secondary Commercial Window Glazing | Windows Upgraded with Secondary Commercial Window Glazing | Windows Upgraded with Secondary Commercial Window Glazing | Windows Upgraded with Secondary Commercial Window Glazing | Windows Upgraded with Secondary Commercial Window Glazing | Windows Upgraded with Secondary Commercial Window Glazing | 48.1437 | 48.1437 | 48.1437 | 48.1437 | 48.1437 | 48.1437 | 48.1437 | 48.1437 | 48.1437 | 48.1437 | 48.1437 | 48.1437 | 48.1437 | 48.1437 | 48.1437 | 48.1437 | 48.1437 | 48.1437 | 48.1437 | 48.1437 | 48.1437 | 48.1437 | 48.1437 | 48.1437 | 48.1437 | 48.1437 | 48.1437 | 48.1437 | 0.016 | 0.016 | 0.016 | 0.016 | 0.016 | 0.016 | 0.016 | 0.016 | 0.016 | 0.016 | 0.016 | 0.016 | 0.016 | 0.016 | 0.016 | 0.016 | 0.016 | 0.016 | 0.016 | 0.016 | 0.016 | 0.016 | 0.016 | 0.016 | 0.016 | 0.016 | 0.016 | 0.016 | 0 | 0 | 0 | 0 | 0 | 0 | 0 | 0 | 0 | 0 | 0 | 0 | 0 | 0 | 0 | 0 | 0 | 0 | 0 | 0 | 0 | 0 | 0 | 0 | 0 | 0 | 0 | 0 | 0 | 0 | 0 | 0 | 0 | 0 | 0 | 0 | 0 | 0 | 0 | 0 | 0 | 0 | 0 | 0 | 0 | 0 | 0 | 0 | 0 | 0 | 0 | 0 | 0 | 0 | 0 | 0 | 0 | 0 | 0 | 0 | 0 | 0 | 0 | 0 | 0 | 0 | 0 | 0 | 0 | 0 | 0 | 0 | 0 | 0 | 0 | 0 | 0 | 0 | 0 | 0 | 0 | 0 | 0 | 0 | 0 | 0
Ducting - Repair and Sealing_Warehouse_New_Not Applicable Segment or Vintage | Ducting - Repair and Sealing_Warehouse_New | Ducting - Repair and Sealing_Commercial_New_Not Applicable Segment or Vintage_Not Applicable Segment or Vintage | Commercial | Warehouse | New | Space Heating | Natural Gas | Ducting - Repair and Sealing | NEQ | Not Applicable Segment or Vintage | 15 | 15 | 15 | 0 | 0 | 0 | 0 | 0 | Retro5Med | 8.35569166605469E-06 | TBD | A | WCM754 | 0.7 | 0.42 | sqft | 0.0321 | 0 | 0 | 0 | 0 | Not Applicable Segment or Vintage | Not Applicable Segment or Vintage | AEG BEST | 0 | 0 | 0 | Not Applicable Segment or Vintage | Not Applicable Segment or Vintage | Not Applicable Segment or Vintage | Not Applicable Segment or Vintage | Not Applicable Segment or Vintage | Not Applicable Segment or Vintage | Not Applicable Segment or Vintage | Not Applicable Segment or Vintage | Not Applicable Segment or Vintage | Not Applicable Segment or Vintage | Not Applicable Segment or Vintage | Not Applicable Segment or Vintage | Not Applicable Segment or Vintage | Not Applicable Segment or Vintage | Not Applicable Segment or Vintage | Not Applicable Segment or Vintage | Not Applicable Segment or Vintage | Not Applicable Segment or Vintage | Not Applicable Segment or Vintage | Not Applicable Segment or Vintage | Not Applicable Segment or Vintage | Not Applicable Segment or Vintage | Not Applicable Segment or Vintage | Not Applicable Segment or Vintage | Not Applicable Segment or Vintage | Not Applicable Segment or Vintage | Not Applicable Segment or Vintage | Not Applicable Segment or Vintage | 0 | 0 | 0 | 0 | 0 | 0 | 0 | 0 | 0 | 0 | 0 | 0 | 0 | 0 | 0 | 0 | 0 | 0 | 0 | 0 | 0 | 0 | 0 | 0 | 0 | 0 | 0 | 0 | 0 | 0 | 0 | 0 | 0 | 0 | 0 | 0 | 0 | 0 | 0 | 0 | 0 | 0 | 0 | 0 | 0 | 0 | 0 | 0 | 0 | 0 | 0 | 0 | 0 | 0 | 0 | 0 | 0 | 0 | 0 | 0 | 0 | 0 | 0 | 0 | 0 | 0 | 0 | 0 | 0 | 0 | 0 | 0 | 0 | 0 | 0 | 0 | 0 | 0 | 0 | 0 | 0 | 0 | 0 | 0 | 0 | 0 | 0 | 0 | 0 | 0 | 0 | 0 | 0 | 0 | 0 | 0 | 0 | 0 | 0 | 0 | 0 | 0 | 0 | 0 | 0 | 0 | 0 | 0 | 0 | 0 | 0 | 0 | Not Applicable Segment or Vintage | Not Applicable Segment or Vintage | Not Applicable Segment or Vintage | Not Applicable Segment or Vintage | Not Applicable Segment or Vintage | Not Applicable Segment or Vintage | Not Applicable Segment or Vintage | Not Applicable Segment or Vintage | Not Applicable Segment or Vintage | Not Applicable Segment or Vintage | Not Applicable Segment or Vintage | Not Applicable Segment or Vintage | Not Applicable Segment or Vintage | Not Applicable Segment or Vintage | Not Applicable Segment or Vintage | Not Applicable Segment or Vintage | Not Applicable Segment or Vintage | Not Applicable Segment or Vintage | Not Applicable Segment or Vintage | Not Applicable Segment or Vintage | Not Applicable Segment or Vintage | Not Applicable Segment or Vintage | Not Applicable Segment or Vintage | Not Applicable Segment or Vintage | Not Applicable Segment or Vintage | Not Applicable Segment or Vintage | Not Applicable Segment or Vintage | Not Applicable Segment or Vintage | 0 | 0 | 0 | 0 | 0 | 0 | 0 | 0 | 0 | 0 | 0 | 0 | 0 | 0 | 0 | 0 | 0 | 0 | 0 | 0 | 0 | 0 | 0 | 0 | 0 | 0 | 0 | 0 | 0 | 0 | 0 | 0 | 0 | 0 | 0 | 0 | 0 | 0 | 0 | 0 | 0 | 0 | 0 | 0 | 0 | 0 | 0 | 0 | 0 | 0 | 0 | 0 | 0 | 0 | 0 | 0 | 0 | 0 | 0 | 0 | 0 | 0 | 0 | 0 | 0 | 0 | 0 | 0 | 0 | 0 | 0 | 0 | 0 | 0 | 0 | 0 | 0 | 0 | 0 | 0 | 0 | 0 | 0 | 0 | 0 | 0 | 0 | 0 | 0 | 0 | 0 | 0 | 0 | 0 | 0 | 0 | 0 | 0 | 0 | 0 | 0 | 0 | 0 | 0 | 0 | 0 | 0 | 0 | 0 | 0 | 0 | 0 | 0 | 0 | 0 | 0 | 0 | 0 | 0 | 0 | 0 | 0 | 0 | 0 | 0 | 0 | 0 | 0 | 0 | 0 | 0 | 0 | 0 | 0 | 0 | 0 | 0 | 0 | 0 | 0 | 0 | 0 | 0 | 0 | 0 | 0 | 0 | 0 | 0 | 0 | 0 | 0 | 0 | 0 | 0 | 0 | 0 | 0 | 0 | 0 | 0 | 0 | 0 | 0 | 0 | 0 | 0 | 0 | Not Applicable Segment or Vintage | Not Applicable Segment or Vintage | Not Applicable Segment or Vintage | Not Applicable Segment or Vintage | Not Applicable Segment or Vintage | Not Applicable Segment or Vintage | Not Applicable Segment or Vintage | Not Applicable Segment or Vintage | Not Applicable Segment or Vintage | Not Applicable Segment or Vintage | Not Applicable Segment or Vintage | Not Applicable Segment or Vintage | Not Applicable Segment or Vintage | Not Applicable Segment or Vintage | Not Applicable Segment or Vintage | Not Applicable Segment or Vintage | Not Applicable Segment or Vintage | Not Applicable Segment or Vintage | Not Applicable Segment or Vintage | Not Applicable Segment or Vintage | Not Applicable Segment or Vintage | Not Applicable Segment or Vintage | Not Applicable Segment or Vintage | Not Applicable Segment or Vintage | Not Applicable Segment or Vintage | Not Applicable Segment or Vintage | Not Applicable Segment or Vintage | Not Applicable Segment or Vintage | 0 | 0 | 0 | 0 | 0 | 0 | 0 | 0 | 0 | 0 | 0 | 0 | 0 | 0 | 0 | 0 | 0 | 0 | 0 | 0 | 0 | 0 | 0 | 0 | 0 | 0 | 0 | 0 | 0 | 0 | 0 | 0 | 0 | 0 | 0 | 0 | 0 | 0 | 0 | 0 | 0 | 0 | 0 | 0 | 0 | 0 | 0 | 0 | 0 | 0 | 0 | 0 | 0 | 0 | 0 | 0 | 0 | 0 | 0 | 0 | 0 | 0 | 0 | 0 | 0 | 0 | 0 | 0 | 0 | 0 | 0 | 0 | 0 | 0 | 0 | 0 | 0 | 0 | 0 | 0 | 0 | 0 | 0 | 0 | 0 | 0 | 0 | 0 | 0 | 0 | 0 | 0 | 0 | 0 | 0 | 0 | 0 | 0 | 0 | 0 | 0 | 0 | 0 | 0 | 0 | 0 | 0 | 0 | 0 | 0 | 0 | 0 | 0 | 0 | 0 | 0 | 0 | 0 | 0 | 0 | 0 | 0 | 0 | 0 | 0 | 0 | 0 | 0 | 0 | 0 | 0 | 0 | 0 | 0 | 0 | 0 | 0 | 0 | 0 | 0 | 0 | 0
Insulation - Ducting_Warehouse_New_Not Applicable Segment or Vintage | Insulation - Ducting_Warehouse_New | Insulation - Ducting_Commercial_New_Not Applicable Segment or Vintage_Not Applicable Segment or Vintage | Commercial | Warehouse | New | Space Heating | Natural Gas | Insulation - Ducting | NEQ | Not Applicable Segment or Vintage | 15 | 15 | 15 | 0 | 0 | 0 | 0 | 0 | Retro5Med | 8.35569166605469E-06 | TBD | A | WCM753 | 0.7 | 0.42 | sqft | 0.0321 | 0 | 0 | 0 | 0 | Not Applicable Segment or Vintage | Not Applicable Segment or Vintage | AEG BEST | 0 | 0 | 0 | Not Applicable Segment or Vintage | Not Applicable Segment or Vintage | Not Applicable Segment or Vintage | Not Applicable Segment or Vintage | Not Applicable Segment or Vintage | Not Applicable Segment or Vintage | Not Applicable Segment or Vintage | Not Applicable Segment or Vintage | Not Applicable Segment or Vintage | Not Applicable Segment or Vintage | Not Applicable Segment or Vintage | Not Applicable Segment or Vintage | Not Applicable Segment or Vintage | Not Applicable Segment or Vintage | Not Applicable Segment or Vintage | Not Applicable Segment or Vintage | Not Applicable Segment or Vintage | Not Applicable Segment or Vintage | Not Applicable Segment or Vintage | Not Applicable Segment or Vintage | Not Applicable Segment or Vintage | Not Applicable Segment or Vintage | Not Applicable Segment or Vintage | Not Applicable Segment or Vintage | Not Applicable Segment or Vintage | Not Applicable Segment or Vintage | Not Applicable Segment or Vintage | Not Applicable Segment or Vintage | 0 | 0 | 0 | 0 | 0 | 0 | 0 | 0 | 0 | 0 | 0 | 0 | 0 | 0 | 0 | 0 | 0 | 0 | 0 | 0 | 0 | 0 | 0 | 0 | 0 | 0 | 0 | 0 | 0 | 0 | 0 | 0 | 0 | 0 | 0 | 0 | 0 | 0 | 0 | 0 | 0 | 0 | 0 | 0 | 0 | 0 | 0 | 0 | 0 | 0 | 0 | 0 | 0 | 0 | 0 | 0 | 0 | 0 | 0 | 0 | 0 | 0 | 0 | 0 | 0 | 0 | 0 | 0 | 0 | 0 | 0 | 0 | 0 | 0 | 0 | 0 | 0 | 0 | 0 | 0 | 0 | 0 | 0 | 0 | 0 | 0 | 0 | 0 | 0 | 0 | 0 | 0 | 0 | 0 | 0 | 0 | 0 | 0 | 0 | 0 | 0 | 0 | 0 | 0 | 0 | 0 | 0 | 0 | 0 | 0 | 0 | 0 | Not Applicable Segment or Vintage | Not Applicable Segment or Vintage | Not Applicable Segment or Vintage | Not Applicable Segment or Vintage | Not Applicable Segment or Vintage | Not Applicable Segment or Vintage | Not Applicable Segment or Vintage | Not Applicable Segment or Vintage | Not Applicable Segment or Vintage | Not Applicable Segment or Vintage | Not Applicable Segment or Vintage | Not Applicable Segment or Vintage | Not Applicable Segment or Vintage | Not Applicable Segment or Vintage | Not Applicable Segment or Vintage | Not Applicable Segment or Vintage | Not Applicable Segment or Vintage | Not Applicable Segment or Vintage | Not Applicable Segment or Vintage | Not Applicable Segment or Vintage | Not Applicable Segment or Vintage | Not Applicable Segment or Vintage | Not Applicable Segment or Vintage | Not Applicable Segment or Vintage | Not Applicable Segment or Vintage | Not Applicable Segment or Vintage | Not Applicable Segment or Vintage | Not Applicable Segment or Vintage | 0 | 0 | 0 | 0 | 0 | 0 | 0 | 0 | 0 | 0 | 0 | 0 | 0 | 0 | 0 | 0 | 0 | 0 | 0 | 0 | 0 | 0 | 0 | 0 | 0 | 0 | 0 | 0 | 0 | 0 | 0 | 0 | 0 | 0 | 0 | 0 | 0 | 0 | 0 | 0 | 0 | 0 | 0 | 0 | 0 | 0 | 0 | 0 | 0 | 0 | 0 | 0 | 0 | 0 | 0 | 0 | 0 | 0 | 0 | 0 | 0 | 0 | 0 | 0 | 0 | 0 | 0 | 0 | 0 | 0 | 0 | 0 | 0 | 0 | 0 | 0 | 0 | 0 | 0 | 0 | 0 | 0 | 0 | 0 | 0 | 0 | 0 | 0 | 0 | 0 | 0 | 0 | 0 | 0 | 0 | 0 | 0 | 0 | 0 | 0 | 0 | 0 | 0 | 0 | 0 | 0 | 0 | 0 | 0 | 0 | 0 | 0 | 0 | 0 | 0 | 0 | 0 | 0 | 0 | 0 | 0 | 0 | 0 | 0 | 0 | 0 | 0 | 0 | 0 | 0 | 0 | 0 | 0 | 0 | 0 | 0 | 0 | 0 | 0 | 0 | 0 | 0 | 0 | 0 | 0 | 0 | 0 | 0 | 0 | 0 | 0 | 0 | 0 | 0 | 0 | 0 | 0 | 0 | 0 | 0 | 0 | 0 | 0 | 0 | 0 | 0 | 0 | 0 | Not Applicable Segment or Vintage | Not Applicable Segment or Vintage | Not Applicable Segment or Vintage | Not Applicable Segment or Vintage | Not Applicable Segment or Vintage | Not Applicable Segment or Vintage | Not Applicable Segment or Vintage | Not Applicable Segment or Vintage | Not Applicable Segment or Vintage | Not Applicable Segment or Vintage | Not Applicable Segment or Vintage | Not Applicable Segment or Vintage | Not Applicable Segment or Vintage | Not Applicable Segment or Vintage | Not Applicable Segment or Vintage | Not Applicable Segment or Vintage | Not Applicable Segment or Vintage | Not Applicable Segment or Vintage | Not Applicable Segment or Vintage | Not Applicable Segment or Vintage | Not Applicable Segment or Vintage | Not Applicable Segment or Vintage | Not Applicable Segment or Vintage | Not Applicable Segment or Vintage | Not Applicable Segment or Vintage | Not Applicable Segment or Vintage | Not Applicable Segment or Vintage | Not Applicable Segment or Vintage | 0 | 0 | 0 | 0 | 0 | 0 | 0 | 0 | 0 | 0 | 0 | 0 | 0 | 0 | 0 | 0 | 0 | 0 | 0 | 0 | 0 | 0 | 0 | 0 | 0 | 0 | 0 | 0 | 0 | 0 | 0 | 0 | 0 | 0 | 0 | 0 | 0 | 0 | 0 | 0 | 0 | 0 | 0 | 0 | 0 | 0 | 0 | 0 | 0 | 0 | 0 | 0 | 0 | 0 | 0 | 0 | 0 | 0 | 0 | 0 | 0 | 0 | 0 | 0 | 0 | 0 | 0 | 0 | 0 | 0 | 0 | 0 | 0 | 0 | 0 | 0 | 0 | 0 | 0 | 0 | 0 | 0 | 0 | 0 | 0 | 0 | 0 | 0 | 0 | 0 | 0 | 0 | 0 | 0 | 0 | 0 | 0 | 0 | 0 | 0 | 0 | 0 | 0 | 0 | 0 | 0 | 0 | 0 | 0 | 0 | 0 | 0 | 0 | 0 | 0 | 0 | 0 | 0 | 0 | 0 | 0 | 0 | 0 | 0 | 0 | 0 | 0 | 0 | 0 | 0 | 0 | 0 | 0 | 0 | 0 | 0 | 0 | 0 | 0 | 0 | 0 | 0
Advanced New Construction Designs_Warehouse_New_Advanced new construction buildings exceeding ASHRAE 90.1 requirements using integrated design approach. | Advanced New Construction Designs_Warehouse_New | Advanced New Construction Designs_Commercial_New_New construction building meeting current code._Advanced new construction buildings exceeding ASHRAE 90.1 requirements using integrated design approach. | Commercial | Warehouse | New | Space Heating | Natural Gas | Advanced New Construction Designs | NEQ | New construction building meeting current code. | 30 | 30 | 30 | 0 | 0 | 0 | 0.25 | 0.75 | RetroEven20 | 0.03333333333333333 | TBD | A | WCM795 | 0.7 | 0.42 | sqft cond | 0.0321 | 0 | 0 | 0 | 0 | Pacific Northwest National Laboratory. Expanded Energy Credits in Energy Codes. PNNL-31572. July 2021. | The Technical Feasibility of Zero Net Energy Buildings in California, CALMAC Study ID - PGE0326.01. December 2012. | Pacific Northwest National Laboratory. Expanded Energy Credits in Energy Codes. PNNL-31572. July 2021. | 0 | 0 | 4.4221 | New construction building meeting current code. | New construction building meeting current code. | New construction building meeting current code. | New construction building meeting current code. | New construction building meeting current code. | New construction building meeting current code. | New construction building meeting current code. | New construction building meeting current code. | New construction building meeting current code. | New construction building meeting current code. | New construction building meeting current code. | New construction building meeting current code. | New construction building meeting current code. | New construction building meeting current code. | New construction building meeting current code. | New construction building meeting current code. | New construction building meeting current code. | New construction building meeting current code. | New construction building meeting current code. | New construction building meeting current code. | New construction building meeting current code. | New construction building meeting current code. | New construction building meeting current code. | New construction building meeting current code. | New construction building meeting current code. | New construction building meeting current code. | New construction building meeting current code. | New construction building meeting current code. | 0 | 0 | 0 | 0 | 0 | 0 | 0 | 0 | 0 | 0 | 0 | 0 | 0 | 0 | 0 | 0 | 0 | 0 | 0 | 0 | 0 | 0 | 0 | 0 | 0 | 0 | 0 | 0 | 0 | 0 | 0 | 0 | 0 | 0 | 0 | 0 | 0 | 0 | 0 | 0 | 0 | 0 | 0 | 0 | 0 | 0 | 0 | 0 | 0 | 0 | 0 | 0 | 0 | 0 | 0 | 0 | 0 | 0 | 0 | 0 | 0 | 0 | 0 | 0 | 0 | 0 | 0 | 0 | 0 | 0 | 0 | 0 | 0 | 0 | 0 | 0 | 0 | 0 | 0 | 0 | 0 | 0 | 0 | 0 | 0 | 0 | 0 | 0 | 0 | 0 | 0 | 0 | 0 | 0 | 0 | 0 | 0 | 0 | 0 | 0 | 0 | 0 | 0 | 0 | 0 | 0 | 0 | 0 | 0 | 0 | 0 | 0 | Advanced new construction buildings exceeding ASHRAE 90.1 requirements using integrated design approach. | Advanced new construction buildings exceeding ASHRAE 90.1 requirements using integrated design approach. | Advanced new construction buildings exceeding ASHRAE 90.1 requirements using integrated design approach. | Advanced new construction buildings exceeding ASHRAE 90.1 requirements using integrated design approach. | Advanced new construction buildings exceeding ASHRAE 90.1 requirements using integrated design approach. | Advanced new construction buildings exceeding ASHRAE 90.1 requirements using integrated design approach. | Advanced new construction buildings exceeding ASHRAE 90.1 requirements using integrated design approach. | Advanced new construction buildings exceeding ASHRAE 90.1 requirements using integrated design approach. | Advanced new construction buildings exceeding ASHRAE 90.1 requirements using integrated design approach. | Advanced new construction buildings exceeding ASHRAE 90.1 requirements using integrated design approach. | Advanced new construction buildings exceeding ASHRAE 90.1 requirements using integrated design approach. | Advanced new construction buildings exceeding ASHRAE 90.1 requirements using integrated design approach. | Advanced new construction buildings exceeding ASHRAE 90.1 requirements using integrated design approach. | Advanced new construction buildings exceeding ASHRAE 90.1 requirements using integrated design approach. | Advanced new construction buildings exceeding ASHRAE 90.1 requirements using integrated design approach. | Advanced new construction buildings exceeding ASHRAE 90.1 requirements using integrated design approach. | Advanced new construction buildings exceeding ASHRAE 90.1 requirements using integrated design approach. | Advanced new construction buildings exceeding ASHRAE 90.1 requirements using integrated design approach. | Advanced new construction buildings exceeding ASHRAE 90.1 requirements using integrated design approach. | Advanced new construction buildings exceeding ASHRAE 90.1 requirements using integrated design approach. | Advanced new construction buildings exceeding ASHRAE 90.1 requirements using integrated design approach. | Advanced new construction buildings exceeding ASHRAE 90.1 requirements using integrated design approach. | Advanced new construction buildings exceeding ASHRAE 90.1 requirements using integrated design approach. | Advanced new construction buildings exceeding ASHRAE 90.1 requirements using integrated design approach. | Advanced new construction buildings exceeding ASHRAE 90.1 requirements using integrated design approach. | Advanced new construction buildings exceeding ASHRAE 90.1 requirements using integrated design approach. | Advanced new construction buildings exceeding ASHRAE 90.1 requirements using integrated design approach. | Advanced new construction buildings exceeding ASHRAE 90.1 requirements using integrated design approach. | 4.4221 | 4.4221 | 4.4221 | 4.4221 | 4.4221 | 4.4221 | 4.4221 | 4.4221 | 4.4221 | 4.4221 | 4.4221 | 4.4221 | 4.4221 | 4.4221 | 4.4221 | 4.4221 | 4.4221 | 4.4221 | 4.4221 | 4.4221 | 4.4221 | 4.4221 | 4.4221 | 4.4221 | 4.4221 | 4.4221 | 4.4221 | 4.4221 | 0 | 0 | 0 | 0 | 0 | 0 | 0 | 0 | 0 | 0 | 0 | 0 | 0 | 0 | 0 | 0 | 0 | 0 | 0 | 0 | 0 | 0 | 0 | 0 | 0 | 0 | 0 | 0 | 0 | 0 | 0 | 0 | 0 | 0 | 0 | 0 | 0 | 0 | 0 | 0 | 0 | 0 | 0 | 0 | 0 | 0 | 0 | 0 | 0 | 0 | 0 | 0 | 0 | 0 | 0 | 0 | 0 | 0 | 0 | 0 | 0 | 0 | 0 | 0 | 0 | 0 | 0 | 0 | 0 | 0 | 0 | 0 | 0 | 0 | 0 | 0 | 0 | 0 | 0 | 0 | 0 | 0 | 0 | 0 | 0 | 0 | 0 | 0 | 0 | 0 | 0 | 0 | 0 | 0 | 0 | 0 | 0 | 0 | 0 | 0 | 0 | 0 | 0 | 0 | 0 | 0 | 0 | 0 | 0 | 0 | 0 | 0 | 0 | 0 | 0 | 0 | 0 | 0 | 0 | 0 | 0 | 0 | 0 | 0 | 0 | 0 | 0 | 0 | 0 | 0 | 0 | 0 | 0 | 0 | 0 | 0 | 0 | 0 | 0 | 0 | Advanced new construction buildings exceeding ASHRAE 90.1 requirements using integrated design approach. | Advanced new construction buildings exceeding ASHRAE 90.1 requirements using integrated design approach. | Advanced new construction buildings exceeding ASHRAE 90.1 requirements using integrated design approach. | Advanced new construction buildings exceeding ASHRAE 90.1 requirements using integrated design approach. | Advanced new construction buildings exceeding ASHRAE 90.1 requirements using integrated design approach. | Advanced new construction buildings exceeding ASHRAE 90.1 requirements using integrated design approach. | Advanced new construction buildings exceeding ASHRAE 90.1 requirements using integrated design approach. | Advanced new construction buildings exceeding ASHRAE 90.1 requirements using integrated design approach. | Advanced new construction buildings exceeding ASHRAE 90.1 requirements using integrated design approach. | Advanced new construction buildings exceeding ASHRAE 90.1 requirements using integrated design approach. | Advanced new construction buildings exceeding ASHRAE 90.1 requirements using integrated design approach. | Advanced new construction buildings exceeding ASHRAE 90.1 requirements using integrated design approach. | Advanced new construction buildings exceeding ASHRAE 90.1 requirements using integrated design approach. | Advanced new construction buildings exceeding ASHRAE 90.1 requirements using integrated design approach. | Advanced new construction buildings exceeding ASHRAE 90.1 requirements using integrated design approach. | Advanced new construction buildings exceeding ASHRAE 90.1 requirements using integrated design approach. | Advanced new construction buildings exceeding ASHRAE 90.1 requirements using integrated design approach. | Advanced new construction buildings exceeding ASHRAE 90.1 requirements using integrated design approach. | Advanced new construction buildings exceeding ASHRAE 90.1 requirements using integrated design approach. | Advanced new construction buildings exceeding ASHRAE 90.1 requirements using integrated design approach. | Advanced new construction buildings exceeding ASHRAE 90.1 requirements using integrated design approach. | Advanced new construction buildings exceeding ASHRAE 90.1 requirements using integrated design approach. | Advanced new construction buildings exceeding ASHRAE 90.1 requirements using integrated design approach. | Advanced new construction buildings exceeding ASHRAE 90.1 requirements using integrated design approach. | Advanced new construction buildings exceeding ASHRAE 90.1 requirements using integrated design approach. | Advanced new construction buildings exceeding ASHRAE 90.1 requirements using integrated design approach. | Advanced new construction buildings exceeding ASHRAE 90.1 requirements using integrated design approach. | Advanced new construction buildings exceeding ASHRAE 90.1 requirements using integrated design approach. | 4.4221 | 4.4221 | 4.4221 | 4.4221 | 4.4221 | 4.4221 | 4.4221 | 4.4221 | 4.4221 | 4.4221 | 4.4221 | 4.4221 | 4.4221 | 4.4221 | 4.4221 | 4.4221 | 4.4221 | 4.4221 | 4.4221 | 4.4221 | 4.4221 | 4.4221 | 4.4221 | 4.4221 | 4.4221 | 4.4221 | 4.4221 | 4.4221 | 0 | 0 | 0 | 0 | 0 | 0 | 0 | 0 | 0 | 0 | 0 | 0 | 0 | 0 | 0 | 0 | 0 | 0 | 0 | 0 | 0 | 0 | 0 | 0 | 0 | 0 | 0 | 0 | 0 | 0 | 0 | 0 | 0 | 0 | 0 | 0 | 0 | 0 | 0 | 0 | 0 | 0 | 0 | 0 | 0 | 0 | 0 | 0 | 0 | 0 | 0 | 0 | 0 | 0 | 0 | 0 | 0 | 0 | 0 | 0 | 0 | 0 | 0 | 0 | 0 | 0 | 0 | 0 | 0 | 0 | 0 | 0 | 0 | 0 | 0 | 0 | 0 | 0 | 0 | 0 | 0 | 0 | 0 | 0 | 0 | 0 | 0 | 0 | 0 | 0 | 0 | 0 | 0 | 0 | 0 | 0 | 0 | 0 | 0 | 0 | 0 | 0 | 0 | 0 | 0 | 0 | 0 | 0 | 0 | 0 | 0 | 0 | 0 | 0
Building Shell - Air Sealing (Infiltration Control)_Warehouse_New_Not Applicable Segment or Vintage | Building Shell - Air Sealing (Infiltration Control)_Warehouse_New | Building Shell - Air Sealing (Infiltration Control)_Commercial_New_Not Applicable Segment or Vintage_Not Applicable Segment or Vintage | Commercial | Warehouse | New | Space Heating | Natural Gas | Building Shell - Air Sealing (Infiltration Control) | NEQ | Not Applicable Segment or Vintage | 15 | 15 | 15 | 0 | 0 | 0 | 0 | 0 | Retro1Slow | 0.012666666666666666 | TBD | A | WCM758 | 0.7 | 0.42 | sqft | 0.0321 | 0 | 0 | 0 | 0 | Not Applicable Segment or Vintage | Not Applicable Segment or Vintage | AEG BEST | 0 | 0 | 0 | Not Applicable Segment or Vintage | Not Applicable Segment or Vintage | Not Applicable Segment or Vintage | Not Applicable Segment or Vintage | Not Applicable Segment or Vintage | Not Applicable Segment or Vintage | Not Applicable Segment or Vintage | Not Applicable Segment or Vintage | Not Applicable Segment or Vintage | Not Applicable Segment or Vintage | Not Applicable Segment or Vintage | Not Applicable Segment or Vintage | Not Applicable Segment or Vintage | Not Applicable Segment or Vintage | Not Applicable Segment or Vintage | Not Applicable Segment or Vintage | Not Applicable Segment or Vintage | Not Applicable Segment or Vintage | Not Applicable Segment or Vintage | Not Applicable Segment or Vintage | Not Applicable Segment or Vintage | Not Applicable Segment or Vintage | Not Applicable Segment or Vintage | Not Applicable Segment or Vintage | Not Applicable Segment or Vintage | Not Applicable Segment or Vintage | Not Applicable Segment or Vintage | Not Applicable Segment or Vintage | 0 | 0 | 0 | 0 | 0 | 0 | 0 | 0 | 0 | 0 | 0 | 0 | 0 | 0 | 0 | 0 | 0 | 0 | 0 | 0 | 0 | 0 | 0 | 0 | 0 | 0 | 0 | 0 | 0 | 0 | 0 | 0 | 0 | 0 | 0 | 0 | 0 | 0 | 0 | 0 | 0 | 0 | 0 | 0 | 0 | 0 | 0 | 0 | 0 | 0 | 0 | 0 | 0 | 0 | 0 | 0 | 0 | 0 | 0 | 0 | 0 | 0 | 0 | 0 | 0 | 0 | 0 | 0 | 0 | 0 | 0 | 0 | 0 | 0 | 0 | 0 | 0 | 0 | 0 | 0 | 0 | 0 | 0 | 0 | 0 | 0 | 0 | 0 | 0 | 0 | 0 | 0 | 0 | 0 | 0 | 0 | 0 | 0 | 0 | 0 | 0 | 0 | 0 | 0 | 0 | 0 | 0 | 0 | 0 | 0 | 0 | 0 | Not Applicable Segment or Vintage | Not Applicable Segment or Vintage | Not Applicable Segment or Vintage | Not Applicable Segment or Vintage | Not Applicable Segment or Vintage | Not Applicable Segment or Vintage | Not Applicable Segment or Vintage | Not Applicable Segment or Vintage | Not Applicable Segment or Vintage | Not Applicable Segment or Vintage | Not Applicable Segment or Vintage | Not Applicable Segment or Vintage | Not Applicable Segment or Vintage | Not Applicable Segment or Vintage | Not Applicable Segment or Vintage | Not Applicable Segment or Vintage | Not Applicable Segment or Vintage | Not Applicable Segment or Vintage | Not Applicable Segment or Vintage | Not Applicable Segment or Vintage | Not Applicable Segment or Vintage | Not Applicable Segment or Vintage | Not Applicable Segment or Vintage | Not Applicable Segment or Vintage | Not Applicable Segment or Vintage | Not Applicable Segment or Vintage | Not Applicable Segment or Vintage | Not Applicable Segment or Vintage | 0 | 0 | 0 | 0 | 0 | 0 | 0 | 0 | 0 | 0 | 0 | 0 | 0 | 0 | 0 | 0 | 0 | 0 | 0 | 0 | 0 | 0 | 0 | 0 | 0 | 0 | 0 | 0 | 0 | 0 | 0 | 0 | 0 | 0 | 0 | 0 | 0 | 0 | 0 | 0 | 0 | 0 | 0 | 0 | 0 | 0 | 0 | 0 | 0 | 0 | 0 | 0 | 0 | 0 | 0 | 0 | 0 | 0 | 0 | 0 | 0 | 0 | 0 | 0 | 0 | 0 | 0 | 0 | 0 | 0 | 0 | 0 | 0 | 0 | 0 | 0 | 0 | 0 | 0 | 0 | 0 | 0 | 0 | 0 | 0 | 0 | 0 | 0 | 0 | 0 | 0 | 0 | 0 | 0 | 0 | 0 | 0 | 0 | 0 | 0 | 0 | 0 | 0 | 0 | 0 | 0 | 0 | 0 | 0 | 0 | 0 | 0 | 0 | 0 | 0 | 0 | 0 | 0 | 0 | 0 | 0 | 0 | 0 | 0 | 0 | 0 | 0 | 0 | 0 | 0 | 0 | 0 | 0 | 0 | 0 | 0 | 0 | 0 | 0 | 0 | 0 | 0 | 0 | 0 | 0 | 0 | 0 | 0 | 0 | 0 | 0 | 0 | 0 | 0 | 0 | 0 | 0 | 0 | 0 | 0 | 0 | 0 | 0 | 0 | 0 | 0 | 0 | 0 | Not Applicable Segment or Vintage | Not Applicable Segment or Vintage | Not Applicable Segment or Vintage | Not Applicable Segment or Vintage | Not Applicable Segment or Vintage | Not Applicable Segment or Vintage | Not Applicable Segment or Vintage | Not Applicable Segment or Vintage | Not Applicable Segment or Vintage | Not Applicable Segment or Vintage | Not Applicable Segment or Vintage | Not Applicable Segment or Vintage | Not Applicable Segment or Vintage | Not Applicable Segment or Vintage | Not Applicable Segment or Vintage | Not Applicable Segment or Vintage | Not Applicable Segment or Vintage | Not Applicable Segment or Vintage | Not Applicable Segment or Vintage | Not Applicable Segment or Vintage | Not Applicable Segment or Vintage | Not Applicable Segment or Vintage | Not Applicable Segment or Vintage | Not Applicable Segment or Vintage | Not Applicable Segment or Vintage | Not Applicable Segment or Vintage | Not Applicable Segment or Vintage | Not Applicable Segment or Vintage | 0 | 0 | 0 | 0 | 0 | 0 | 0 | 0 | 0 | 0 | 0 | 0 | 0 | 0 | 0 | 0 | 0 | 0 | 0 | 0 | 0 | 0 | 0 | 0 | 0 | 0 | 0 | 0 | 0 | 0 | 0 | 0 | 0 | 0 | 0 | 0 | 0 | 0 | 0 | 0 | 0 | 0 | 0 | 0 | 0 | 0 | 0 | 0 | 0 | 0 | 0 | 0 | 0 | 0 | 0 | 0 | 0 | 0 | 0 | 0 | 0 | 0 | 0 | 0 | 0 | 0 | 0 | 0 | 0 | 0 | 0 | 0 | 0 | 0 | 0 | 0 | 0 | 0 | 0 | 0 | 0 | 0 | 0 | 0 | 0 | 0 | 0 | 0 | 0 | 0 | 0 | 0 | 0 | 0 | 0 | 0 | 0 | 0 | 0 | 0 | 0 | 0 | 0 | 0 | 0 | 0 | 0 | 0 | 0 | 0 | 0 | 0 | 0 | 0 | 0 | 0 | 0 | 0 | 0 | 0 | 0 | 0 | 0 | 0 | 0 | 0 | 0 | 0 | 0 | 0 | 0 | 0 | 0 | 0 | 0 | 0 | 0 | 0 | 0 | 0 | 0 | 0
Destratification Fans (HVLS)_Warehouse_New_High Volume, Low Speed (HVLS) fans with a minimum diameter of 14 ft with Variable Speed Drive (VSD) installed | Destratification Fans (HVLS)_Warehouse_New | Destratification Fans (HVLS)_Commercial_New_No destratification fans or other means to effectively mix indoor air_High Volume, Low Speed (HVLS) fans with a minimum diameter of 14 ft with Variable Speed Drive (VSD) installed | Commercial | Warehouse | New | Space Heating | Natural Gas | Destratification Fans (HVLS) | NEQ | No destratification fans or other means to effectively mix indoor air | 10 | 10 | 10 | 0 | 0 | 0 | 0.15 | 0.55 | Retro1Slow | 0.012666666666666666 | TBD | A | WCM763 | 0.7 | 0.42 | sqft roof | 0.0321 | 0 | 0 | 0 | 0 | IL TRM v12 - 4.4.34 - Destratification Fan - CI-HVC-DSFN-V07-240101 | IL TRM v12 - 4.4.34 - Destratification Fan - CI-HVC-DSFN-V07-240101 | IL TRM v12 - 4.4.34 - Destratification Fan - CI-HVC-DSFN-V07-240101 | 0 | 0 | 0.71324 | No destratification fans or other means to effectively mix indoor air | No destratification fans or other means to effectively mix indoor air | No destratification fans or other means to effectively mix indoor air | No destratification fans or other means to effectively mix indoor air | No destratification fans or other means to effectively mix indoor air | No destratification fans or other means to effectively mix indoor air | No destratification fans or other means to effectively mix indoor air | No destratification fans or other means to effectively mix indoor air | No destratification fans or other means to effectively mix indoor air | No destratification fans or other means to effectively mix indoor air | No destratification fans or other means to effectively mix indoor air | No destratification fans or other means to effectively mix indoor air | No destratification fans or other means to effectively mix indoor air | No destratification fans or other means to effectively mix indoor air | No destratification fans or other means to effectively mix indoor air | No destratification fans or other means to effectively mix indoor air | No destratification fans or other means to effectively mix indoor air | No destratification fans or other means to effectively mix indoor air | No destratification fans or other means to effectively mix indoor air | No destratification fans or other means to effectively mix indoor air | No destratification fans or other means to effectively mix indoor air | No destratification fans or other means to effectively mix indoor air | No destratification fans or other means to effectively mix indoor air | No destratification fans or other means to effectively mix indoor air | No destratification fans or other means to effectively mix indoor air | No destratification fans or other means to effectively mix indoor air | No destratification fans or other means to effectively mix indoor air | No destratification fans or other means to effectively mix indoor air | 0 | 0 | 0 | 0 | 0 | 0 | 0 | 0 | 0 | 0 | 0 | 0 | 0 | 0 | 0 | 0 | 0 | 0 | 0 | 0 | 0 | 0 | 0 | 0 | 0 | 0 | 0 | 0 | 0 | 0 | 0 | 0 | 0 | 0 | 0 | 0 | 0 | 0 | 0 | 0 | 0 | 0 | 0 | 0 | 0 | 0 | 0 | 0 | 0 | 0 | 0 | 0 | 0 | 0 | 0 | 0 | 0 | 0 | 0 | 0 | 0 | 0 | 0 | 0 | 0 | 0 | 0 | 0 | 0 | 0 | 0 | 0 | 0 | 0 | 0 | 0 | 0 | 0 | 0 | 0 | 0 | 0 | 0 | 0 | 0 | 0 | 0 | 0 | 0 | 0 | 0 | 0 | 0 | 0 | 0 | 0 | 0 | 0 | 0 | 0 | 0 | 0 | 0 | 0 | 0 | 0 | 0 | 0 | 0 | 0 | 0 | 0 | High Volume, Low Speed (HVLS) fans with a minimum diameter of 14 ft with Variable Speed Drive (VSD) installed | High Volume, Low Speed (HVLS) fans with a minimum diameter of 14 ft with Variable Speed Drive (VSD) installed | High Volume, Low Speed (HVLS) fans with a minimum diameter of 14 ft with Variable Speed Drive (VSD) installed | High Volume, Low Speed (HVLS) fans with a minimum diameter of 14 ft with Variable Speed Drive (VSD) installed | High Volume, Low Speed (HVLS) fans with a minimum diameter of 14 ft with Variable Speed Drive (VSD) installed | High Volume, Low Speed (HVLS) fans with a minimum diameter of 14 ft with Variable Speed Drive (VSD) installed | High Volume, Low Speed (HVLS) fans with a minimum diameter of 14 ft with Variable Speed Drive (VSD) installed | High Volume, Low Speed (HVLS) fans with a minimum diameter of 14 ft with Variable Speed Drive (VSD) installed | High Volume, Low Speed (HVLS) fans with a minimum diameter of 14 ft with Variable Speed Drive (VSD) installed | High Volume, Low Speed (HVLS) fans with a minimum diameter of 14 ft with Variable Speed Drive (VSD) installed | High Volume, Low Speed (HVLS) fans with a minimum diameter of 14 ft with Variable Speed Drive (VSD) installed | High Volume, Low Speed (HVLS) fans with a minimum diameter of 14 ft with Variable Speed Drive (VSD) installed | High Volume, Low Speed (HVLS) fans with a minimum diameter of 14 ft with Variable Speed Drive (VSD) installed | High Volume, Low Speed (HVLS) fans with a minimum diameter of 14 ft with Variable Speed Drive (VSD) installed | High Volume, Low Speed (HVLS) fans with a minimum diameter of 14 ft with Variable Speed Drive (VSD) installed | High Volume, Low Speed (HVLS) fans with a minimum diameter of 14 ft with Variable Speed Drive (VSD) installed | High Volume, Low Speed (HVLS) fans with a minimum diameter of 14 ft with Variable Speed Drive (VSD) installed | High Volume, Low Speed (HVLS) fans with a minimum diameter of 14 ft with Variable Speed Drive (VSD) installed | High Volume, Low Speed (HVLS) fans with a minimum diameter of 14 ft with Variable Speed Drive (VSD) installed | High Volume, Low Speed (HVLS) fans with a minimum diameter of 14 ft with Variable Speed Drive (VSD) installed | High Volume, Low Speed (HVLS) fans with a minimum diameter of 14 ft with Variable Speed Drive (VSD) installed | High Volume, Low Speed (HVLS) fans with a minimum diameter of 14 ft with Variable Speed Drive (VSD) installed | High Volume, Low Speed (HVLS) fans with a minimum diameter of 14 ft with Variable Speed Drive (VSD) installed | High Volume, Low Speed (HVLS) fans with a minimum diameter of 14 ft with Variable Speed Drive (VSD) installed | High Volume, Low Speed (HVLS) fans with a minimum diameter of 14 ft with Variable Speed Drive (VSD) installed | High Volume, Low Speed (HVLS) fans with a minimum diameter of 14 ft with Variable Speed Drive (VSD) installed | High Volume, Low Speed (HVLS) fans with a minimum diameter of 14 ft with Variable Speed Drive (VSD) installed | High Volume, Low Speed (HVLS) fans with a minimum diameter of 14 ft with Variable Speed Drive (VSD) installed | 0.7132 | 0.7132 | 0.7132 | 0.7132 | 0.7132 | 0.7132 | 0.7132 | 0.7132 | 0.7132 | 0.7132 | 0.7132 | 0.7132 | 0.7132 | 0.7132 | 0.7132 | 0.7132 | 0.7132 | 0.7132 | 0.7132 | 0.7132 | 0.7132 | 0.7132 | 0.7132 | 0.7132 | 0.7132 | 0.7132 | 0.7132 | 0.7132 | 0 | 0 | 0 | 0 | 0 | 0 | 0 | 0 | 0 | 0 | 0 | 0 | 0 | 0 | 0 | 0 | 0 | 0 | 0 | 0 | 0 | 0 | 0 | 0 | 0 | 0 | 0 | 0 | 0 | 0 | 0 | 0 | 0 | 0 | 0 | 0 | 0 | 0 | 0 | 0 | 0 | 0 | 0 | 0 | 0 | 0 | 0 | 0 | 0 | 0 | 0 | 0 | 0 | 0 | 0 | 0 | 0 | 0 | 0 | 0 | 0 | 0 | 0 | 0 | 0 | 0 | 0 | 0 | 0 | 0 | 0 | 0 | 0 | 0 | 0 | 0 | 0 | 0 | 0 | 0 | 0 | 0 | 0 | 0 | 0 | 0 | 0 | 0 | 0 | 0 | 0 | 0 | 0 | 0 | 0 | 0 | 0 | 0 | 0 | 0 | 0 | 0 | 0 | 0 | 0 | 0 | 0 | 0 | 0 | 0 | 0 | 0 | 0 | 0 | 0 | 0 | 0 | 0 | 0 | 0 | 0 | 0 | 0 | 0 | 0 | 0 | 0 | 0 | 0 | 0 | 0 | 0 | 0 | 0 | 0 | 0 | 0 | 0 | 0 | 0 | High Volume, Low Speed (HVLS) fans with a minimum diameter of 14 ft with Variable Speed Drive (VSD) installed | High Volume, Low Speed (HVLS) fans with a minimum diameter of 14 ft with Variable Speed Drive (VSD) installed | High Volume, Low Speed (HVLS) fans with a minimum diameter of 14 ft with Variable Speed Drive (VSD) installed | High Volume, Low Speed (HVLS) fans with a minimum diameter of 14 ft with Variable Speed Drive (VSD) installed | High Volume, Low Speed (HVLS) fans with a minimum diameter of 14 ft with Variable Speed Drive (VSD) installed | High Volume, Low Speed (HVLS) fans with a minimum diameter of 14 ft with Variable Speed Drive (VSD) installed | High Volume, Low Speed (HVLS) fans with a minimum diameter of 14 ft with Variable Speed Drive (VSD) installed | High Volume, Low Speed (HVLS) fans with a minimum diameter of 14 ft with Variable Speed Drive (VSD) installed | High Volume, Low Speed (HVLS) fans with a minimum diameter of 14 ft with Variable Speed Drive (VSD) installed | High Volume, Low Speed (HVLS) fans with a minimum diameter of 14 ft with Variable Speed Drive (VSD) installed | High Volume, Low Speed (HVLS) fans with a minimum diameter of 14 ft with Variable Speed Drive (VSD) installed | High Volume, Low Speed (HVLS) fans with a minimum diameter of 14 ft with Variable Speed Drive (VSD) installed | High Volume, Low Speed (HVLS) fans with a minimum diameter of 14 ft with Variable Speed Drive (VSD) installed | High Volume, Low Speed (HVLS) fans with a minimum diameter of 14 ft with Variable Speed Drive (VSD) installed | High Volume, Low Speed (HVLS) fans with a minimum diameter of 14 ft with Variable Speed Drive (VSD) installed | High Volume, Low Speed (HVLS) fans with a minimum diameter of 14 ft with Variable Speed Drive (VSD) installed | High Volume, Low Speed (HVLS) fans with a minimum diameter of 14 ft with Variable Speed Drive (VSD) installed | High Volume, Low Speed (HVLS) fans with a minimum diameter of 14 ft with Variable Speed Drive (VSD) installed | High Volume, Low Speed (HVLS) fans with a minimum diameter of 14 ft with Variable Speed Drive (VSD) installed | High Volume, Low Speed (HVLS) fans with a minimum diameter of 14 ft with Variable Speed Drive (VSD) installed | High Volume, Low Speed (HVLS) fans with a minimum diameter of 14 ft with Variable Speed Drive (VSD) installed | High Volume, Low Speed (HVLS) fans with a minimum diameter of 14 ft with Variable Speed Drive (VSD) installed | High Volume, Low Speed (HVLS) fans with a minimum diameter of 14 ft with Variable Speed Drive (VSD) installed | High Volume, Low Speed (HVLS) fans with a minimum diameter of 14 ft with Variable Speed Drive (VSD) installed | High Volume, Low Speed (HVLS) fans with a minimum diameter of 14 ft with Variable Speed Drive (VSD) installed | High Volume, Low Speed (HVLS) fans with a minimum diameter of 14 ft with Variable Speed Drive (VSD) installed | High Volume, Low Speed (HVLS) fans with a minimum diameter of 14 ft with Variable Speed Drive (VSD) installed | High Volume, Low Speed (HVLS) fans with a minimum diameter of 14 ft with Variable Speed Drive (VSD) installed | 0.7132 | 0.7132 | 0.7132 | 0.7132 | 0.7132 | 0.7132 | 0.7132 | 0.7132 | 0.7132 | 0.7132 | 0.7132 | 0.7132 | 0.7132 | 0.7132 | 0.7132 | 0.7132 | 0.7132 | 0.7132 | 0.7132 | 0.7132 | 0.7132 | 0.7132 | 0.7132 | 0.7132 | 0.7132 | 0.7132 | 0.7132 | 0.7132 | 0 | 0 | 0 | 0 | 0 | 0 | 0 | 0 | 0 | 0 | 0 | 0 | 0 | 0 | 0 | 0 | 0 | 0 | 0 | 0 | 0 | 0 | 0 | 0 | 0 | 0 | 0 | 0 | 0 | 0 | 0 | 0 | 0 | 0 | 0 | 0 | 0 | 0 | 0 | 0 | 0 | 0 | 0 | 0 | 0 | 0 | 0 | 0 | 0 | 0 | 0 | 0 | 0 | 0 | 0 | 0 | 0 | 0 | 0 | 0 | 0 | 0 | 0 | 0 | 0 | 0 | 0 | 0 | 0 | 0 | 0 | 0 | 0 | 0 | 0 | 0 | 0 | 0 | 0 | 0 | 0 | 0 | 0 | 0 | 0 | 0 | 0 | 0 | 0 | 0 | 0 | 0 | 0 | 0 | 0 | 0 | 0 | 0 | 0 | 0 | 0 | 0 | 0 | 0 | 0 | 0 | 0 | 0 | 0 | 0 | 0 | 0 | 0 | 0
HVAC - Dedicated Outdoor Air System (DOAS)_Warehouse_New_0 | HVAC - Dedicated Outdoor Air System (DOAS)_Warehouse_New | HVAC - Dedicated Outdoor Air System (DOAS)_Commercial_New_0_0 | Commercial | Warehouse | New | Space Heating | Natural Gas | HVAC - Dedicated Outdoor Air System (DOAS) | NEQ | 0 | 20 | 20 | 20 | 0 | 0 | 0 | 0.020939 | 0 | Retro5Med | 8.35569166605469E-06 | TBD | A | WCM762 | 0.7 | 0.42 | sqft | 0.0321 | 0 | 0 | 0 | 0 | 2021P_Com-VRF-DOAS-2021P_V2 | 2021P_Com-VRF-DOAS-2021P_V2 | 2021P_Com-VRF-DOAS-2021P_V2 | 0 | 0 | 12.6637 | 0 | 0 | 0 | 0 | 0 | 0 | 0 | 0 | 0 | 0 | 0 | 0 | 0 | 0 | 0 | 0 | 0 | 0 | 0 | 0 | 0 | 0 | 0 | 0 | 0 | 0 | 0 | 0 | 0 | 0 | 0 | 0 | 0 | 0 | 0 | 0 | 0 | 0 | 0 | 0 | 0 | 0 | 0 | 0 | 0 | 0 | 0 | 0 | 0 | 0 | 0 | 0 | 0 | 0 | 0 | 0 | 0 | 0 | 0 | 0 | 0 | 0 | 0 | 0 | 0 | 0 | 0 | 0 | 0 | 0 | 0 | 0 | 0 | 0 | 0 | 0 | 0 | 0 | 0 | 0 | 0 | 0 | 0 | 0 | 0 | 0 | 0 | 0 | 0 | 0 | 0 | 0 | 0 | 0 | 0 | 0 | 0 | 0 | 0 | 0 | 0 | 0 | 0 | 0 | 0 | 0 | 0 | 0 | 0 | 0 | 0 | 0 | 0 | 0 | 0 | 0 | 0 | 0 | 0 | 0 | 0 | 0 | 0 | 0 | 0 | 0 | 0 | 0 | 0 | 0 | 0 | 0 | 0 | 0 | 0 | 0 | 0 | 0 | 0 | 0 | 0 | 0 | 0 | 0 | 0 | 0 | 0 | 0 | 0 | 0 | 0 | 0 | 0 | 0 | 0 | 0 | 0 | 0 | 0 | 0 | 0 | 0 | 0 | 0 | 0 | 0 | 0 | 0 | 12.6637 | 12.6637 | 12.6637 | 12.6637 | 12.6637 | 12.6637 | 12.6637 | 12.6637 | 12.6637 | 12.6637 | 12.6637 | 12.6637 | 12.6637 | 12.6637 | 12.6637 | 12.6637 | 12.6637 | 12.6637 | 12.6637 | 12.6637 | 12.6637 | 12.6637 | 12.6637 | 12.6637 | 12.6637 | 12.6637 | 12.6637 | 12.6637 | 0 | 0 | 0 | 0 | 0 | 0 | 0 | 0 | 0 | 0 | 0 | 0 | 0 | 0 | 0 | 0 | 0 | 0 | 0 | 0 | 0 | 0 | 0 | 0 | 0 | 0 | 0 | 0 | 0 | 0 | 0 | 0 | 0 | 0 | 0 | 0 | 0 | 0 | 0 | 0 | 0 | 0 | 0 | 0 | 0 | 0 | 0 | 0 | 0 | 0 | 0 | 0 | 0 | 0 | 0 | 0 | 0 | 0 | 0 | 0 | 0 | 0 | 0 | 0 | 0 | 0 | 0 | 0 | 0 | 0 | 0 | 0 | 0 | 0 | 0 | 0 | 0 | 0 | 0 | 0 | 0 | 0 | 0 | 0 | 0 | 0 | 0 | 0 | 0 | 0 | 0 | 0 | 0 | 0 | 0 | 0 | 0 | 0 | 0 | 0 | 0 | 0 | 0 | 0 | 0 | 0 | 0 | 0 | 0 | 0 | 0 | 0 | 0 | 0 | 0 | 0 | 0 | 0 | 0 | 0 | 0 | 0 | 0 | 0 | 0 | 0 | 0 | 0 | 0 | 0 | 0 | 0 | 0 | 0 | 0 | 0 | 0 | 0 | 0 | 0 | 0 | 0 | 0 | 0 | 0 | 0 | 0 | 0 | 0 | 0 | 0 | 0 | 0 | 0 | 0 | 0 | 0 | 0 | 0 | 0 | 0 | 0 | 0 | 0 | 0 | 0 | 0 | 0 | 12.6637 | 12.6637 | 12.6637 | 12.6637 | 12.6637 | 12.6637 | 12.6637 | 12.6637 | 12.6637 | 12.6637 | 12.6637 | 12.6637 | 12.6637 | 12.6637 | 12.6637 | 12.6637 | 12.6637 | 12.6637 | 12.6637 | 12.6637 | 12.6637 | 12.6637 | 12.6637 | 12.6637 | 12.6637 | 12.6637 | 12.6637 | 12.6637 | 0 | 0 | 0 | 0 | 0 | 0 | 0 | 0 | 0 | 0 | 0 | 0 | 0 | 0 | 0 | 0 | 0 | 0 | 0 | 0 | 0 | 0 | 0 | 0 | 0 | 0 | 0 | 0 | 0 | 0 | 0 | 0 | 0 | 0 | 0 | 0 | 0 | 0 | 0 | 0 | 0 | 0 | 0 | 0 | 0 | 0 | 0 | 0 | 0 | 0 | 0 | 0 | 0 | 0 | 0 | 0 | 0 | 0 | 0 | 0 | 0 | 0 | 0 | 0 | 0 | 0 | 0 | 0 | 0 | 0 | 0 | 0 | 0 | 0 | 0 | 0 | 0 | 0 | 0 | 0 | 0 | 0 | 0 | 0 | 0 | 0 | 0 | 0 | 0 | 0 | 0 | 0 | 0 | 0 | 0 | 0 | 0 | 0 | 0 | 0 | 0 | 0 | 0 | 0 | 0 | 0 | 0 | 0 | 0 | 0 | 0 | 0 | 0 | 0
Industrial Air Curtains_Warehouse_New_Air curtains installed | Industrial Air Curtains_Warehouse_New | Industrial Air Curtains_Commercial_New_No air curtain or other barriers to air on overhead door_Air curtains installed | Commercial | Warehouse | New | Space Heating | Natural Gas | Industrial Air Curtains | NEQ | No air curtain or other barriers to air on overhead door | 15 | 15 | 15 | 0 | 0 | 0 | 0.01 | 0.5 | Retro1Slow | 0.012666666666666666 | TBD | A | WCM759 | 0.7 | 0.42 | perbldg | 0.0321 | 0 | 0 | 0 | 0 | IL TRM v13 - 4.4.33 - Industrial Air Curtain - CI-HVC-AIRC-V07-250101 | IL TRM v13 - 4.4.33 - Industrial Air Curtain - CI-HVC-AIRC-V07-250101 | IL TRM v13 - 4.4.33 - Industrial Air Curtain - CI-HVC-AIRC-V07-250101 | 0 | 0 | 5536.2537 | No air curtain or other barriers to air on overhead door | No air curtain or other barriers to air on overhead door | No air curtain or other barriers to air on overhead door | No air curtain or other barriers to air on overhead door | No air curtain or other barriers to air on overhead door | No air curtain or other barriers to air on overhead door | No air curtain or other barriers to air on overhead door | No air curtain or other barriers to air on overhead door | No air curtain or other barriers to air on overhead door | No air curtain or other barriers to air on overhead door | No air curtain or other barriers to air on overhead door | No air curtain or other barriers to air on overhead door | No air curtain or other barriers to air on overhead door | No air curtain or other barriers to air on overhead door | No air curtain or other barriers to air on overhead door | No air curtain or other barriers to air on overhead door | No air curtain or other barriers to air on overhead door | No air curtain or other barriers to air on overhead door | No air curtain or other barriers to air on overhead door | No air curtain or other barriers to air on overhead door | No air curtain or other barriers to air on overhead door | No air curtain or other barriers to air on overhead door | No air curtain or other barriers to air on overhead door | No air curtain or other barriers to air on overhead door | No air curtain or other barriers to air on overhead door | No air curtain or other barriers to air on overhead door | No air curtain or other barriers to air on overhead door | No air curtain or other barriers to air on overhead door | 0 | 0 | 0 | 0 | 0 | 0 | 0 | 0 | 0 | 0 | 0 | 0 | 0 | 0 | 0 | 0 | 0 | 0 | 0 | 0 | 0 | 0 | 0 | 0 | 0 | 0 | 0 | 0 | 0 | 0 | 0 | 0 | 0 | 0 | 0 | 0 | 0 | 0 | 0 | 0 | 0 | 0 | 0 | 0 | 0 | 0 | 0 | 0 | 0 | 0 | 0 | 0 | 0 | 0 | 0 | 0 | 0 | 0 | 0 | 0 | 0 | 0 | 0 | 0 | 0 | 0 | 0 | 0 | 0 | 0 | 0 | 0 | 0 | 0 | 0 | 0 | 0 | 0 | 0 | 0 | 0 | 0 | 0 | 0 | 0 | 0 | 0 | 0 | 0 | 0 | 0 | 0 | 0 | 0 | 0 | 0 | 0 | 0 | 0 | 0 | 0 | 0 | 0 | 0 | 0 | 0 | 0 | 0 | 0 | 0 | 0 | 0 | Air curtains installed | Air curtains installed | Air curtains installed | Air curtains installed | Air curtains installed | Air curtains installed | Air curtains installed | Air curtains installed | Air curtains installed | Air curtains installed | Air curtains installed | Air curtains installed | Air curtains installed | Air curtains installed | Air curtains installed | Air curtains installed | Air curtains installed | Air curtains installed | Air curtains installed | Air curtains installed | Air curtains installed | Air curtains installed | Air curtains installed | Air curtains installed | Air curtains installed | Air curtains installed | Air curtains installed | Air curtains installed | 5536.2537 | 5536.2537 | 5536.2537 | 5536.2537 | 5536.2537 | 5536.2537 | 5536.2537 | 5536.2537 | 5536.2537 | 5536.2537 | 5536.2537 | 5536.2537 | 5536.2537 | 5536.2537 | 5536.2537 | 5536.2537 | 5536.2537 | 5536.2537 | 5536.2537 | 5536.2537 | 5536.2537 | 5536.2537 | 5536.2537 | 5536.2537 | 5536.2537 | 5536.2537 | 5536.2537 | 5536.2537 | 0 | 0 | 0 | 0 | 0 | 0 | 0 | 0 | 0 | 0 | 0 | 0 | 0 | 0 | 0 | 0 | 0 | 0 | 0 | 0 | 0 | 0 | 0 | 0 | 0 | 0 | 0 | 0 | 0 | 0 | 0 | 0 | 0 | 0 | 0 | 0 | 0 | 0 | 0 | 0 | 0 | 0 | 0 | 0 | 0 | 0 | 0 | 0 | 0 | 0 | 0 | 0 | 0 | 0 | 0 | 0 | 0 | 0 | 0 | 0 | 0 | 0 | 0 | 0 | 0 | 0 | 0 | 0 | 0 | 0 | 0 | 0 | 0 | 0 | 0 | 0 | 0 | 0 | 0 | 0 | 0 | 0 | 0 | 0 | 0 | 0 | 0 | 0 | 0 | 0 | 0 | 0 | 0 | 0 | 0 | 0 | 0 | 0 | 0 | 0 | 0 | 0 | 0 | 0 | 0 | 0 | 0 | 0 | 0 | 0 | 0 | 0 | 0 | 0 | 0 | 0 | 0 | 0 | 0 | 0 | 0 | 0 | 0 | 0 | 0 | 0 | 0 | 0 | 0 | 0 | 0 | 0 | 0 | 0 | 0 | 0 | 0 | 0 | 0 | 0 | Air curtains installed | Air curtains installed | Air curtains installed | Air curtains installed | Air curtains installed | Air curtains installed | Air curtains installed | Air curtains installed | Air curtains installed | Air curtains installed | Air curtains installed | Air curtains installed | Air curtains installed | Air curtains installed | Air curtains installed | Air curtains installed | Air curtains installed | Air curtains installed | Air curtains installed | Air curtains installed | Air curtains installed | Air curtains installed | Air curtains installed | Air curtains installed | Air curtains installed | Air curtains installed | Air curtains installed | Air curtains installed | 5536.2537 | 5536.2537 | 5536.2537 | 5536.2537 | 5536.2537 | 5536.2537 | 5536.2537 | 5536.2537 | 5536.2537 | 5536.2537 | 5536.2537 | 5536.2537 | 5536.2537 | 5536.2537 | 5536.2537 | 5536.2537 | 5536.2537 | 5536.2537 | 5536.2537 | 5536.2537 | 5536.2537 | 5536.2537 | 5536.2537 | 5536.2537 | 5536.2537 | 5536.2537 | 5536.2537 | 5536.2537 | 0 | 0 | 0 | 0 | 0 | 0 | 0 | 0 | 0 | 0 | 0 | 0 | 0 | 0 | 0 | 0 | 0 | 0 | 0 | 0 | 0 | 0 | 0 | 0 | 0 | 0 | 0 | 0 | 0 | 0 | 0 | 0 | 0 | 0 | 0 | 0 | 0 | 0 | 0 | 0 | 0 | 0 | 0 | 0 | 0 | 0 | 0 | 0 | 0 | 0 | 0 | 0 | 0 | 0 | 0 | 0 | 0 | 0 | 0 | 0 | 0 | 0 | 0 | 0 | 0 | 0 | 0 | 0 | 0 | 0 | 0 | 0 | 0 | 0 | 0 | 0 | 0 | 0 | 0 | 0 | 0 | 0 | 0 | 0 | 0 | 0 | 0 | 0 | 0 | 0 | 0 | 0 | 0 | 0 | 0 | 0 | 0 | 0 | 0 | 0 | 0 | 0 | 0 | 0 | 0 | 0 | 0 | 0 | 0 | 0 | 0 | 0 | 0 | 0
Insulation - Ceiling_Warehouse_New_Not Applicable Segment or Vintage_Not Applicable Segment or Vintage | Insulation - Ceiling_Warehouse_New | Insulation - Ceiling_Commercial_New_Not Applicable Segment or Vintage_Not Applicable Segment or Vintage | Commercial | Warehouse | New | Space Heating | Natural Gas | Insulation - Ceiling | NEQ | Not Applicable Segment or Vintage | 15 | 15 | 15 | 0 | 0 | 0 | 0 | 0 | Retro5Med | 8.35569166605469E-06 | TBD | A | WCM751 | 0.7 | 0.42 | sqft | 0.0321 | 0 | 0 | 0 | 0 | Not Applicable Segment or Vintage | Not Applicable Segment or Vintage | AEG BEST | 0 | 0 | 0 | Not Applicable Segment or Vintage | Not Applicable Segment or Vintage | Not Applicable Segment or Vintage | Not Applicable Segment or Vintage | Not Applicable Segment or Vintage | Not Applicable Segment or Vintage | Not Applicable Segment or Vintage | Not Applicable Segment or Vintage | Not Applicable Segment or Vintage | Not Applicable Segment or Vintage | Not Applicable Segment or Vintage | Not Applicable Segment or Vintage | Not Applicable Segment or Vintage | Not Applicable Segment or Vintage | Not Applicable Segment or Vintage | Not Applicable Segment or Vintage | Not Applicable Segment or Vintage | Not Applicable Segment or Vintage | Not Applicable Segment or Vintage | Not Applicable Segment or Vintage | Not Applicable Segment or Vintage | Not Applicable Segment or Vintage | Not Applicable Segment or Vintage | Not Applicable Segment or Vintage | Not Applicable Segment or Vintage | Not Applicable Segment or Vintage | Not Applicable Segment or Vintage | Not Applicable Segment or Vintage | 0 | 0 | 0 | 0 | 0 | 0 | 0 | 0 | 0 | 0 | 0 | 0 | 0 | 0 | 0 | 0 | 0 | 0 | 0 | 0 | 0 | 0 | 0 | 0 | 0 | 0 | 0 | 0 | 0 | 0 | 0 | 0 | 0 | 0 | 0 | 0 | 0 | 0 | 0 | 0 | 0 | 0 | 0 | 0 | 0 | 0 | 0 | 0 | 0 | 0 | 0 | 0 | 0 | 0 | 0 | 0 | 0 | 0 | 0 | 0 | 0 | 0 | 0 | 0 | 0 | 0 | 0 | 0 | 0 | 0 | 0 | 0 | 0 | 0 | 0 | 0 | 0 | 0 | 0 | 0 | 0 | 0 | 0 | 0 | 0 | 0 | 0 | 0 | 0 | 0 | 0 | 0 | 0 | 0 | 0 | 0 | 0 | 0 | 0 | 0 | 0 | 0 | 0 | 0 | 0 | 0 | 0 | 0 | 0 | 0 | 0 | 0 | Not Applicable Segment or Vintage | Not Applicable Segment or Vintage | Not Applicable Segment or Vintage | Not Applicable Segment or Vintage | Not Applicable Segment or Vintage | Not Applicable Segment or Vintage | Not Applicable Segment or Vintage | Not Applicable Segment or Vintage | Not Applicable Segment or Vintage | Not Applicable Segment or Vintage | Not Applicable Segment or Vintage | Not Applicable Segment or Vintage | Not Applicable Segment or Vintage | Not Applicable Segment or Vintage | Not Applicable Segment or Vintage | Not Applicable Segment or Vintage | Not Applicable Segment or Vintage | Not Applicable Segment or Vintage | Not Applicable Segment or Vintage | Not Applicable Segment or Vintage | Not Applicable Segment or Vintage | Not Applicable Segment or Vintage | Not Applicable Segment or Vintage | Not Applicable Segment or Vintage | Not Applicable Segment or Vintage | Not Applicable Segment or Vintage | Not Applicable Segment or Vintage | Not Applicable Segment or Vintage | 0 | 0 | 0 | 0 | 0 | 0 | 0 | 0 | 0 | 0 | 0 | 0 | 0 | 0 | 0 | 0 | 0 | 0 | 0 | 0 | 0 | 0 | 0 | 0 | 0 | 0 | 0 | 0 | 0 | 0 | 0 | 0 | 0 | 0 | 0 | 0 | 0 | 0 | 0 | 0 | 0 | 0 | 0 | 0 | 0 | 0 | 0 | 0 | 0 | 0 | 0 | 0 | 0 | 0 | 0 | 0 | 0 | 0 | 0 | 0 | 0 | 0 | 0 | 0 | 0 | 0 | 0 | 0 | 0 | 0 | 0 | 0 | 0 | 0 | 0 | 0 | 0 | 0 | 0 | 0 | 0 | 0 | 0 | 0 | 0 | 0 | 0 | 0 | 0 | 0 | 0 | 0 | 0 | 0 | 0 | 0 | 0 | 0 | 0 | 0 | 0 | 0 | 0 | 0 | 0 | 0 | 0 | 0 | 0 | 0 | 0 | 0 | 0 | 0 | 0 | 0 | 0 | 0 | 0 | 0 | 0 | 0 | 0 | 0 | 0 | 0 | 0 | 0 | 0 | 0 | 0 | 0 | 0 | 0 | 0 | 0 | 0 | 0 | 0 | 0 | 0 | 0 | 0 | 0 | 0 | 0 | 0 | 0 | 0 | 0 | 0 | 0 | 0 | 0 | 0 | 0 | 0 | 0 | 0 | 0 | 0 | 0 | 0 | 0 | 0 | 0 | 0 | 0 | Not Applicable Segment or Vintage | Not Applicable Segment or Vintage | Not Applicable Segment or Vintage | Not Applicable Segment or Vintage | Not Applicable Segment or Vintage | Not Applicable Segment or Vintage | Not Applicable Segment or Vintage | Not Applicable Segment or Vintage | Not Applicable Segment or Vintage | Not Applicable Segment or Vintage | Not Applicable Segment or Vintage | Not Applicable Segment or Vintage | Not Applicable Segment or Vintage | Not Applicable Segment or Vintage | Not Applicable Segment or Vintage | Not Applicable Segment or Vintage | Not Applicable Segment or Vintage | Not Applicable Segment or Vintage | Not Applicable Segment or Vintage | Not Applicable Segment or Vintage | Not Applicable Segment or Vintage | Not Applicable Segment or Vintage | Not Applicable Segment or Vintage | Not Applicable Segment or Vintage | Not Applicable Segment or Vintage | Not Applicable Segment or Vintage | Not Applicable Segment or Vintage | Not Applicable Segment or Vintage | 0 | 0 | 0 | 0 | 0 | 0 | 0 | 0 | 0 | 0 | 0 | 0 | 0 | 0 | 0 | 0 | 0 | 0 | 0 | 0 | 0 | 0 | 0 | 0 | 0 | 0 | 0 | 0 | 0 | 0 | 0 | 0 | 0 | 0 | 0 | 0 | 0 | 0 | 0 | 0 | 0 | 0 | 0 | 0 | 0 | 0 | 0 | 0 | 0 | 0 | 0 | 0 | 0 | 0 | 0 | 0 | 0 | 0 | 0 | 0 | 0 | 0 | 0 | 0 | 0 | 0 | 0 | 0 | 0 | 0 | 0 | 0 | 0 | 0 | 0 | 0 | 0 | 0 | 0 | 0 | 0 | 0 | 0 | 0 | 0 | 0 | 0 | 0 | 0 | 0 | 0 | 0 | 0 | 0 | 0 | 0 | 0 | 0 | 0 | 0 | 0 | 0 | 0 | 0 | 0 | 0 | 0 | 0 | 0 | 0 | 0 | 0 | 0 | 0 | 0 | 0 | 0 | 0 | 0 | 0 | 0 | 0 | 0 | 0 | 0 | 0 | 0 | 0 | 0 | 0 | 0 | 0 | 0 | 0 | 0 | 0 | 0 | 0 | 0 | 0 | 0 | 0
Insulation - Wall Cavity_Warehouse_New_Not Applicable Segment or Vintage | Insulation - Wall Cavity_Warehouse_New | Insulation - Wall Cavity_Commercial_New_Not Applicable Segment or Vintage_Not Applicable Segment or Vintage | Commercial | Warehouse | New | Space Heating | Natural Gas | Insulation - Wall Cavity | NEQ | Not Applicable Segment or Vintage | 15 | 15 | 15 | 0 | 0 | 0 | 0 | 0 | Retro3Slow | 0.004128203794943829 | TBD | A | WCM752 | 0.7 | 0.42 | sqft | 0.0321 | 0 | 0 | 0 | 0 | Not Applicable Segment or Vintage | Not Applicable Segment or Vintage | AEG BEST | 0 | 0 | 0 | Not Applicable Segment or Vintage | Not Applicable Segment or Vintage | Not Applicable Segment or Vintage | Not Applicable Segment or Vintage | Not Applicable Segment or Vintage | Not Applicable Segment or Vintage | Not Applicable Segment or Vintage | Not Applicable Segment or Vintage | Not Applicable Segment or Vintage | Not Applicable Segment or Vintage | Not Applicable Segment or Vintage | Not Applicable Segment or Vintage | Not Applicable Segment or Vintage | Not Applicable Segment or Vintage | Not Applicable Segment or Vintage | Not Applicable Segment or Vintage | Not Applicable Segment or Vintage | Not Applicable Segment or Vintage | Not Applicable Segment or Vintage | Not Applicable Segment or Vintage | Not Applicable Segment or Vintage | Not Applicable Segment or Vintage | Not Applicable Segment or Vintage | Not Applicable Segment or Vintage | Not Applicable Segment or Vintage | Not Applicable Segment or Vintage | Not Applicable Segment or Vintage | Not Applicable Segment or Vintage | 0 | 0 | 0 | 0 | 0 | 0 | 0 | 0 | 0 | 0 | 0 | 0 | 0 | 0 | 0 | 0 | 0 | 0 | 0 | 0 | 0 | 0 | 0 | 0 | 0 | 0 | 0 | 0 | 0 | 0 | 0 | 0 | 0 | 0 | 0 | 0 | 0 | 0 | 0 | 0 | 0 | 0 | 0 | 0 | 0 | 0 | 0 | 0 | 0 | 0 | 0 | 0 | 0 | 0 | 0 | 0 | 0 | 0 | 0 | 0 | 0 | 0 | 0 | 0 | 0 | 0 | 0 | 0 | 0 | 0 | 0 | 0 | 0 | 0 | 0 | 0 | 0 | 0 | 0 | 0 | 0 | 0 | 0 | 0 | 0 | 0 | 0 | 0 | 0 | 0 | 0 | 0 | 0 | 0 | 0 | 0 | 0 | 0 | 0 | 0 | 0 | 0 | 0 | 0 | 0 | 0 | 0 | 0 | 0 | 0 | 0 | 0 | Not Applicable Segment or Vintage | Not Applicable Segment or Vintage | Not Applicable Segment or Vintage | Not Applicable Segment or Vintage | Not Applicable Segment or Vintage | Not Applicable Segment or Vintage | Not Applicable Segment or Vintage | Not Applicable Segment or Vintage | Not Applicable Segment or Vintage | Not Applicable Segment or Vintage | Not Applicable Segment or Vintage | Not Applicable Segment or Vintage | Not Applicable Segment or Vintage | Not Applicable Segment or Vintage | Not Applicable Segment or Vintage | Not Applicable Segment or Vintage | Not Applicable Segment or Vintage | Not Applicable Segment or Vintage | Not Applicable Segment or Vintage | Not Applicable Segment or Vintage | Not Applicable Segment or Vintage | Not Applicable Segment or Vintage | Not Applicable Segment or Vintage | Not Applicable Segment or Vintage | Not Applicable Segment or Vintage | Not Applicable Segment or Vintage | Not Applicable Segment or Vintage | Not Applicable Segment or Vintage | 0 | 0 | 0 | 0 | 0 | 0 | 0 | 0 | 0 | 0 | 0 | 0 | 0 | 0 | 0 | 0 | 0 | 0 | 0 | 0 | 0 | 0 | 0 | 0 | 0 | 0 | 0 | 0 | 0 | 0 | 0 | 0 | 0 | 0 | 0 | 0 | 0 | 0 | 0 | 0 | 0 | 0 | 0 | 0 | 0 | 0 | 0 | 0 | 0 | 0 | 0 | 0 | 0 | 0 | 0 | 0 | 0 | 0 | 0 | 0 | 0 | 0 | 0 | 0 | 0 | 0 | 0 | 0 | 0 | 0 | 0 | 0 | 0 | 0 | 0 | 0 | 0 | 0 | 0 | 0 | 0 | 0 | 0 | 0 | 0 | 0 | 0 | 0 | 0 | 0 | 0 | 0 | 0 | 0 | 0 | 0 | 0 | 0 | 0 | 0 | 0 | 0 | 0 | 0 | 0 | 0 | 0 | 0 | 0 | 0 | 0 | 0 | 0 | 0 | 0 | 0 | 0 | 0 | 0 | 0 | 0 | 0 | 0 | 0 | 0 | 0 | 0 | 0 | 0 | 0 | 0 | 0 | 0 | 0 | 0 | 0 | 0 | 0 | 0 | 0 | 0 | 0 | 0 | 0 | 0 | 0 | 0 | 0 | 0 | 0 | 0 | 0 | 0 | 0 | 0 | 0 | 0 | 0 | 0 | 0 | 0 | 0 | 0 | 0 | 0 | 0 | 0 | 0 | Not Applicable Segment or Vintage | Not Applicable Segment or Vintage | Not Applicable Segment or Vintage | Not Applicable Segment or Vintage | Not Applicable Segment or Vintage | Not Applicable Segment or Vintage | Not Applicable Segment or Vintage | Not Applicable Segment or Vintage | Not Applicable Segment or Vintage | Not Applicable Segment or Vintage | Not Applicable Segment or Vintage | Not Applicable Segment or Vintage | Not Applicable Segment or Vintage | Not Applicable Segment or Vintage | Not Applicable Segment or Vintage | Not Applicable Segment or Vintage | Not Applicable Segment or Vintage | Not Applicable Segment or Vintage | Not Applicable Segment or Vintage | Not Applicable Segment or Vintage | Not Applicable Segment or Vintage | Not Applicable Segment or Vintage | Not Applicable Segment or Vintage | Not Applicable Segment or Vintage | Not Applicable Segment or Vintage | Not Applicable Segment or Vintage | Not Applicable Segment or Vintage | Not Applicable Segment or Vintage | 0 | 0 | 0 | 0 | 0 | 0 | 0 | 0 | 0 | 0 | 0 | 0 | 0 | 0 | 0 | 0 | 0 | 0 | 0 | 0 | 0 | 0 | 0 | 0 | 0 | 0 | 0 | 0 | 0 | 0 | 0 | 0 | 0 | 0 | 0 | 0 | 0 | 0 | 0 | 0 | 0 | 0 | 0 | 0 | 0 | 0 | 0 | 0 | 0 | 0 | 0 | 0 | 0 | 0 | 0 | 0 | 0 | 0 | 0 | 0 | 0 | 0 | 0 | 0 | 0 | 0 | 0 | 0 | 0 | 0 | 0 | 0 | 0 | 0 | 0 | 0 | 0 | 0 | 0 | 0 | 0 | 0 | 0 | 0 | 0 | 0 | 0 | 0 | 0 | 0 | 0 | 0 | 0 | 0 | 0 | 0 | 0 | 0 | 0 | 0 | 0 | 0 | 0 | 0 | 0 | 0 | 0 | 0 | 0 | 0 | 0 | 0 | 0 | 0 | 0 | 0 | 0 | 0 | 0 | 0 | 0 | 0 | 0 | 0 | 0 | 0 | 0 | 0 | 0 | 0 | 0 | 0 | 0 | 0 | 0 | 0 | 0 | 0 | 0 | 0 | 0 | 0
Lodging - Guest Room Controls_Warehouse_New_Equipment that determines the occupancy of the room | Lodging - Guest Room Controls_Warehouse_New | Lodging - Guest Room Controls_Commercial_New_manual heating/cooling temperature set-point and fan On/Off/Auto thermostat controls_Equipment that determines the occupancy of the room | Commercial | Warehouse | New | Space Heating | Natural Gas | Lodging - Guest Room Controls | NEQ | manual heating/cooling temperature set-point and fan On/Off/Auto thermostat controls | 15 | 15 | 15 | 0 | 0 | 0 | 0 | 0 | Retro5Med | 8.35569166605469E-06 | TBD | A | WCM793 | 0.7 | 0.42 | LodgUnit | 0.0321 | 0 | 0 | 0 | 0 | IL TRM v13 - 4.4.8 - Guest Room Energy Management (PTAC & PTHP) - CI-HVC-GREM-V06-0601 | IL TRM v13 - 4.4.8 - Guest Room Energy Management (PTAC & PTHP) - CI-HVC-GREM-V06-0601 | AEG BEST | 0 | 0 | 319.8724 | manual heating/cooling temperature set-point and fan On/Off/Auto thermostat controls | manual heating/cooling temperature set-point and fan On/Off/Auto thermostat controls | manual heating/cooling temperature set-point and fan On/Off/Auto thermostat controls | manual heating/cooling temperature set-point and fan On/Off/Auto thermostat controls | manual heating/cooling temperature set-point and fan On/Off/Auto thermostat controls | manual heating/cooling temperature set-point and fan On/Off/Auto thermostat controls | manual heating/cooling temperature set-point and fan On/Off/Auto thermostat controls | manual heating/cooling temperature set-point and fan On/Off/Auto thermostat controls | manual heating/cooling temperature set-point and fan On/Off/Auto thermostat controls | manual heating/cooling temperature set-point and fan On/Off/Auto thermostat controls | manual heating/cooling temperature set-point and fan On/Off/Auto thermostat controls | manual heating/cooling temperature set-point and fan On/Off/Auto thermostat controls | manual heating/cooling temperature set-point and fan On/Off/Auto thermostat controls | manual heating/cooling temperature set-point and fan On/Off/Auto thermostat controls | manual heating/cooling temperature set-point and fan On/Off/Auto thermostat controls | manual heating/cooling temperature set-point and fan On/Off/Auto thermostat controls | manual heating/cooling temperature set-point and fan On/Off/Auto thermostat controls | manual heating/cooling temperature set-point and fan On/Off/Auto thermostat controls | manual heating/cooling temperature set-point and fan On/Off/Auto thermostat controls | manual heating/cooling temperature set-point and fan On/Off/Auto thermostat controls | manual heating/cooling temperature set-point and fan On/Off/Auto thermostat controls | manual heating/cooling temperature set-point and fan On/Off/Auto thermostat controls | manual heating/cooling temperature set-point and fan On/Off/Auto thermostat controls | manual heating/cooling temperature set-point and fan On/Off/Auto thermostat controls | manual heating/cooling temperature set-point and fan On/Off/Auto thermostat controls | manual heating/cooling temperature set-point and fan On/Off/Auto thermostat controls | manual heating/cooling temperature set-point and fan On/Off/Auto thermostat controls | manual heating/cooling temperature set-point and fan On/Off/Auto thermostat controls | 0 | 0 | 0 | 0 | 0 | 0 | 0 | 0 | 0 | 0 | 0 | 0 | 0 | 0 | 0 | 0 | 0 | 0 | 0 | 0 | 0 | 0 | 0 | 0 | 0 | 0 | 0 | 0 | 0 | 0 | 0 | 0 | 0 | 0 | 0 | 0 | 0 | 0 | 0 | 0 | 0 | 0 | 0 | 0 | 0 | 0 | 0 | 0 | 0 | 0 | 0 | 0 | 0 | 0 | 0 | 0 | 0 | 0 | 0 | 0 | 0 | 0 | 0 | 0 | 0 | 0 | 0 | 0 | 0 | 0 | 0 | 0 | 0 | 0 | 0 | 0 | 0 | 0 | 0 | 0 | 0 | 0 | 0 | 0 | 0 | 0 | 0 | 0 | 0 | 0 | 0 | 0 | 0 | 0 | 0 | 0 | 0 | 0 | 0 | 0 | 0 | 0 | 0 | 0 | 0 | 0 | 0 | 0 | 0 | 0 | 0 | 0 | Equipment that determines the occupancy of the room | Equipment that determines the occupancy of the room | Equipment that determines the occupancy of the room | Equipment that determines the occupancy of the room | Equipment that determines the occupancy of the room | Equipment that determines the occupancy of the room | Equipment that determines the occupancy of the room | Equipment that determines the occupancy of the room | Equipment that determines the occupancy of the room | Equipment that determines the occupancy of the room | Equipment that determines the occupancy of the room | Equipment that determines the occupancy of the room | Equipment that determines the occupancy of the room | Equipment that determines the occupancy of the room | Equipment that determines the occupancy of the room | Equipment that determines the occupancy of the room | Equipment that determines the occupancy of the room | Equipment that determines the occupancy of the room | Equipment that determines the occupancy of the room | Equipment that determines the occupancy of the room | Equipment that determines the occupancy of the room | Equipment that determines the occupancy of the room | Equipment that determines the occupancy of the room | Equipment that determines the occupancy of the room | Equipment that determines the occupancy of the room | Equipment that determines the occupancy of the room | Equipment that determines the occupancy of the room | Equipment that determines the occupancy of the room | 319.8724 | 319.8724 | 319.8724 | 319.8724 | 319.8724 | 319.8724 | 319.8724 | 319.8724 | 319.8724 | 319.8724 | 319.8724 | 319.8724 | 319.8724 | 319.8724 | 319.8724 | 319.8724 | 319.8724 | 319.8724 | 319.8724 | 319.8724 | 319.8724 | 319.8724 | 319.8724 | 319.8724 | 319.8724 | 319.8724 | 319.8724 | 319.8724 | 0 | 0 | 0 | 0 | 0 | 0 | 0 | 0 | 0 | 0 | 0 | 0 | 0 | 0 | 0 | 0 | 0 | 0 | 0 | 0 | 0 | 0 | 0 | 0 | 0 | 0 | 0 | 0 | 0 | 0 | 0 | 0 | 0 | 0 | 0 | 0 | 0 | 0 | 0 | 0 | 0 | 0 | 0 | 0 | 0 | 0 | 0 | 0 | 0 | 0 | 0 | 0 | 0 | 0 | 0 | 0 | 0 | 0 | 0 | 0 | 0 | 0 | 0 | 0 | 0 | 0 | 0 | 0 | 0 | 0 | 0 | 0 | 0 | 0 | 0 | 0 | 0 | 0 | 0 | 0 | 0 | 0 | 0 | 0 | 0 | 0 | 0 | 0 | 0 | 0 | 0 | 0 | 0 | 0 | 0 | 0 | 0 | 0 | 0 | 0 | 0 | 0 | 0 | 0 | 0 | 0 | 0 | 0 | 0 | 0 | 0 | 0 | 0 | 0 | 0 | 0 | 0 | 0 | 0 | 0 | 0 | 0 | 0 | 0 | 0 | 0 | 0 | 0 | 0 | 0 | 0 | 0 | 0 | 0 | 0 | 0 | 0 | 0 | 0 | 0 | Equipment that determines the occupancy of the room | Equipment that determines the occupancy of the room | Equipment that determines the occupancy of the room | Equipment that determines the occupancy of the room | Equipment that determines the occupancy of the room | Equipment that determines the occupancy of the room | Equipment that determines the occupancy of the room | Equipment that determines the occupancy of the room | Equipment that determines the occupancy of the room | Equipment that determines the occupancy of the room | Equipment that determines the occupancy of the room | Equipment that determines the occupancy of the room | Equipment that determines the occupancy of the room | Equipment that determines the occupancy of the room | Equipment that determines the occupancy of the room | Equipment that determines the occupancy of the room | Equipment that determines the occupancy of the room | Equipment that determines the occupancy of the room | Equipment that determines the occupancy of the room | Equipment that determines the occupancy of the room | Equipment that determines the occupancy of the room | Equipment that determines the occupancy of the room | Equipment that determines the occupancy of the room | Equipment that determines the occupancy of the room | Equipment that determines the occupancy of the room | Equipment that determines the occupancy of the room | Equipment that determines the occupancy of the room | Equipment that determines the occupancy of the room | 319.8724 | 319.8724 | 319.8724 | 319.8724 | 319.8724 | 319.8724 | 319.8724 | 319.8724 | 319.8724 | 319.8724 | 319.8724 | 319.8724 | 319.8724 | 319.8724 | 319.8724 | 319.8724 | 319.8724 | 319.8724 | 319.8724 | 319.8724 | 319.8724 | 319.8724 | 319.8724 | 319.8724 | 319.8724 | 319.8724 | 319.8724 | 319.8724 | 0 | 0 | 0 | 0 | 0 | 0 | 0 | 0 | 0 | 0 | 0 | 0 | 0 | 0 | 0 | 0 | 0 | 0 | 0 | 0 | 0 | 0 | 0 | 0 | 0 | 0 | 0 | 0 | 0 | 0 | 0 | 0 | 0 | 0 | 0 | 0 | 0 | 0 | 0 | 0 | 0 | 0 | 0 | 0 | 0 | 0 | 0 | 0 | 0 | 0 | 0 | 0 | 0 | 0 | 0 | 0 | 0 | 0 | 0 | 0 | 0 | 0 | 0 | 0 | 0 | 0 | 0 | 0 | 0 | 0 | 0 | 0 | 0 | 0 | 0 | 0 | 0 | 0 | 0 | 0 | 0 | 0 | 0 | 0 | 0 | 0 | 0 | 0 | 0 | 0 | 0 | 0 | 0 | 0 | 0 | 0 | 0 | 0 | 0 | 0 | 0 | 0 | 0 | 0 | 0 | 0 | 0 | 0 | 0 | 0 | 0 | 0 | 0 | 0
Retrocommissioning_Warehouse_New_Not Applicable Segment or Vintage | Retrocommissioning_Warehouse_New | Retrocommissioning_Commercial_New_Not Applicable Segment or Vintage_Not Applicable Segment or Vintage | Commercial | Warehouse | New | Space Heating | Natural Gas | Retrocommissioning | NEQ | Not Applicable Segment or Vintage | 3 | 3 | 3 | 0 | 0 | 0 | 0 | 0 | RetroEven20 | 0.03333333333333333 | TBD | A | WCM799 | 0.7 | 0.42 | sqft | 0.0321 | 0 | 0 | 0 | 0 | Not Applicable Segment or Vintage | Not Applicable Segment or Vintage | Not Applicable Segment or Vintage | 0 | 0 | 0 | Not Applicable Segment or Vintage | Not Applicable Segment or Vintage | Not Applicable Segment or Vintage | Not Applicable Segment or Vintage | Not Applicable Segment or Vintage | Not Applicable Segment or Vintage | Not Applicable Segment or Vintage | Not Applicable Segment or Vintage | Not Applicable Segment or Vintage | Not Applicable Segment or Vintage | Not Applicable Segment or Vintage | Not Applicable Segment or Vintage | Not Applicable Segment or Vintage | Not Applicable Segment or Vintage | Not Applicable Segment or Vintage | Not Applicable Segment or Vintage | Not Applicable Segment or Vintage | Not Applicable Segment or Vintage | Not Applicable Segment or Vintage | Not Applicable Segment or Vintage | Not Applicable Segment or Vintage | Not Applicable Segment or Vintage | Not Applicable Segment or Vintage | Not Applicable Segment or Vintage | Not Applicable Segment or Vintage | Not Applicable Segment or Vintage | Not Applicable Segment or Vintage | Not Applicable Segment or Vintage | 0 | 0 | 0 | 0 | 0 | 0 | 0 | 0 | 0 | 0 | 0 | 0 | 0 | 0 | 0 | 0 | 0 | 0 | 0 | 0 | 0 | 0 | 0 | 0 | 0 | 0 | 0 | 0 | 0 | 0 | 0 | 0 | 0 | 0 | 0 | 0 | 0 | 0 | 0 | 0 | 0 | 0 | 0 | 0 | 0 | 0 | 0 | 0 | 0 | 0 | 0 | 0 | 0 | 0 | 0 | 0 | 0 | 0 | 0 | 0 | 0 | 0 | 0 | 0 | 0 | 0 | 0 | 0 | 0 | 0 | 0 | 0 | 0 | 0 | 0 | 0 | 0 | 0 | 0 | 0 | 0 | 0 | 0 | 0 | 0 | 0 | 0 | 0 | 0 | 0 | 0 | 0 | 0 | 0 | 0 | 0 | 0 | 0 | 0 | 0 | 0 | 0 | 0 | 0 | 0 | 0 | 0 | 0 | 0 | 0 | 0 | 0 | Not Applicable Segment or Vintage | Not Applicable Segment or Vintage | Not Applicable Segment or Vintage | Not Applicable Segment or Vintage | Not Applicable Segment or Vintage | Not Applicable Segment or Vintage | Not Applicable Segment or Vintage | Not Applicable Segment or Vintage | Not Applicable Segment or Vintage | Not Applicable Segment or Vintage | Not Applicable Segment or Vintage | Not Applicable Segment or Vintage | Not Applicable Segment or Vintage | Not Applicable Segment or Vintage | Not Applicable Segment or Vintage | Not Applicable Segment or Vintage | Not Applicable Segment or Vintage | Not Applicable Segment or Vintage | Not Applicable Segment or Vintage | Not Applicable Segment or Vintage | Not Applicable Segment or Vintage | Not Applicable Segment or Vintage | Not Applicable Segment or Vintage | Not Applicable Segment or Vintage | Not Applicable Segment or Vintage | Not Applicable Segment or Vintage | Not Applicable Segment or Vintage | Not Applicable Segment or Vintage | 0 | 0 | 0 | 0 | 0 | 0 | 0 | 0 | 0 | 0 | 0 | 0 | 0 | 0 | 0 | 0 | 0 | 0 | 0 | 0 | 0 | 0 | 0 | 0 | 0 | 0 | 0 | 0 | 0 | 0 | 0 | 0 | 0 | 0 | 0 | 0 | 0 | 0 | 0 | 0 | 0 | 0 | 0 | 0 | 0 | 0 | 0 | 0 | 0 | 0 | 0 | 0 | 0 | 0 | 0 | 0 | 0 | 0 | 0 | 0 | 0 | 0 | 0 | 0 | 0 | 0 | 0 | 0 | 0 | 0 | 0 | 0 | 0 | 0 | 0 | 0 | 0 | 0 | 0 | 0 | 0 | 0 | 0 | 0 | 0 | 0 | 0 | 0 | 0 | 0 | 0 | 0 | 0 | 0 | 0 | 0 | 0 | 0 | 0 | 0 | 0 | 0 | 0 | 0 | 0 | 0 | 0 | 0 | 0 | 0 | 0 | 0 | 0 | 0 | 0 | 0 | 0 | 0 | 0 | 0 | 0 | 0 | 0 | 0 | 0 | 0 | 0 | 0 | 0 | 0 | 0 | 0 | 0 | 0 | 0 | 0 | 0 | 0 | 0 | 0 | 0 | 0 | 0 | 0 | 0 | 0 | 0 | 0 | 0 | 0 | 0 | 0 | 0 | 0 | 0 | 0 | 0 | 0 | 0 | 0 | 0 | 0 | 0 | 0 | 0 | 0 | 0 | 0 | Not Applicable Segment or Vintage | Not Applicable Segment or Vintage | Not Applicable Segment or Vintage | Not Applicable Segment or Vintage | Not Applicable Segment or Vintage | Not Applicable Segment or Vintage | Not Applicable Segment or Vintage | Not Applicable Segment or Vintage | Not Applicable Segment or Vintage | Not Applicable Segment or Vintage | Not Applicable Segment or Vintage | Not Applicable Segment or Vintage | Not Applicable Segment or Vintage | Not Applicable Segment or Vintage | Not Applicable Segment or Vintage | Not Applicable Segment or Vintage | Not Applicable Segment or Vintage | Not Applicable Segment or Vintage | Not Applicable Segment or Vintage | Not Applicable Segment or Vintage | Not Applicable Segment or Vintage | Not Applicable Segment or Vintage | Not Applicable Segment or Vintage | Not Applicable Segment or Vintage | Not Applicable Segment or Vintage | Not Applicable Segment or Vintage | Not Applicable Segment or Vintage | Not Applicable Segment or Vintage | 0 | 0 | 0 | 0 | 0 | 0 | 0 | 0 | 0 | 0 | 0 | 0 | 0 | 0 | 0 | 0 | 0 | 0 | 0 | 0 | 0 | 0 | 0 | 0 | 0 | 0 | 0 | 0 | 0 | 0 | 0 | 0 | 0 | 0 | 0 | 0 | 0 | 0 | 0 | 0 | 0 | 0 | 0 | 0 | 0 | 0 | 0 | 0 | 0 | 0 | 0 | 0 | 0 | 0 | 0 | 0 | 0 | 0 | 0 | 0 | 0 | 0 | 0 | 0 | 0 | 0 | 0 | 0 | 0 | 0 | 0 | 0 | 0 | 0 | 0 | 0 | 0 | 0 | 0 | 0 | 0 | 0 | 0 | 0 | 0 | 0 | 0 | 0 | 0 | 0 | 0 | 0 | 0 | 0 | 0 | 0 | 0 | 0 | 0 | 0 | 0 | 0 | 0 | 0 | 0 | 0 | 0 | 0 | 0 | 0 | 0 | 0 | 0 | 0 | 0 | 0 | 0 | 0 | 0 | 0 | 0 | 0 | 0 | 0 | 0 | 0 | 0 | 0 | 0 | 0 | 0 | 0 | 0 | 0 | 0 | 0 | 0 | 0 | 0 | 0 | 0 | 0
Strategic Energy Management_Warehouse_New_Implementation of strategic energy management program. | Strategic Energy Management_Warehouse_New | Strategic Energy Management_Commercial_New_No strategic energy management._Implementation of strategic energy management program. | Commercial | Warehouse | New | Space Heating | Natural Gas | Strategic Energy Management | NEQ | No strategic energy management. | 3 | 3 | 3 | 0 | 0 | 0 | 0 | 0 | RetroEven20 | 0.03333333333333333 | TBD | A | WCM797 | 0.7 | 0.42 | sqft | 0.0321 | 0 | 0 | 0 | 0 | 2021 Power Plan - Com-EM-2021P_V4 - Commercial SEM, Northwest Power and Conservation Council (NWPCC), 2021 Power Plan Conservation Supply Workbooks. January 2022. | 2021 Power Plan - Com-EM-2021P_V4 - Commercial SEM, Northwest Power and Conservation Council (NWPCC), 2021 Power Plan Conservation Supply Workbooks. January 2022. | 2021 Power Plan - Com-EM-2021P_V4 - Commercial SEM, Northwest Power and Conservation Council (NWPCC), 2021 Power Plan Conservation Supply Workbooks. January 2022. | 0 | 0 | 0.19271 | No strategic energy management. | No strategic energy management. | No strategic energy management. | No strategic energy management. | No strategic energy management. | No strategic energy management. | No strategic energy management. | No strategic energy management. | No strategic energy management. | No strategic energy management. | No strategic energy management. | No strategic energy management. | No strategic energy management. | No strategic energy management. | No strategic energy management. | No strategic energy management. | No strategic energy management. | No strategic energy management. | No strategic energy management. | No strategic energy management. | No strategic energy management. | No strategic energy management. | No strategic energy management. | No strategic energy management. | No strategic energy management. | No strategic energy management. | No strategic energy management. | No strategic energy management. | 0 | 0 | 0 | 0 | 0 | 0 | 0 | 0 | 0 | 0 | 0 | 0 | 0 | 0 | 0 | 0 | 0 | 0 | 0 | 0 | 0 | 0 | 0 | 0 | 0 | 0 | 0 | 0 | 0 | 0 | 0 | 0 | 0 | 0 | 0 | 0 | 0 | 0 | 0 | 0 | 0 | 0 | 0 | 0 | 0 | 0 | 0 | 0 | 0 | 0 | 0 | 0 | 0 | 0 | 0 | 0 | 0 | 0 | 0 | 0 | 0 | 0 | 0 | 0 | 0 | 0 | 0 | 0 | 0 | 0 | 0 | 0 | 0 | 0 | 0 | 0 | 0 | 0 | 0 | 0 | 0 | 0 | 0 | 0 | 0 | 0 | 0 | 0 | 0 | 0 | 0 | 0 | 0 | 0 | 0 | 0 | 0 | 0 | 0 | 0 | 0 | 0 | 0 | 0 | 0 | 0 | 0 | 0 | 0 | 0 | 0 | 0 | Implementation of strategic energy management program. | Implementation of strategic energy management program. | Implementation of strategic energy management program. | Implementation of strategic energy management program. | Implementation of strategic energy management program. | Implementation of strategic energy management program. | Implementation of strategic energy management program. | Implementation of strategic energy management program. | Implementation of strategic energy management program. | Implementation of strategic energy management program. | Implementation of strategic energy management program. | Implementation of strategic energy management program. | Implementation of strategic energy management program. | Implementation of strategic energy management program. | Implementation of strategic energy management program. | Implementation of strategic energy management program. | Implementation of strategic energy management program. | Implementation of strategic energy management program. | Implementation of strategic energy management program. | Implementation of strategic energy management program. | Implementation of strategic energy management program. | Implementation of strategic energy management program. | Implementation of strategic energy management program. | Implementation of strategic energy management program. | Implementation of strategic energy management program. | Implementation of strategic energy management program. | Implementation of strategic energy management program. | Implementation of strategic energy management program. | 0.1927 | 0.1927 | 0.1927 | 0.1927 | 0.1927 | 0.1927 | 0.1927 | 0.1927 | 0.1927 | 0.1927 | 0.1927 | 0.1927 | 0.1927 | 0.1927 | 0.1927 | 0.1927 | 0.1927 | 0.1927 | 0.1927 | 0.1927 | 0.1927 | 0.1927 | 0.1927 | 0.1927 | 0.1927 | 0.1927 | 0.1927 | 0.1927 | 0 | 0 | 0 | 0 | 0 | 0 | 0 | 0 | 0 | 0 | 0 | 0 | 0 | 0 | 0 | 0 | 0 | 0 | 0 | 0 | 0 | 0 | 0 | 0 | 0 | 0 | 0 | 0 | 0 | 0 | 0 | 0 | 0 | 0 | 0 | 0 | 0 | 0 | 0 | 0 | 0 | 0 | 0 | 0 | 0 | 0 | 0 | 0 | 0 | 0 | 0 | 0 | 0 | 0 | 0 | 0 | 0 | 0 | 0 | 0 | 0 | 0 | 0 | 0 | 0 | 0 | 0 | 0 | 0 | 0 | 0 | 0 | 0 | 0 | 0 | 0 | 0 | 0 | 0 | 0 | 0 | 0 | 0 | 0 | 0 | 0 | 0 | 0 | 0 | 0 | 0 | 0 | 0 | 0 | 0 | 0 | 0 | 0 | 0 | 0 | 0 | 0 | 0 | 0 | 0 | 0 | 0 | 0 | 0 | 0 | 0 | 0 | 0 | 0 | 0 | 0 | 0 | 0 | 0 | 0 | 0 | 0 | 0 | 0 | 0 | 0 | 0 | 0 | 0 | 0 | 0 | 0 | 0 | 0 | 0 | 0 | 0 | 0 | 0 | 0 | Implementation of strategic energy management program. | Implementation of strategic energy management program. | Implementation of strategic energy management program. | Implementation of strategic energy management program. | Implementation of strategic energy management program. | Implementation of strategic energy management program. | Implementation of strategic energy management program. | Implementation of strategic energy management program. | Implementation of strategic energy management program. | Implementation of strategic energy management program. | Implementation of strategic energy management program. | Implementation of strategic energy management program. | Implementation of strategic energy management program. | Implementation of strategic energy management program. | Implementation of strategic energy management program. | Implementation of strategic energy management program. | Implementation of strategic energy management program. | Implementation of strategic energy management program. | Implementation of strategic energy management program. | Implementation of strategic energy management program. | Implementation of strategic energy management program. | Implementation of strategic energy management program. | Implementation of strategic energy management program. | Implementation of strategic energy management program. | Implementation of strategic energy management program. | Implementation of strategic energy management program. | Implementation of strategic energy management program. | Implementation of strategic energy management program. | 0.1927 | 0.1927 | 0.1927 | 0.1927 | 0.1927 | 0.1927 | 0.1927 | 0.1927 | 0.1927 | 0.1927 | 0.1927 | 0.1927 | 0.1927 | 0.1927 | 0.1927 | 0.1927 | 0.1927 | 0.1927 | 0.1927 | 0.1927 | 0.1927 | 0.1927 | 0.1927 | 0.1927 | 0.1927 | 0.1927 | 0.1927 | 0.1927 | 0 | 0 | 0 | 0 | 0 | 0 | 0 | 0 | 0 | 0 | 0 | 0 | 0 | 0 | 0 | 0 | 0 | 0 | 0 | 0 | 0 | 0 | 0 | 0 | 0 | 0 | 0 | 0 | 0 | 0 | 0 | 0 | 0 | 0 | 0 | 0 | 0 | 0 | 0 | 0 | 0 | 0 | 0 | 0 | 0 | 0 | 0 | 0 | 0 | 0 | 0 | 0 | 0 | 0 | 0 | 0 | 0 | 0 | 0 | 0 | 0 | 0 | 0 | 0 | 0 | 0 | 0 | 0 | 0 | 0 | 0 | 0 | 0 | 0 | 0 | 0 | 0 | 0 | 0 | 0 | 0 | 0 | 0 | 0 | 0 | 0 | 0 | 0 | 0 | 0 | 0 | 0 | 0 | 0 | 0 | 0 | 0 | 0 | 0 | 0 | 0 | 0 | 0 | 0 | 0 | 0 | 0 | 0 | 0 | 0 | 0 | 0 | 0 | 0
Ventilation - Demand Controlled_Warehouse_New_new CO2 sensors installed on return air systems where no other sensors were previously installed | Ventilation - Demand Controlled_Warehouse_New | Ventilation - Demand Controlled_Commercial_New_space with no demand control capability_new CO2 sensors installed on return air systems where no other sensors were previously installed | Commercial | Warehouse | New | Space Heating | Natural Gas | Ventilation - Demand Controlled | NEQ | space with no demand control capability | 10 | 10 | 10 | 0 | 0 | 0 | 0.041106 | 0.11267 | Retro3Slow | 0.004128203794943829 | TBD | A | WCM761 | 0.7 | 0.42 | sqft | 0.0321 | 0 | 0 | 0 | 0 | IL TRM v13 - 4.4.19 - Demand Controlled Ventilation - CI-HVC-DCV-V07-240101 | IL TRM v13 - 4.4.19 - Demand Controlled Ventilation - CI-HVC-DCV-V07-240101 | IL TRM v13 - 4.4.19 - Demand Controlled Ventilation - CI-HVC-DCV-V07-240101 | 0 | 0 | 0.53487 | space with no demand control capability | space with no demand control capability | space with no demand control capability | space with no demand control capability | space with no demand control capability | space with no demand control capability | space with no demand control capability | space with no demand control capability | space with no demand control capability | space with no demand control capability | space with no demand control capability | space with no demand control capability | space with no demand control capability | space with no demand control capability | space with no demand control capability | space with no demand control capability | space with no demand control capability | space with no demand control capability | space with no demand control capability | space with no demand control capability | space with no demand control capability | space with no demand control capability | space with no demand control capability | space with no demand control capability | space with no demand control capability | space with no demand control capability | space with no demand control capability | space with no demand control capability | 0 | 0 | 0 | 0 | 0 | 0 | 0 | 0 | 0 | 0 | 0 | 0 | 0 | 0 | 0 | 0 | 0 | 0 | 0 | 0 | 0 | 0 | 0 | 0 | 0 | 0 | 0 | 0 | 0 | 0 | 0 | 0 | 0 | 0 | 0 | 0 | 0 | 0 | 0 | 0 | 0 | 0 | 0 | 0 | 0 | 0 | 0 | 0 | 0 | 0 | 0 | 0 | 0 | 0 | 0 | 0 | 0 | 0 | 0 | 0 | 0 | 0 | 0 | 0 | 0 | 0 | 0 | 0 | 0 | 0 | 0 | 0 | 0 | 0 | 0 | 0 | 0 | 0 | 0 | 0 | 0 | 0 | 0 | 0 | 0 | 0 | 0 | 0 | 0 | 0 | 0 | 0 | 0 | 0 | 0 | 0 | 0 | 0 | 0 | 0 | 0 | 0 | 0 | 0 | 0 | 0 | 0 | 0 | 0 | 0 | 0 | 0 | new CO2 sensors installed on return air systems where no other sensors were previously installed | new CO2 sensors installed on return air systems where no other sensors were previously installed | new CO2 sensors installed on return air systems where no other sensors were previously installed | new CO2 sensors installed on return air systems where no other sensors were previously installed | new CO2 sensors installed on return air systems where no other sensors were previously installed | new CO2 sensors installed on return air systems where no other sensors were previously installed | new CO2 sensors installed on return air systems where no other sensors were previously installed | new CO2 sensors installed on return air systems where no other sensors were previously installed | new CO2 sensors installed on return air systems where no other sensors were previously installed | new CO2 sensors installed on return air systems where no other sensors were previously installed | new CO2 sensors installed on return air systems where no other sensors were previously installed | new CO2 sensors installed on return air systems where no other sensors were previously installed | new CO2 sensors installed on return air systems where no other sensors were previously installed | new CO2 sensors installed on return air systems where no other sensors were previously installed | new CO2 sensors installed on return air systems where no other sensors were previously installed | new CO2 sensors installed on return air systems where no other sensors were previously installed | new CO2 sensors installed on return air systems where no other sensors were previously installed | new CO2 sensors installed on return air systems where no other sensors were previously installed | new CO2 sensors installed on return air systems where no other sensors were previously installed | new CO2 sensors installed on return air systems where no other sensors were previously installed | new CO2 sensors installed on return air systems where no other sensors were previously installed | new CO2 sensors installed on return air systems where no other sensors were previously installed | new CO2 sensors installed on return air systems where no other sensors were previously installed | new CO2 sensors installed on return air systems where no other sensors were previously installed | new CO2 sensors installed on return air systems where no other sensors were previously installed | new CO2 sensors installed on return air systems where no other sensors were previously installed | new CO2 sensors installed on return air systems where no other sensors were previously installed | new CO2 sensors installed on return air systems where no other sensors were previously installed | 0.5349 | 0.5349 | 0.5349 | 0.5349 | 0.5349 | 0.5349 | 0.5349 | 0.5349 | 0.5349 | 0.5349 | 0.5349 | 0.5349 | 0.5349 | 0.5349 | 0.5349 | 0.5349 | 0.5349 | 0.5349 | 0.5349 | 0.5349 | 0.5349 | 0.5349 | 0.5349 | 0.5349 | 0.5349 | 0.5349 | 0.5349 | 0.5349 | 0 | 0 | 0 | 0 | 0 | 0 | 0 | 0 | 0 | 0 | 0 | 0 | 0 | 0 | 0 | 0 | 0 | 0 | 0 | 0 | 0 | 0 | 0 | 0 | 0 | 0 | 0 | 0 | 0 | 0 | 0 | 0 | 0 | 0 | 0 | 0 | 0 | 0 | 0 | 0 | 0 | 0 | 0 | 0 | 0 | 0 | 0 | 0 | 0 | 0 | 0 | 0 | 0 | 0 | 0 | 0 | 0 | 0 | 0 | 0 | 0 | 0 | 0 | 0 | 0 | 0 | 0 | 0 | 0 | 0 | 0 | 0 | 0 | 0 | 0 | 0 | 0 | 0 | 0 | 0 | 0 | 0 | 0 | 0 | 0 | 0 | 0 | 0 | 0 | 0 | 0 | 0 | 0 | 0 | 0 | 0 | 0 | 0 | 0 | 0 | 0 | 0 | 0 | 0 | 0 | 0 | 0 | 0 | 0 | 0 | 0 | 0 | 0 | 0 | 0 | 0 | 0 | 0 | 0 | 0 | 0 | 0 | 0 | 0 | 0 | 0 | 0 | 0 | 0 | 0 | 0 | 0 | 0 | 0 | 0 | 0 | 0 | 0 | 0 | 0 | new CO2 sensors installed on return air systems where no other sensors were previously installed | new CO2 sensors installed on return air systems where no other sensors were previously installed | new CO2 sensors installed on return air systems where no other sensors were previously installed | new CO2 sensors installed on return air systems where no other sensors were previously installed | new CO2 sensors installed on return air systems where no other sensors were previously installed | new CO2 sensors installed on return air systems where no other sensors were previously installed | new CO2 sensors installed on return air systems where no other sensors were previously installed | new CO2 sensors installed on return air systems where no other sensors were previously installed | new CO2 sensors installed on return air systems where no other sensors were previously installed | new CO2 sensors installed on return air systems where no other sensors were previously installed | new CO2 sensors installed on return air systems where no other sensors were previously installed | new CO2 sensors installed on return air systems where no other sensors were previously installed | new CO2 sensors installed on return air systems where no other sensors were previously installed | new CO2 sensors installed on return air systems where no other sensors were previously installed | new CO2 sensors installed on return air systems where no other sensors were previously installed | new CO2 sensors installed on return air systems where no other sensors were previously installed | new CO2 sensors installed on return air systems where no other sensors were previously installed | new CO2 sensors installed on return air systems where no other sensors were previously installed | new CO2 sensors installed on return air systems where no other sensors were previously installed | new CO2 sensors installed on return air systems where no other sensors were previously installed | new CO2 sensors installed on return air systems where no other sensors were previously installed | new CO2 sensors installed on return air systems where no other sensors were previously installed | new CO2 sensors installed on return air systems where no other sensors were previously installed | new CO2 sensors installed on return air systems where no other sensors were previously installed | new CO2 sensors installed on return air systems where no other sensors were previously installed | new CO2 sensors installed on return air systems where no other sensors were previously installed | new CO2 sensors installed on return air systems where no other sensors were previously installed | new CO2 sensors installed on return air systems where no other sensors were previously installed | 0.5349 | 0.5349 | 0.5349 | 0.5349 | 0.5349 | 0.5349 | 0.5349 | 0.5349 | 0.5349 | 0.5349 | 0.5349 | 0.5349 | 0.5349 | 0.5349 | 0.5349 | 0.5349 | 0.5349 | 0.5349 | 0.5349 | 0.5349 | 0.5349 | 0.5349 | 0.5349 | 0.5349 | 0.5349 | 0.5349 | 0.5349 | 0.5349 | 0 | 0 | 0 | 0 | 0 | 0 | 0 | 0 | 0 | 0 | 0 | 0 | 0 | 0 | 0 | 0 | 0 | 0 | 0 | 0 | 0 | 0 | 0 | 0 | 0 | 0 | 0 | 0 | 0 | 0 | 0 | 0 | 0 | 0 | 0 | 0 | 0 | 0 | 0 | 0 | 0 | 0 | 0 | 0 | 0 | 0 | 0 | 0 | 0 | 0 | 0 | 0 | 0 | 0 | 0 | 0 | 0 | 0 | 0 | 0 | 0 | 0 | 0 | 0 | 0 | 0 | 0 | 0 | 0 | 0 | 0 | 0 | 0 | 0 | 0 | 0 | 0 | 0 | 0 | 0 | 0 | 0 | 0 | 0 | 0 | 0 | 0 | 0 | 0 | 0 | 0 | 0 | 0 | 0 | 0 | 0 | 0 | 0 | 0 | 0 | 0 | 0 | 0 | 0 | 0 | 0 | 0 | 0 | 0 | 0 | 0 | 0 | 0 | 0
Windows - High Efficiency Glazing_Warehouse_New_U-0.29 Window | Windows - High Efficiency Glazing_Warehouse_New | Windows - High Efficiency Glazing_Commercial_New_U-0.34 Window_U-0.29 Window | Commercial | Warehouse | New | Space Heating | Natural Gas | Windows - High Efficiency Glazing | NEQ | U-0.34 Window | 45 | 45 | 45 | 0 | 0 | 0 | 0.44358 | 0.9138 | Retro1Slow | 0.012666666666666666 | TBD | A | WCM755 | 0.7 | 0.42 | sqft window | 0.0321 | 0 | 0 | 0 | 0 | RTF Wkbk - ComWeatherizationSchool_v4_1 | RTF Workbook - ComWeatherizationSchool_v4_1 - AEG Adjusted | AEG BEST | 0 | 0 | 5.2306 | U-0.34 Window | U-0.34 Window | U-0.34 Window | U-0.34 Window | U-0.34 Window | U-0.34 Window | U-0.34 Window | U-0.34 Window | U-0.34 Window | U-0.34 Window | U-0.34 Window | U-0.34 Window | U-0.34 Window | U-0.34 Window | U-0.34 Window | U-0.34 Window | U-0.34 Window | U-0.34 Window | U-0.34 Window | U-0.34 Window | U-0.34 Window | U-0.34 Window | U-0.34 Window | U-0.34 Window | U-0.34 Window | U-0.34 Window | U-0.34 Window | U-0.34 Window | 0 | 0 | 0 | 0 | 0 | 0 | 0 | 0 | 0 | 0 | 0 | 0 | 0 | 0 | 0 | 0 | 0 | 0 | 0 | 0 | 0 | 0 | 0 | 0 | 0 | 0 | 0 | 0 | 0 | 0 | 0 | 0 | 0 | 0 | 0 | 0 | 0 | 0 | 0 | 0 | 0 | 0 | 0 | 0 | 0 | 0 | 0 | 0 | 0 | 0 | 0 | 0 | 0 | 0 | 0 | 0 | 0 | 0 | 0 | 0 | 0 | 0 | 0 | 0 | 0 | 0 | 0 | 0 | 0 | 0 | 0 | 0 | 0 | 0 | 0 | 0 | 0 | 0 | 0 | 0 | 0 | 0 | 0 | 0 | 0 | 0 | 0 | 0 | 0 | 0 | 0 | 0 | 0 | 0 | 0 | 0 | 0 | 0 | 0 | 0 | 0 | 0 | 0 | 0 | 0 | 0 | 0 | 0 | 0 | 0 | 0 | 0 | U-0.29 Window | U-0.29 Window | U-0.29 Window | U-0.29 Window | U-0.29 Window | U-0.29 Window | U-0.29 Window | U-0.29 Window | U-0.29 Window | U-0.29 Window | U-0.29 Window | U-0.29 Window | U-0.29 Window | U-0.29 Window | U-0.29 Window | U-0.29 Window | U-0.29 Window | U-0.29 Window | U-0.29 Window | U-0.29 Window | U-0.29 Window | U-0.29 Window | U-0.29 Window | U-0.29 Window | U-0.29 Window | U-0.29 Window | U-0.29 Window | U-0.29 Window | 5.2306 | 5.2306 | 5.2306 | 5.2306 | 5.2306 | 5.2306 | 5.2306 | 5.2306 | 5.2306 | 5.2306 | 5.2306 | 5.2306 | 5.2306 | 5.2306 | 5.2306 | 5.2306 | 5.2306 | 5.2306 | 5.2306 | 5.2306 | 5.2306 | 5.2306 | 5.2306 | 5.2306 | 5.2306 | 5.2306 | 5.2306 | 5.2306 | 0 | 0 | 0 | 0 | 0 | 0 | 0 | 0 | 0 | 0 | 0 | 0 | 0 | 0 | 0 | 0 | 0 | 0 | 0 | 0 | 0 | 0 | 0 | 0 | 0 | 0 | 0 | 0 | 0 | 0 | 0 | 0 | 0 | 0 | 0 | 0 | 0 | 0 | 0 | 0 | 0 | 0 | 0 | 0 | 0 | 0 | 0 | 0 | 0 | 0 | 0 | 0 | 0 | 0 | 0 | 0 | 0 | 0 | 0 | 0 | 0 | 0 | 0 | 0 | 0 | 0 | 0 | 0 | 0 | 0 | 0 | 0 | 0 | 0 | 0 | 0 | 0 | 0 | 0 | 0 | 0 | 0 | 0 | 0 | 0 | 0 | 0 | 0 | 0 | 0 | 0 | 0 | 0 | 0 | 0 | 0 | 0 | 0 | 0 | 0 | 0 | 0 | 0 | 0 | 0 | 0 | 0 | 0 | 0 | 0 | 0 | 0 | 0 | 0 | 0 | 0 | 0 | 0 | 0 | 0 | 0 | 0 | 0 | 0 | 0 | 0 | 0 | 0 | 0 | 0 | 0 | 0 | 0 | 0 | 0 | 0 | 0 | 0 | 0 | 0 | U-0.29 Window | U-0.29 Window | U-0.29 Window | U-0.29 Window | U-0.29 Window | U-0.29 Window | U-0.29 Window | U-0.29 Window | U-0.29 Window | U-0.29 Window | U-0.29 Window | U-0.29 Window | U-0.29 Window | U-0.29 Window | U-0.29 Window | U-0.29 Window | U-0.29 Window | U-0.29 Window | U-0.29 Window | U-0.29 Window | U-0.29 Window | U-0.29 Window | U-0.29 Window | U-0.29 Window | U-0.29 Window | U-0.29 Window | U-0.29 Window | U-0.29 Window | 5.2306 | 5.2306 | 5.2306 | 5.2306 | 5.2306 | 5.2306 | 5.2306 | 5.2306 | 5.2306 | 5.2306 | 5.2306 | 5.2306 | 5.2306 | 5.2306 | 5.2306 | 5.2306 | 5.2306 | 5.2306 | 5.2306 | 5.2306 | 5.2306 | 5.2306 | 5.2306 | 5.2306 | 5.2306 | 5.2306 | 5.2306 | 5.2306 | 0 | 0 | 0 | 0 | 0 | 0 | 0 | 0 | 0 | 0 | 0 | 0 | 0 | 0 | 0 | 0 | 0 | 0 | 0 | 0 | 0 | 0 | 0 | 0 | 0 | 0 | 0 | 0 | 0 | 0 | 0 | 0 | 0 | 0 | 0 | 0 | 0 | 0 | 0 | 0 | 0 | 0 | 0 | 0 | 0 | 0 | 0 | 0 | 0 | 0 | 0 | 0 | 0 | 0 | 0 | 0 | 0 | 0 | 0 | 0 | 0 | 0 | 0 | 0 | 0 | 0 | 0 | 0 | 0 | 0 | 0 | 0 | 0 | 0 | 0 | 0 | 0 | 0 | 0 | 0 | 0 | 0 | 0 | 0 | 0 | 0 | 0 | 0 | 0 | 0 | 0 | 0 | 0 | 0 | 0 | 0 | 0 | 0 | 0 | 0 | 0 | 0 | 0 | 0 | 0 | 0 | 0 | 0 | 0 | 0 | 0 | 0 | 0 | 0
Windows - Secondary Glazing Systems_Warehouse_New_Windows Upgraded with Secondary Commercial Window Glazing | Windows - Secondary Glazing Systems_Warehouse_New | Windows - Secondary Glazing Systems_Commercial_New_Standard Commercial Windows_Windows Upgraded with Secondary Commercial Window Glazing | Commercial | Warehouse | New | Space Heating | Natural Gas | Windows - Secondary Glazing Systems | NEQ | Standard Commercial Windows | 30 | 30 | 30 | 0 | 0 | 0 | 0.01 | 0.5 | Retro1Slow | 0.012666666666666666 | TBD | A | WCM756 | 0.7 | 0.42 | sqft window | 0.0321 | 0 | 0 | 0 | 0 | Regional Technical Forum - UES Workbook - Secondary Glazing Systems (SGS) - ComSecondaryGlazingSystems_v3_1 - AEG Adjusted | Regional Technical Forum - UES Workbook - Secondary Glazing Systems (SGS) - ComSecondaryGlazingSystems_v3_1 - AEG Adjusted | Regional Technical Forum - UES Workbook - Secondary Glazing Systems (SGS) - ComSecondaryGlazingSystems_v3_1 - AEG Adjusted | 0 | 0 | 48.1437 | Standard Commercial Windows | Standard Commercial Windows | Standard Commercial Windows | Standard Commercial Windows | Standard Commercial Windows | Standard Commercial Windows | Standard Commercial Windows | Standard Commercial Windows | Standard Commercial Windows | Standard Commercial Windows | Standard Commercial Windows | Standard Commercial Windows | Standard Commercial Windows | Standard Commercial Windows | Standard Commercial Windows | Standard Commercial Windows | Standard Commercial Windows | Standard Commercial Windows | Standard Commercial Windows | Standard Commercial Windows | Standard Commercial Windows | Standard Commercial Windows | Standard Commercial Windows | Standard Commercial Windows | Standard Commercial Windows | Standard Commercial Windows | Standard Commercial Windows | Standard Commercial Windows | 0 | 0 | 0 | 0 | 0 | 0 | 0 | 0 | 0 | 0 | 0 | 0 | 0 | 0 | 0 | 0 | 0 | 0 | 0 | 0 | 0 | 0 | 0 | 0 | 0 | 0 | 0 | 0 | 0 | 0 | 0 | 0 | 0 | 0 | 0 | 0 | 0 | 0 | 0 | 0 | 0 | 0 | 0 | 0 | 0 | 0 | 0 | 0 | 0 | 0 | 0 | 0 | 0 | 0 | 0 | 0 | 0 | 0 | 0 | 0 | 0 | 0 | 0 | 0 | 0 | 0 | 0 | 0 | 0 | 0 | 0 | 0 | 0 | 0 | 0 | 0 | 0 | 0 | 0 | 0 | 0 | 0 | 0 | 0 | 0 | 0 | 0 | 0 | 0 | 0 | 0 | 0 | 0 | 0 | 0 | 0 | 0 | 0 | 0 | 0 | 0 | 0 | 0 | 0 | 0 | 0 | 0 | 0 | 0 | 0 | 0 | 0 | Windows Upgraded with Secondary Commercial Window Glazing | Windows Upgraded with Secondary Commercial Window Glazing | Windows Upgraded with Secondary Commercial Window Glazing | Windows Upgraded with Secondary Commercial Window Glazing | Windows Upgraded with Secondary Commercial Window Glazing | Windows Upgraded with Secondary Commercial Window Glazing | Windows Upgraded with Secondary Commercial Window Glazing | Windows Upgraded with Secondary Commercial Window Glazing | Windows Upgraded with Secondary Commercial Window Glazing | Windows Upgraded with Secondary Commercial Window Glazing | Windows Upgraded with Secondary Commercial Window Glazing | Windows Upgraded with Secondary Commercial Window Glazing | Windows Upgraded with Secondary Commercial Window Glazing | Windows Upgraded with Secondary Commercial Window Glazing | Windows Upgraded with Secondary Commercial Window Glazing | Windows Upgraded with Secondary Commercial Window Glazing | Windows Upgraded with Secondary Commercial Window Glazing | Windows Upgraded with Secondary Commercial Window Glazing | Windows Upgraded with Secondary Commercial Window Glazing | Windows Upgraded with Secondary Commercial Window Glazing | Windows Upgraded with Secondary Commercial Window Glazing | Windows Upgraded with Secondary Commercial Window Glazing | Windows Upgraded with Secondary Commercial Window Glazing | Windows Upgraded with Secondary Commercial Window Glazing | Windows Upgraded with Secondary Commercial Window Glazing | Windows Upgraded with Secondary Commercial Window Glazing | Windows Upgraded with Secondary Commercial Window Glazing | Windows Upgraded with Secondary Commercial Window Glazing | 48.1437 | 48.1437 | 48.1437 | 48.1437 | 48.1437 | 48.1437 | 48.1437 | 48.1437 | 48.1437 | 48.1437 | 48.1437 | 48.1437 | 48.1437 | 48.1437 | 48.1437 | 48.1437 | 48.1437 | 48.1437 | 48.1437 | 48.1437 | 48.1437 | 48.1437 | 48.1437 | 48.1437 | 48.1437 | 48.1437 | 48.1437 | 48.1437 | 0 | 0 | 0 | 0 | 0 | 0 | 0 | 0 | 0 | 0 | 0 | 0 | 0 | 0 | 0 | 0 | 0 | 0 | 0 | 0 | 0 | 0 | 0 | 0 | 0 | 0 | 0 | 0 | 0 | 0 | 0 | 0 | 0 | 0 | 0 | 0 | 0 | 0 | 0 | 0 | 0 | 0 | 0 | 0 | 0 | 0 | 0 | 0 | 0 | 0 | 0 | 0 | 0 | 0 | 0 | 0 | 0 | 0 | 0 | 0 | 0 | 0 | 0 | 0 | 0 | 0 | 0 | 0 | 0 | 0 | 0 | 0 | 0 | 0 | 0 | 0 | 0 | 0 | 0 | 0 | 0 | 0 | 0 | 0 | 0 | 0 | 0 | 0 | 0 | 0 | 0 | 0 | 0 | 0 | 0 | 0 | 0 | 0 | 0 | 0 | 0 | 0 | 0 | 0 | 0 | 0 | 0 | 0 | 0 | 0 | 0 | 0 | 0 | 0 | 0 | 0 | 0 | 0 | 0 | 0 | 0 | 0 | 0 | 0 | 0 | 0 | 0 | 0 | 0 | 0 | 0 | 0 | 0 | 0 | 0 | 0 | 0 | 0 | 0 | 0 | Windows Upgraded with Secondary Commercial Window Glazing | Windows Upgraded with Secondary Commercial Window Glazing | Windows Upgraded with Secondary Commercial Window Glazing | Windows Upgraded with Secondary Commercial Window Glazing | Windows Upgraded with Secondary Commercial Window Glazing | Windows Upgraded with Secondary Commercial Window Glazing | Windows Upgraded with Secondary Commercial Window Glazing | Windows Upgraded with Secondary Commercial Window Glazing | Windows Upgraded with Secondary Commercial Window Glazing | Windows Upgraded with Secondary Commercial Window Glazing | Windows Upgraded with Secondary Commercial Window Glazing | Windows Upgraded with Secondary Commercial Window Glazing | Windows Upgraded with Secondary Commercial Window Glazing | Windows Upgraded with Secondary Commercial Window Glazing | Windows Upgraded with Secondary Commercial Window Glazing | Windows Upgraded with Secondary Commercial Window Glazing | Windows Upgraded with Secondary Commercial Window Glazing | Windows Upgraded with Secondary Commercial Window Glazing | Windows Upgraded with Secondary Commercial Window Glazing | Windows Upgraded with Secondary Commercial Window Glazing | Windows Upgraded with Secondary Commercial Window Glazing | Windows Upgraded with Secondary Commercial Window Glazing | Windows Upgraded with Secondary Commercial Window Glazing | Windows Upgraded with Secondary Commercial Window Glazing | Windows Upgraded with Secondary Commercial Window Glazing | Windows Upgraded with Secondary Commercial Window Glazing | Windows Upgraded with Secondary Commercial Window Glazing | Windows Upgraded with Secondary Commercial Window Glazing | 48.1437 | 48.1437 | 48.1437 | 48.1437 | 48.1437 | 48.1437 | 48.1437 | 48.1437 | 48.1437 | 48.1437 | 48.1437 | 48.1437 | 48.1437 | 48.1437 | 48.1437 | 48.1437 | 48.1437 | 48.1437 | 48.1437 | 48.1437 | 48.1437 | 48.1437 | 48.1437 | 48.1437 | 48.1437 | 48.1437 | 48.1437 | 48.1437 | 0 | 0 | 0 | 0 | 0 | 0 | 0 | 0 | 0 | 0 | 0 | 0 | 0 | 0 | 0 | 0 | 0 | 0 | 0 | 0 | 0 | 0 | 0 | 0 | 0 | 0 | 0 | 0 | 0 | 0 | 0 | 0 | 0 | 0 | 0 | 0 | 0 | 0 | 0 | 0 | 0 | 0 | 0 | 0 | 0 | 0 | 0 | 0 | 0 | 0 | 0 | 0 | 0 | 0 | 0 | 0 | 0 | 0 | 0 | 0 | 0 | 0 | 0 | 0 | 0 | 0 | 0 | 0 | 0 | 0 | 0 | 0 | 0 | 0 | 0 | 0 | 0 | 0 | 0 | 0 | 0 | 0 | 0 | 0 | 0 | 0 | 0 | 0 | 0 | 0 | 0 | 0 | 0 | 0 | 0 | 0 | 0 | 0 | 0 | 0 | 0 | 0 | 0 | 0 | 0 | 0 | 0 | 0 | 0 | 0 | 0 | 0 | 0 | 0
Gas Boiler - Hot Water Reset_Warehouse_New_Not Applicable Segment or Vintage | Gas Boiler - Hot Water Reset_Warehouse_New | Gas Boiler - Hot Water Reset_Commercial_New_Not Applicable Segment or Vintage_Not Applicable Segment or Vintage | Commercial | Warehouse | New | Space Heating | Natural Gas | Gas Boiler - Hot Water Reset | NEQ | Not Applicable Segment or Vintage | 20 | 20 | 20 | 0 | 0 | 0 | 0 | 0 | Retro5Med | 8.35569166605469E-06 | TBD | A | WCM768 | 0.7 | 0.42 | kBtuh heat | 0.0321 | 0 | 0 | 0 | 0 | Not Applicable Segment or Vintage | Not Applicable Segment or Vintage | Not Applicable Segment or Vintage | 0 | 0 | 0 | Not Applicable Segment or Vintage | Not Applicable Segment or Vintage | Not Applicable Segment or Vintage | Not Applicable Segment or Vintage | Not Applicable Segment or Vintage | Not Applicable Segment or Vintage | Not Applicable Segment or Vintage | Not Applicable Segment or Vintage | Not Applicable Segment or Vintage | Not Applicable Segment or Vintage | Not Applicable Segment or Vintage | Not Applicable Segment or Vintage | Not Applicable Segment or Vintage | Not Applicable Segment or Vintage | Not Applicable Segment or Vintage | Not Applicable Segment or Vintage | Not Applicable Segment or Vintage | Not Applicable Segment or Vintage | Not Applicable Segment or Vintage | Not Applicable Segment or Vintage | Not Applicable Segment or Vintage | Not Applicable Segment or Vintage | Not Applicable Segment or Vintage | Not Applicable Segment or Vintage | Not Applicable Segment or Vintage | Not Applicable Segment or Vintage | Not Applicable Segment or Vintage | Not Applicable Segment or Vintage | 0 | 0 | 0 | 0 | 0 | 0 | 0 | 0 | 0 | 0 | 0 | 0 | 0 | 0 | 0 | 0 | 0 | 0 | 0 | 0 | 0 | 0 | 0 | 0 | 0 | 0 | 0 | 0 | 0 | 0 | 0 | 0 | 0 | 0 | 0 | 0 | 0 | 0 | 0 | 0 | 0 | 0 | 0 | 0 | 0 | 0 | 0 | 0 | 0 | 0 | 0 | 0 | 0 | 0 | 0 | 0 | 0 | 0 | 0 | 0 | 0 | 0 | 0 | 0 | 0 | 0 | 0 | 0 | 0 | 0 | 0 | 0 | 0 | 0 | 0 | 0 | 0 | 0 | 0 | 0 | 0 | 0 | 0 | 0 | 0 | 0 | 0 | 0 | 0 | 0 | 0 | 0 | 0 | 0 | 0 | 0 | 0 | 0 | 0 | 0 | 0 | 0 | 0 | 0 | 0 | 0 | 0 | 0 | 0 | 0 | 0 | 0 | Not Applicable Segment or Vintage | Not Applicable Segment or Vintage | Not Applicable Segment or Vintage | Not Applicable Segment or Vintage | Not Applicable Segment or Vintage | Not Applicable Segment or Vintage | Not Applicable Segment or Vintage | Not Applicable Segment or Vintage | Not Applicable Segment or Vintage | Not Applicable Segment or Vintage | Not Applicable Segment or Vintage | Not Applicable Segment or Vintage | Not Applicable Segment or Vintage | Not Applicable Segment or Vintage | Not Applicable Segment or Vintage | Not Applicable Segment or Vintage | Not Applicable Segment or Vintage | Not Applicable Segment or Vintage | Not Applicable Segment or Vintage | Not Applicable Segment or Vintage | Not Applicable Segment or Vintage | Not Applicable Segment or Vintage | Not Applicable Segment or Vintage | Not Applicable Segment or Vintage | Not Applicable Segment or Vintage | Not Applicable Segment or Vintage | Not Applicable Segment or Vintage | Not Applicable Segment or Vintage | 0 | 0 | 0 | 0 | 0 | 0 | 0 | 0 | 0 | 0 | 0 | 0 | 0 | 0 | 0 | 0 | 0 | 0 | 0 | 0 | 0 | 0 | 0 | 0 | 0 | 0 | 0 | 0 | 0 | 0 | 0 | 0 | 0 | 0 | 0 | 0 | 0 | 0 | 0 | 0 | 0 | 0 | 0 | 0 | 0 | 0 | 0 | 0 | 0 | 0 | 0 | 0 | 0 | 0 | 0 | 0 | 0 | 0 | 0 | 0 | 0 | 0 | 0 | 0 | 0 | 0 | 0 | 0 | 0 | 0 | 0 | 0 | 0 | 0 | 0 | 0 | 0 | 0 | 0 | 0 | 0 | 0 | 0 | 0 | 0 | 0 | 0 | 0 | 0 | 0 | 0 | 0 | 0 | 0 | 0 | 0 | 0 | 0 | 0 | 0 | 0 | 0 | 0 | 0 | 0 | 0 | 0 | 0 | 0 | 0 | 0 | 0 | 0 | 0 | 0 | 0 | 0 | 0 | 0 | 0 | 0 | 0 | 0 | 0 | 0 | 0 | 0 | 0 | 0 | 0 | 0 | 0 | 0 | 0 | 0 | 0 | 0 | 0 | 0 | 0 | 0 | 0 | 0 | 0 | 0 | 0 | 0 | 0 | 0 | 0 | 0 | 0 | 0 | 0 | 0 | 0 | 0 | 0 | 0 | 0 | 0 | 0 | 0 | 0 | 0 | 0 | 0 | 0 | Not Applicable Segment or Vintage | Not Applicable Segment or Vintage | Not Applicable Segment or Vintage | Not Applicable Segment or Vintage | Not Applicable Segment or Vintage | Not Applicable Segment or Vintage | Not Applicable Segment or Vintage | Not Applicable Segment or Vintage | Not Applicable Segment or Vintage | Not Applicable Segment or Vintage | Not Applicable Segment or Vintage | Not Applicable Segment or Vintage | Not Applicable Segment or Vintage | Not Applicable Segment or Vintage | Not Applicable Segment or Vintage | Not Applicable Segment or Vintage | Not Applicable Segment or Vintage | Not Applicable Segment or Vintage | Not Applicable Segment or Vintage | Not Applicable Segment or Vintage | Not Applicable Segment or Vintage | Not Applicable Segment or Vintage | Not Applicable Segment or Vintage | Not Applicable Segment or Vintage | Not Applicable Segment or Vintage | Not Applicable Segment or Vintage | Not Applicable Segment or Vintage | Not Applicable Segment or Vintage | 0 | 0 | 0 | 0 | 0 | 0 | 0 | 0 | 0 | 0 | 0 | 0 | 0 | 0 | 0 | 0 | 0 | 0 | 0 | 0 | 0 | 0 | 0 | 0 | 0 | 0 | 0 | 0 | 0 | 0 | 0 | 0 | 0 | 0 | 0 | 0 | 0 | 0 | 0 | 0 | 0 | 0 | 0 | 0 | 0 | 0 | 0 | 0 | 0 | 0 | 0 | 0 | 0 | 0 | 0 | 0 | 0 | 0 | 0 | 0 | 0 | 0 | 0 | 0 | 0 | 0 | 0 | 0 | 0 | 0 | 0 | 0 | 0 | 0 | 0 | 0 | 0 | 0 | 0 | 0 | 0 | 0 | 0 | 0 | 0 | 0 | 0 | 0 | 0 | 0 | 0 | 0 | 0 | 0 | 0 | 0 | 0 | 0 | 0 | 0 | 0 | 0 | 0 | 0 | 0 | 0 | 0 | 0 | 0 | 0 | 0 | 0 | 0 | 0 | 0 | 0 | 0 | 0 | 0 | 0 | 0 | 0 | 0 | 0 | 0 | 0 | 0 | 0 | 0 | 0 | 0 | 0 | 0 | 0 | 0 | 0 | 0 | 0 | 0 | 0 | 0 | 0
Thermostat - Programmable_Warehouse_New_Programmable Thermostat | Thermostat - Programmable_Warehouse_New | Thermostat - Programmable_Commercial_New_Manual Thermostat_Programmable Thermostat | Commercial | Warehouse | New | Space Heating | Natural Gas | Thermostat - Programmable | NEQ | Manual Thermostat | 16 | 16 | 16 | 0 | 0 | 0 | 0 | 0 | Retro5Med | 8.35569166605469E-06 | TBD | A | WCM779 | 0.7 | 0.42 | perbldg | 0.0321 | 0 | 0 | 0 | 0 | IL TRM v13 - 5.3.11 - Programmable Thermostats - RS-HVC-PROG-V09-250101_x000D_ | IL TRM v13 - 5.3.11 - Programmable Thermostats - RS-HVC-PROG-V09-250101_x000D_ | IL TRM v13 - 5.3.11 - Programmable Thermostats - RS-HVC-PROG-V09-250101_x000D_ | 0 | 0 | 33.1655 | Manual Thermostat | Manual Thermostat | Manual Thermostat | Manual Thermostat | Manual Thermostat | Manual Thermostat | Manual Thermostat | Manual Thermostat | Manual Thermostat | Manual Thermostat | Manual Thermostat | Manual Thermostat | Manual Thermostat | Manual Thermostat | Manual Thermostat | Manual Thermostat | Manual Thermostat | Manual Thermostat | Manual Thermostat | Manual Thermostat | Manual Thermostat | Manual Thermostat | Manual Thermostat | Manual Thermostat | Manual Thermostat | Manual Thermostat | Manual Thermostat | Manual Thermostat | 0 | 0 | 0 | 0 | 0 | 0 | 0 | 0 | 0 | 0 | 0 | 0 | 0 | 0 | 0 | 0 | 0 | 0 | 0 | 0 | 0 | 0 | 0 | 0 | 0 | 0 | 0 | 0 | 0 | 0 | 0 | 0 | 0 | 0 | 0 | 0 | 0 | 0 | 0 | 0 | 0 | 0 | 0 | 0 | 0 | 0 | 0 | 0 | 0 | 0 | 0 | 0 | 0 | 0 | 0 | 0 | 0 | 0 | 0 | 0 | 0 | 0 | 0 | 0 | 0 | 0 | 0 | 0 | 0 | 0 | 0 | 0 | 0 | 0 | 0 | 0 | 0 | 0 | 0 | 0 | 0 | 0 | 0 | 0 | 0 | 0 | 0 | 0 | 0 | 0 | 0 | 0 | 0 | 0 | 0 | 0 | 0 | 0 | 0 | 0 | 0 | 0 | 0 | 0 | 0 | 0 | 0 | 0 | 0 | 0 | 0 | 0 | Programmable Thermostat | Programmable Thermostat | Programmable Thermostat | Programmable Thermostat | Programmable Thermostat | Programmable Thermostat | Programmable Thermostat | Programmable Thermostat | Programmable Thermostat | Programmable Thermostat | Programmable Thermostat | Programmable Thermostat | Programmable Thermostat | Programmable Thermostat | Programmable Thermostat | Programmable Thermostat | Programmable Thermostat | Programmable Thermostat | Programmable Thermostat | Programmable Thermostat | Programmable Thermostat | Programmable Thermostat | Programmable Thermostat | Programmable Thermostat | Programmable Thermostat | Programmable Thermostat | Programmable Thermostat | Programmable Thermostat | 33.1655 | 33.1655 | 33.1655 | 33.1655 | 33.1655 | 33.1655 | 33.1655 | 33.1655 | 33.1655 | 33.1655 | 33.1655 | 33.1655 | 33.1655 | 33.1655 | 33.1655 | 33.1655 | 33.1655 | 33.1655 | 33.1655 | 33.1655 | 33.1655 | 33.1655 | 33.1655 | 33.1655 | 33.1655 | 33.1655 | 33.1655 | 33.1655 | 0 | 0 | 0 | 0 | 0 | 0 | 0 | 0 | 0 | 0 | 0 | 0 | 0 | 0 | 0 | 0 | 0 | 0 | 0 | 0 | 0 | 0 | 0 | 0 | 0 | 0 | 0 | 0 | 0 | 0 | 0 | 0 | 0 | 0 | 0 | 0 | 0 | 0 | 0 | 0 | 0 | 0 | 0 | 0 | 0 | 0 | 0 | 0 | 0 | 0 | 0 | 0 | 0 | 0 | 0 | 0 | 0 | 0 | 0 | 0 | 0 | 0 | 0 | 0 | 0 | 0 | 0 | 0 | 0 | 0 | 0 | 0 | 0 | 0 | 0 | 0 | 0 | 0 | 0 | 0 | 0 | 0 | 0 | 0 | 0 | 0 | 0 | 0 | 0 | 0 | 0 | 0 | 0 | 0 | 0 | 0 | 0 | 0 | 0 | 0 | 0 | 0 | 0 | 0 | 0 | 0 | 0 | 0 | 0 | 0 | 0 | 0 | 0 | 0 | 0 | 0 | 0 | 0 | 0 | 0 | 0 | 0 | 0 | 0 | 0 | 0 | 0 | 0 | 0 | 0 | 0 | 0 | 0 | 0 | 0 | 0 | 0 | 0 | 0 | 0 | Programmable Thermostat | Programmable Thermostat | Programmable Thermostat | Programmable Thermostat | Programmable Thermostat | Programmable Thermostat | Programmable Thermostat | Programmable Thermostat | Programmable Thermostat | Programmable Thermostat | Programmable Thermostat | Programmable Thermostat | Programmable Thermostat | Programmable Thermostat | Programmable Thermostat | Programmable Thermostat | Programmable Thermostat | Programmable Thermostat | Programmable Thermostat | Programmable Thermostat | Programmable Thermostat | Programmable Thermostat | Programmable Thermostat | Programmable Thermostat | Programmable Thermostat | Programmable Thermostat | Programmable Thermostat | Programmable Thermostat | 33.1655 | 33.1655 | 33.1655 | 33.1655 | 33.1655 | 33.1655 | 33.1655 | 33.1655 | 33.1655 | 33.1655 | 33.1655 | 33.1655 | 33.1655 | 33.1655 | 33.1655 | 33.1655 | 33.1655 | 33.1655 | 33.1655 | 33.1655 | 33.1655 | 33.1655 | 33.1655 | 33.1655 | 33.1655 | 33.1655 | 33.1655 | 33.1655 | 0 | 0 | 0 | 0 | 0 | 0 | 0 | 0 | 0 | 0 | 0 | 0 | 0 | 0 | 0 | 0 | 0 | 0 | 0 | 0 | 0 | 0 | 0 | 0 | 0 | 0 | 0 | 0 | 0 | 0 | 0 | 0 | 0 | 0 | 0 | 0 | 0 | 0 | 0 | 0 | 0 | 0 | 0 | 0 | 0 | 0 | 0 | 0 | 0 | 0 | 0 | 0 | 0 | 0 | 0 | 0 | 0 | 0 | 0 | 0 | 0 | 0 | 0 | 0 | 0 | 0 | 0 | 0 | 0 | 0 | 0 | 0 | 0 | 0 | 0 | 0 | 0 | 0 | 0 | 0 | 0 | 0 | 0 | 0 | 0 | 0 | 0 | 0 | 0 | 0 | 0 | 0 | 0 | 0 | 0 | 0 | 0 | 0 | 0 | 0 | 0 | 0 | 0 | 0 | 0 | 0 | 0 | 0 | 0 | 0 | 0 | 0 | 0 | 0
Gas Boiler - Insulate Steam Lines/Condensate Tank_Warehouse_New_Addition of 2" wrap insulation to hot water boiler pipe | Gas Boiler - Insulate Steam Lines/Condensate Tank_Warehouse_New | Gas Boiler - Insulate Steam Lines/Condensate Tank_Commercial_New_bare pipe_Addition of 2" wrap insulation to hot water boiler pipe | Commercial | Warehouse | New | Space Heating | Natural Gas | Gas Boiler - Insulate Steam Lines/Condensate Tank | NEQ | bare pipe | 15 | 15 | 15 | 2.91 | 0 | 0 | 1 | 1 | Retro5Med | 8.35569166605469E-06 | TBD | A | WCM777 | 0.7 | 0.42 | boiler pipe | 0.0321 | 0 | 0 | 0 | 0 | IL TRM v12 - 4.4.14 - Pipe Insulation - CI-HVC-PINS-V08-230101 | IL TRM v12 - 4.4.14 - Pipe Insulation - CI-HVC-PINS-V08-230101 | IL TRM v12 - 4.4.14 - Pipe Insulation - CI-HVC-PINS-V08-230101 | 0 | 0 | 36.2322 | bare pipe | bare pipe | bare pipe | bare pipe | bare pipe | bare pipe | bare pipe | bare pipe | bare pipe | bare pipe | bare pipe | bare pipe | bare pipe | bare pipe | bare pipe | bare pipe | bare pipe | bare pipe | bare pipe | bare pipe | bare pipe | bare pipe | bare pipe | bare pipe | bare pipe | bare pipe | bare pipe | bare pipe | 0 | 0 | 0 | 0 | 0 | 0 | 0 | 0 | 0 | 0 | 0 | 0 | 0 | 0 | 0 | 0 | 0 | 0 | 0 | 0 | 0 | 0 | 0 | 0 | 0 | 0 | 0 | 0 | 0 | 0 | 0 | 0 | 0 | 0 | 0 | 0 | 0 | 0 | 0 | 0 | 0 | 0 | 0 | 0 | 0 | 0 | 0 | 0 | 0 | 0 | 0 | 0 | 0 | 0 | 0 | 0 | 0 | 0 | 0 | 0 | 0 | 0 | 0 | 0 | 0 | 0 | 0 | 0 | 0 | 0 | 0 | 0 | 0 | 0 | 0 | 0 | 0 | 0 | 0 | 0 | 0 | 0 | 0 | 0 | 0 | 0 | 0 | 0 | 0 | 0 | 0 | 0 | 0 | 0 | 0 | 0 | 0 | 0 | 0 | 0 | 0 | 0 | 0 | 0 | 0 | 0 | 0 | 0 | 0 | 0 | 0 | 0 | Addition of 2" wrap insulation to hot water boiler pipe | Addition of 2" wrap insulation to hot water boiler pipe | Addition of 2" wrap insulation to hot water boiler pipe | Addition of 2" wrap insulation to hot water boiler pipe | Addition of 2" wrap insulation to hot water boiler pipe | Addition of 2" wrap insulation to hot water boiler pipe | Addition of 2" wrap insulation to hot water boiler pipe | Addition of 2" wrap insulation to hot water boiler pipe | Addition of 2" wrap insulation to hot water boiler pipe | Addition of 2" wrap insulation to hot water boiler pipe | Addition of 2" wrap insulation to hot water boiler pipe | Addition of 2" wrap insulation to hot water boiler pipe | Addition of 2" wrap insulation to hot water boiler pipe | Addition of 2" wrap insulation to hot water boiler pipe | Addition of 2" wrap insulation to hot water boiler pipe | Addition of 2" wrap insulation to hot water boiler pipe | Addition of 2" wrap insulation to hot water boiler pipe | Addition of 2" wrap insulation to hot water boiler pipe | Addition of 2" wrap insulation to hot water boiler pipe | Addition of 2" wrap insulation to hot water boiler pipe | Addition of 2" wrap insulation to hot water boiler pipe | Addition of 2" wrap insulation to hot water boiler pipe | Addition of 2" wrap insulation to hot water boiler pipe | Addition of 2" wrap insulation to hot water boiler pipe | Addition of 2" wrap insulation to hot water boiler pipe | Addition of 2" wrap insulation to hot water boiler pipe | Addition of 2" wrap insulation to hot water boiler pipe | Addition of 2" wrap insulation to hot water boiler pipe | 36.2322 | 36.2322 | 36.2322 | 36.2322 | 36.2322 | 36.2322 | 36.2322 | 36.2322 | 36.2322 | 36.2322 | 36.2322 | 36.2322 | 36.2322 | 36.2322 | 36.2322 | 36.2322 | 36.2322 | 36.2322 | 36.2322 | 36.2322 | 36.2322 | 36.2322 | 36.2322 | 36.2322 | 36.2322 | 36.2322 | 36.2322 | 36.2322 | 2.91 | 2.91 | 2.91 | 2.91 | 2.91 | 2.91 | 2.91 | 2.91 | 2.91 | 2.91 | 2.91 | 2.91 | 2.91 | 2.91 | 2.91 | 2.91 | 2.91 | 2.91 | 2.91 | 2.91 | 2.91 | 2.91 | 2.91 | 2.91 | 2.91 | 2.91 | 2.91 | 2.91 | 0 | 0 | 0 | 0 | 0 | 0 | 0 | 0 | 0 | 0 | 0 | 0 | 0 | 0 | 0 | 0 | 0 | 0 | 0 | 0 | 0 | 0 | 0 | 0 | 0 | 0 | 0 | 0 | 0 | 0 | 0 | 0 | 0 | 0 | 0 | 0 | 0 | 0 | 0 | 0 | 0 | 0 | 0 | 0 | 0 | 0 | 0 | 0 | 0 | 0 | 0 | 0 | 0 | 0 | 0 | 0 | 0 | 0 | 0 | 0 | 0 | 0 | 0 | 0 | 0 | 0 | 0 | 0 | 0 | 0 | 0 | 0 | 0 | 0 | 0 | 0 | 0 | 0 | 0 | 0 | 0 | 0 | 0 | 0 | 0 | 0 | 0 | 0 | 0 | 0 | 0 | 0 | 0 | 0 | 0 | 0 | 0 | 0 | 0 | 0 | 0 | 0 | 0 | 0 | 0 | 0 | 0 | 0 | 0 | 0 | 0 | 0 | Addition of 2" wrap insulation to hot water boiler pipe | Addition of 2" wrap insulation to hot water boiler pipe | Addition of 2" wrap insulation to hot water boiler pipe | Addition of 2" wrap insulation to hot water boiler pipe | Addition of 2" wrap insulation to hot water boiler pipe | Addition of 2" wrap insulation to hot water boiler pipe | Addition of 2" wrap insulation to hot water boiler pipe | Addition of 2" wrap insulation to hot water boiler pipe | Addition of 2" wrap insulation to hot water boiler pipe | Addition of 2" wrap insulation to hot water boiler pipe | Addition of 2" wrap insulation to hot water boiler pipe | Addition of 2" wrap insulation to hot water boiler pipe | Addition of 2" wrap insulation to hot water boiler pipe | Addition of 2" wrap insulation to hot water boiler pipe | Addition of 2" wrap insulation to hot water boiler pipe | Addition of 2" wrap insulation to hot water boiler pipe | Addition of 2" wrap insulation to hot water boiler pipe | Addition of 2" wrap insulation to hot water boiler pipe | Addition of 2" wrap insulation to hot water boiler pipe | Addition of 2" wrap insulation to hot water boiler pipe | Addition of 2" wrap insulation to hot water boiler pipe | Addition of 2" wrap insulation to hot water boiler pipe | Addition of 2" wrap insulation to hot water boiler pipe | Addition of 2" wrap insulation to hot water boiler pipe | Addition of 2" wrap insulation to hot water boiler pipe | Addition of 2" wrap insulation to hot water boiler pipe | Addition of 2" wrap insulation to hot water boiler pipe | Addition of 2" wrap insulation to hot water boiler pipe | 36.2322 | 36.2322 | 36.2322 | 36.2322 | 36.2322 | 36.2322 | 36.2322 | 36.2322 | 36.2322 | 36.2322 | 36.2322 | 36.2322 | 36.2322 | 36.2322 | 36.2322 | 36.2322 | 36.2322 | 36.2322 | 36.2322 | 36.2322 | 36.2322 | 36.2322 | 36.2322 | 36.2322 | 36.2322 | 36.2322 | 36.2322 | 36.2322 | 2.91 | 2.91 | 2.91 | 2.91 | 2.91 | 2.91 | 2.91 | 2.91 | 2.91 | 2.91 | 2.91 | 2.91 | 2.91 | 2.91 | 2.91 | 2.91 | 2.91 | 2.91 | 2.91 | 2.91 | 2.91 | 2.91 | 2.91 | 2.91 | 2.91 | 2.91 | 2.91 | 2.91 | 0 | 0 | 0 | 0 | 0 | 0 | 0 | 0 | 0 | 0 | 0 | 0 | 0 | 0 | 0 | 0 | 0 | 0 | 0 | 0 | 0 | 0 | 0 | 0 | 0 | 0 | 0 | 0 | 0 | 0 | 0 | 0 | 0 | 0 | 0 | 0 | 0 | 0 | 0 | 0 | 0 | 0 | 0 | 0 | 0 | 0 | 0 | 0 | 0 | 0 | 0 | 0 | 0 | 0 | 0 | 0 | 0 | 0 | 0 | 0 | 0 | 0 | 0 | 0 | 0 | 0 | 0 | 0 | 0 | 0 | 0 | 0 | 0 | 0 | 0 | 0 | 0 | 0 | 0 | 0 | 0 | 0 | 0 | 0 | 0 | 0
Gas Boiler - Stack Economizer_Warehouse_New_Boiler with an economizer installed on a exhaust stack | Gas Boiler - Stack Economizer_Warehouse_New | Gas Boiler - Stack Economizer_Commercial_New_The baseline boiler does not have an economizer installed._Boiler with an economizer installed on a exhaust stack | Commercial | Warehouse | New | Space Heating | Natural Gas | Gas Boiler - Stack Economizer | NEQ | The baseline boiler does not have an economizer installed. | 15 | 15 | 15 | 0.35438 | 0 | 0 | 0.15 | 0.55 | Retro1Slow | 0.012666666666666666 | TBD | A | WCM774 | 0.7 | 0.42 | kBtuh heat | 0.0321 | 0 | 0 | 0 | 0 | IL TRM v13 - 4.4.28 - Stack Economizer for Boilers Serving HVAC Loads - CI-HVC-BECO-V03-250101 | Efficiency Maine TRM - 2023.1 - Boiler Stack Heat Exchanger (Boiler Economizer) - AF2. ¦ GDS Associates, Inc. (2009). Natural Gas Energy Efficiency Potential in Massachusetts. Prepared for GasNetworks. | IL TRM v13 - 4.4.28 - Stack Economizer for Boilers Serving HVAC Loads - CI-HVC-BECO-V03-250101 | 0 | 0 | 1.9889 | The baseline boiler does not have an economizer installed. | The baseline boiler does not have an economizer installed. | The baseline boiler does not have an economizer installed. | The baseline boiler does not have an economizer installed. | The baseline boiler does not have an economizer installed. | The baseline boiler does not have an economizer installed. | The baseline boiler does not have an economizer installed. | The baseline boiler does not have an economizer installed. | The baseline boiler does not have an economizer installed. | The baseline boiler does not have an economizer installed. | The baseline boiler does not have an economizer installed. | The baseline boiler does not have an economizer installed. | The baseline boiler does not have an economizer installed. | The baseline boiler does not have an economizer installed. | The baseline boiler does not have an economizer installed. | The baseline boiler does not have an economizer installed. | The baseline boiler does not have an economizer installed. | The baseline boiler does not have an economizer installed. | The baseline boiler does not have an economizer installed. | The baseline boiler does not have an economizer installed. | The baseline boiler does not have an economizer installed. | The baseline boiler does not have an economizer installed. | The baseline boiler does not have an economizer installed. | The baseline boiler does not have an economizer installed. | The baseline boiler does not have an economizer installed. | The baseline boiler does not have an economizer installed. | The baseline boiler does not have an economizer installed. | The baseline boiler does not have an economizer installed. | 0 | 0 | 0 | 0 | 0 | 0 | 0 | 0 | 0 | 0 | 0 | 0 | 0 | 0 | 0 | 0 | 0 | 0 | 0 | 0 | 0 | 0 | 0 | 0 | 0 | 0 | 0 | 0 | 0 | 0 | 0 | 0 | 0 | 0 | 0 | 0 | 0 | 0 | 0 | 0 | 0 | 0 | 0 | 0 | 0 | 0 | 0 | 0 | 0 | 0 | 0 | 0 | 0 | 0 | 0 | 0 | 0 | 0 | 0 | 0 | 0 | 0 | 0 | 0 | 0 | 0 | 0 | 0 | 0 | 0 | 0 | 0 | 0 | 0 | 0 | 0 | 0 | 0 | 0 | 0 | 0 | 0 | 0 | 0 | 0 | 0 | 0 | 0 | 0 | 0 | 0 | 0 | 0 | 0 | 0 | 0 | 0 | 0 | 0 | 0 | 0 | 0 | 0 | 0 | 0 | 0 | 0 | 0 | 0 | 0 | 0 | 0 | Boiler with an economizer installed on a exhaust stack | Boiler with an economizer installed on a exhaust stack | Boiler with an economizer installed on a exhaust stack | Boiler with an economizer installed on a exhaust stack | Boiler with an economizer installed on a exhaust stack | Boiler with an economizer installed on a exhaust stack | Boiler with an economizer installed on a exhaust stack | Boiler with an economizer installed on a exhaust stack | Boiler with an economizer installed on a exhaust stack | Boiler with an economizer installed on a exhaust stack | Boiler with an economizer installed on a exhaust stack | Boiler with an economizer installed on a exhaust stack | Boiler with an economizer installed on a exhaust stack | Boiler with an economizer installed on a exhaust stack | Boiler with an economizer installed on a exhaust stack | Boiler with an economizer installed on a exhaust stack | Boiler with an economizer installed on a exhaust stack | Boiler with an economizer installed on a exhaust stack | Boiler with an economizer installed on a exhaust stack | Boiler with an economizer installed on a exhaust stack | Boiler with an economizer installed on a exhaust stack | Boiler with an economizer installed on a exhaust stack | Boiler with an economizer installed on a exhaust stack | Boiler with an economizer installed on a exhaust stack | Boiler with an economizer installed on a exhaust stack | Boiler with an economizer installed on a exhaust stack | Boiler with an economizer installed on a exhaust stack | Boiler with an economizer installed on a exhaust stack | 1.9889 | 1.9889 | 1.9889 | 1.9889 | 1.9889 | 1.9889 | 1.9889 | 1.9889 | 1.9889 | 1.9889 | 1.9889 | 1.9889 | 1.9889 | 1.9889 | 1.9889 | 1.9889 | 1.9889 | 1.9889 | 1.9889 | 1.9889 | 1.9889 | 1.9889 | 1.9889 | 1.9889 | 1.9889 | 1.9889 | 1.9889 | 1.9889 | 0.3544 | 0.3544 | 0.3544 | 0.3544 | 0.3544 | 0.3544 | 0.3544 | 0.3544 | 0.3544 | 0.3544 | 0.3544 | 0.3544 | 0.3544 | 0.3544 | 0.3544 | 0.3544 | 0.3544 | 0.3544 | 0.3544 | 0.3544 | 0.3544 | 0.3544 | 0.3544 | 0.3544 | 0.3544 | 0.3544 | 0.3544 | 0.3544 | 0 | 0 | 0 | 0 | 0 | 0 | 0 | 0 | 0 | 0 | 0 | 0 | 0 | 0 | 0 | 0 | 0 | 0 | 0 | 0 | 0 | 0 | 0 | 0 | 0 | 0 | 0 | 0 | 0 | 0 | 0 | 0 | 0 | 0 | 0 | 0 | 0 | 0 | 0 | 0 | 0 | 0 | 0 | 0 | 0 | 0 | 0 | 0 | 0 | 0 | 0 | 0 | 0 | 0 | 0 | 0 | 0 | 0 | 0 | 0 | 0 | 0 | 0 | 0 | 0 | 0 | 0 | 0 | 0 | 0 | 0 | 0 | 0 | 0 | 0 | 0 | 0 | 0 | 0 | 0 | 0 | 0 | 0 | 0 | 0 | 0 | 0 | 0 | 0 | 0 | 0 | 0 | 0 | 0 | 0 | 0 | 0 | 0 | 0 | 0 | 0 | 0 | 0 | 0 | 0 | 0 | 0 | 0 | 0 | 0 | 0 | 0 | Boiler with an economizer installed on a exhaust stack | Boiler with an economizer installed on a exhaust stack | Boiler with an economizer installed on a exhaust stack | Boiler with an economizer installed on a exhaust stack | Boiler with an economizer installed on a exhaust stack | Boiler with an economizer installed on a exhaust stack | Boiler with an economizer installed on a exhaust stack | Boiler with an economizer installed on a exhaust stack | Boiler with an economizer installed on a exhaust stack | Boiler with an economizer installed on a exhaust stack | Boiler with an economizer installed on a exhaust stack | Boiler with an economizer installed on a exhaust stack | Boiler with an economizer installed on a exhaust stack | Boiler with an economizer installed on a exhaust stack | Boiler with an economizer installed on a exhaust stack | Boiler with an economizer installed on a exhaust stack | Boiler with an economizer installed on a exhaust stack | Boiler with an economizer installed on a exhaust stack | Boiler with an economizer installed on a exhaust stack | Boiler with an economizer installed on a exhaust stack | Boiler with an economizer installed on a exhaust stack | Boiler with an economizer installed on a exhaust stack | Boiler with an economizer installed on a exhaust stack | Boiler with an economizer installed on a exhaust stack | Boiler with an economizer installed on a exhaust stack | Boiler with an economizer installed on a exhaust stack | Boiler with an economizer installed on a exhaust stack | Boiler with an economizer installed on a exhaust stack | 1.9889 | 1.9889 | 1.9889 | 1.9889 | 1.9889 | 1.9889 | 1.9889 | 1.9889 | 1.9889 | 1.9889 | 1.9889 | 1.9889 | 1.9889 | 1.9889 | 1.9889 | 1.9889 | 1.9889 | 1.9889 | 1.9889 | 1.9889 | 1.9889 | 1.9889 | 1.9889 | 1.9889 | 1.9889 | 1.9889 | 1.9889 | 1.9889 | 0.3544 | 0.3544 | 0.3544 | 0.3544 | 0.3544 | 0.3544 | 0.3544 | 0.3544 | 0.3544 | 0.3544 | 0.3544 | 0.3544 | 0.3544 | 0.3544 | 0.3544 | 0.3544 | 0.3544 | 0.3544 | 0.3544 | 0.3544 | 0.3544 | 0.3544 | 0.3544 | 0.3544 | 0.3544 | 0.3544 | 0.3544 | 0.3544 | 0 | 0 | 0 | 0 | 0 | 0 | 0 | 0 | 0 | 0 | 0 | 0 | 0 | 0 | 0 | 0 | 0 | 0 | 0 | 0 | 0 | 0 | 0 | 0 | 0 | 0 | 0 | 0 | 0 | 0 | 0 | 0 | 0 | 0 | 0 | 0 | 0 | 0 | 0 | 0 | 0 | 0 | 0 | 0 | 0 | 0 | 0 | 0 | 0 | 0 | 0 | 0 | 0 | 0 | 0 | 0 | 0 | 0 | 0 | 0 | 0 | 0 | 0 | 0 | 0 | 0 | 0 | 0 | 0 | 0 | 0 | 0 | 0 | 0 | 0 | 0 | 0 | 0 | 0 | 0 | 0 | 0 | 0 | 0 | 0 | 0
HVAC - Shut Off Damper_Warehouse_New_boiler or furnace with electrically or thermally activated shut off damper installed on either the exhaust flue or combustion air intake | HVAC - Shut Off Damper_Warehouse_New | HVAC - Shut Off Damper_Commercial_New_boiler or furnace that incorporates no shut off damper on the combustion air intake or flue exhaust_boiler or furnace with electrically or thermally activated shut off damper installed on either the exhaust flue or combustion air intake | Commercial | Warehouse | New | Space Heating | Natural Gas | HVAC - Shut Off Damper | NEQ | boiler or furnace that incorporates no shut off damper on the combustion air intake or flue exhaust | 15 | 15 | 15 | 0 | 0 | 0 | 0 | 0.25 | Retro12Med | 3.879925052500492E-06 | TBD | A | WCM773 | 0.7 | 0.42 | BoilerCtrl | 0.0321 | 0 | 0 | 0 | 0 | IL TRM v12 - 4.4.23 - Shut Off Damper for Space Heating Boilers or Furnaces - CI-HVC-SODP-V03-240101 | IL TRM v12 - 4.4.23 - Shut Off Damper for Space Heating Boilers or Furnaces - CI-HVC-SODP-V03-240101 | IL TRM v12 - 4.4.23 - Shut Off Damper for Space Heating Boilers or Furnaces - CI-HVC-SODP-V03-240101 | 0 | 0 | 2242.39 | boiler or furnace that incorporates no shut off damper on the combustion air intake or flue exhaust | boiler or furnace that incorporates no shut off damper on the combustion air intake or flue exhaust | boiler or furnace that incorporates no shut off damper on the combustion air intake or flue exhaust | boiler or furnace that incorporates no shut off damper on the combustion air intake or flue exhaust | boiler or furnace that incorporates no shut off damper on the combustion air intake or flue exhaust | boiler or furnace that incorporates no shut off damper on the combustion air intake or flue exhaust | boiler or furnace that incorporates no shut off damper on the combustion air intake or flue exhaust | boiler or furnace that incorporates no shut off damper on the combustion air intake or flue exhaust | boiler or furnace that incorporates no shut off damper on the combustion air intake or flue exhaust | boiler or furnace that incorporates no shut off damper on the combustion air intake or flue exhaust | boiler or furnace that incorporates no shut off damper on the combustion air intake or flue exhaust | boiler or furnace that incorporates no shut off damper on the combustion air intake or flue exhaust | boiler or furnace that incorporates no shut off damper on the combustion air intake or flue exhaust | boiler or furnace that incorporates no shut off damper on the combustion air intake or flue exhaust | boiler or furnace that incorporates no shut off damper on the combustion air intake or flue exhaust | boiler or furnace that incorporates no shut off damper on the combustion air intake or flue exhaust | boiler or furnace that incorporates no shut off damper on the combustion air intake or flue exhaust | boiler or furnace that incorporates no shut off damper on the combustion air intake or flue exhaust | boiler or furnace that incorporates no shut off damper on the combustion air intake or flue exhaust | boiler or furnace that incorporates no shut off damper on the combustion air intake or flue exhaust | boiler or furnace that incorporates no shut off damper on the combustion air intake or flue exhaust | boiler or furnace that incorporates no shut off damper on the combustion air intake or flue exhaust | boiler or furnace that incorporates no shut off damper on the combustion air intake or flue exhaust | boiler or furnace that incorporates no shut off damper on the combustion air intake or flue exhaust | boiler or furnace that incorporates no shut off damper on the combustion air intake or flue exhaust | boiler or furnace that incorporates no shut off damper on the combustion air intake or flue exhaust | boiler or furnace that incorporates no shut off damper on the combustion air intake or flue exhaust | boiler or furnace that incorporates no shut off damper on the combustion air intake or flue exhaust | 0 | 0 | 0 | 0 | 0 | 0 | 0 | 0 | 0 | 0 | 0 | 0 | 0 | 0 | 0 | 0 | 0 | 0 | 0 | 0 | 0 | 0 | 0 | 0 | 0 | 0 | 0 | 0 | 0 | 0 | 0 | 0 | 0 | 0 | 0 | 0 | 0 | 0 | 0 | 0 | 0 | 0 | 0 | 0 | 0 | 0 | 0 | 0 | 0 | 0 | 0 | 0 | 0 | 0 | 0 | 0 | 0 | 0 | 0 | 0 | 0 | 0 | 0 | 0 | 0 | 0 | 0 | 0 | 0 | 0 | 0 | 0 | 0 | 0 | 0 | 0 | 0 | 0 | 0 | 0 | 0 | 0 | 0 | 0 | 0 | 0 | 0 | 0 | 0 | 0 | 0 | 0 | 0 | 0 | 0 | 0 | 0 | 0 | 0 | 0 | 0 | 0 | 0 | 0 | 0 | 0 | 0 | 0 | 0 | 0 | 0 | 0 | boiler or furnace with electrically or thermally activated shut off damper installed on either the exhaust flue or combustion air intake | boiler or furnace with electrically or thermally activated shut off damper installed on either the exhaust flue or combustion air intake | boiler or furnace with electrically or thermally activated shut off damper installed on either the exhaust flue or combustion air intake | boiler or furnace with electrically or thermally activated shut off damper installed on either the exhaust flue or combustion air intake | boiler or furnace with electrically or thermally activated shut off damper installed on either the exhaust flue or combustion air intake | boiler or furnace with electrically or thermally activated shut off damper installed on either the exhaust flue or combustion air intake | boiler or furnace with electrically or thermally activated shut off damper installed on either the exhaust flue or combustion air intake | boiler or furnace with electrically or thermally activated shut off damper installed on either the exhaust flue or combustion air intake | boiler or furnace with electrically or thermally activated shut off damper installed on either the exhaust flue or combustion air intake | boiler or furnace with electrically or thermally activated shut off damper installed on either the exhaust flue or combustion air intake | boiler or furnace with electrically or thermally activated shut off damper installed on either the exhaust flue or combustion air intake | boiler or furnace with electrically or thermally activated shut off damper installed on either the exhaust flue or combustion air intake | boiler or furnace with electrically or thermally activated shut off damper installed on either the exhaust flue or combustion air intake | boiler or furnace with electrically or thermally activated shut off damper installed on either the exhaust flue or combustion air intake | boiler or furnace with electrically or thermally activated shut off damper installed on either the exhaust flue or combustion air intake | boiler or furnace with electrically or thermally activated shut off damper installed on either the exhaust flue or combustion air intake | boiler or furnace with electrically or thermally activated shut off damper installed on either the exhaust flue or combustion air intake | boiler or furnace with electrically or thermally activated shut off damper installed on either the exhaust flue or combustion air intake | boiler or furnace with electrically or thermally activated shut off damper installed on either the exhaust flue or combustion air intake | boiler or furnace with electrically or thermally activated shut off damper installed on either the exhaust flue or combustion air intake | boiler or furnace with electrically or thermally activated shut off damper installed on either the exhaust flue or combustion air intake | boiler or furnace with electrically or thermally activated shut off damper installed on either the exhaust flue or combustion air intake | boiler or furnace with electrically or thermally activated shut off damper installed on either the exhaust flue or combustion air intake | boiler or furnace with electrically or thermally activated shut off damper installed on either the exhaust flue or combustion air intake | boiler or furnace with electrically or thermally activated shut off damper installed on either the exhaust flue or combustion air intake | boiler or furnace with electrically or thermally activated shut off damper installed on either the exhaust flue or combustion air intake | boiler or furnace with electrically or thermally activated shut off damper installed on either the exhaust flue or combustion air intake | boiler or furnace with electrically or thermally activated shut off damper installed on either the exhaust flue or combustion air intake | 2242.39 | 2242.39 | 2242.39 | 2242.39 | 2242.39 | 2242.39 | 2242.39 | 2242.39 | 2242.39 | 2242.39 | 2242.39 | 2242.39 | 2242.39 | 2242.39 | 2242.39 | 2242.39 | 2242.39 | 2242.39 | 2242.39 | 2242.39 | 2242.39 | 2242.39 | 2242.39 | 2242.39 | 2242.39 | 2242.39 | 2242.39 | 2242.39 | 0 | 0 | 0 | 0 | 0 | 0 | 0 | 0 | 0 | 0 | 0 | 0 | 0 | 0 | 0 | 0 | 0 | 0 | 0 | 0 | 0 | 0 | 0 | 0 | 0 | 0 | 0 | 0 | 0 | 0 | 0 | 0 | 0 | 0 | 0 | 0 | 0 | 0 | 0 | 0 | 0 | 0 | 0 | 0 | 0 | 0 | 0 | 0 | 0 | 0 | 0 | 0 | 0 | 0 | 0 | 0 | 0 | 0 | 0 | 0 | 0 | 0 | 0 | 0 | 0 | 0 | 0 | 0 | 0 | 0 | 0 | 0 | 0 | 0 | 0 | 0 | 0 | 0 | 0 | 0 | 0 | 0 | 0 | 0 | 0 | 0 | 0 | 0 | 0 | 0 | 0 | 0 | 0 | 0 | 0 | 0 | 0 | 0 | 0 | 0 | 0 | 0 | 0 | 0 | 0 | 0 | 0 | 0 | 0 | 0 | 0 | 0 | 0 | 0 | 0 | 0 | 0 | 0 | 0 | 0 | 0 | 0 | 0 | 0 | 0 | 0 | 0 | 0 | 0 | 0 | 0 | 0 | 0 | 0 | 0 | 0 | 0 | 0 | 0 | 0 | boiler or furnace with electrically or thermally activated shut off damper installed on either the exhaust flue or combustion air intake | boiler or furnace with electrically or thermally activated shut off damper installed on either the exhaust flue or combustion air intake | boiler or furnace with electrically or thermally activated shut off damper installed on either the exhaust flue or combustion air intake | boiler or furnace with electrically or thermally activated shut off damper installed on either the exhaust flue or combustion air intake | boiler or furnace with electrically or thermally activated shut off damper installed on either the exhaust flue or combustion air intake | boiler or furnace with electrically or thermally activated shut off damper installed on either the exhaust flue or combustion air intake | boiler or furnace with electrically or thermally activated shut off damper installed on either the exhaust flue or combustion air intake | boiler or furnace with electrically or thermally activated shut off damper installed on either the exhaust flue or combustion air intake | boiler or furnace with electrically or thermally activated shut off damper installed on either the exhaust flue or combustion air intake | boiler or furnace with electrically or thermally activated shut off damper installed on either the exhaust flue or combustion air intake | boiler or furnace with electrically or thermally activated shut off damper installed on either the exhaust flue or combustion air intake | boiler or furnace with electrically or thermally activated shut off damper installed on either the exhaust flue or combustion air intake | boiler or furnace with electrically or thermally activated shut off damper installed on either the exhaust flue or combustion air intake | boiler or furnace with electrically or thermally activated shut off damper installed on either the exhaust flue or combustion air intake | boiler or furnace with electrically or thermally activated shut off damper installed on either the exhaust flue or combustion air intake | boiler or furnace with electrically or thermally activated shut off damper installed on either the exhaust flue or combustion air intake | boiler or furnace with electrically or thermally activated shut off damper installed on either the exhaust flue or combustion air intake | boiler or furnace with electrically or thermally activated shut off damper installed on either the exhaust flue or combustion air intake | boiler or furnace with electrically or thermally activated shut off damper installed on either the exhaust flue or combustion air intake | boiler or furnace with electrically or thermally activated shut off damper installed on either the exhaust flue or combustion air intake | boiler or furnace with electrically or thermally activated shut off damper installed on either the exhaust flue or combustion air intake | boiler or furnace with electrically or thermally activated shut off damper installed on either the exhaust flue or combustion air intake | boiler or furnace with electrically or thermally activated shut off damper installed on either the exhaust flue or combustion air intake | boiler or furnace with electrically or thermally activated shut off damper installed on either the exhaust flue or combustion air intake | boiler or furnace with electrically or thermally activated shut off damper installed on either the exhaust flue or combustion air intake | boiler or furnace with electrically or thermally activated shut off damper installed on either the exhaust flue or combustion air intake | boiler or furnace with electrically or thermally activated shut off damper installed on either the exhaust flue or combustion air intake | boiler or furnace with electrically or thermally activated shut off damper installed on either the exhaust flue or combustion air intake | 2242.39 | 2242.39 | 2242.39 | 2242.39 | 2242.39 | 2242.39 | 2242.39 | 2242.39 | 2242.39 | 2242.39 | 2242.39 | 2242.39 | 2242.39 | 2242.39 | 2242.39 | 2242.39 | 2242.39 | 2242.39 | 2242.39 | 2242.39 | 2242.39 | 2242.39 | 2242.39 | 2242.39 | 2242.39 | 2242.39 | 2242.39 | 2242.39 | 0 | 0 | 0 | 0 | 0 | 0 | 0 | 0 | 0 | 0 | 0 | 0 | 0 | 0 | 0 | 0 | 0 | 0 | 0 | 0 | 0 | 0 | 0 | 0 | 0 | 0 | 0 | 0 | 0 | 0 | 0 | 0 | 0 | 0 | 0 | 0 | 0 | 0 | 0 | 0 | 0 | 0 | 0 | 0 | 0 | 0 | 0 | 0 | 0 | 0 | 0 | 0 | 0 | 0 | 0 | 0 | 0 | 0 | 0 | 0 | 0 | 0 | 0 | 0 | 0 | 0 | 0 | 0 | 0 | 0 | 0 | 0 | 0 | 0 | 0 | 0 | 0 | 0 | 0 | 0 | 0 | 0 | 0 | 0 | 0 | 0 | 0 | 0 | 0 | 0 | 0 | 0 | 0 | 0 | 0 | 0 | 0 | 0 | 0 | 0 | 0 | 0 | 0 | 0 | 0 | 0 | 0 | 0 | 0 | 0 | 0 | 0 | 0 | 0
Gas Boiler - Burner Control Optimization_Warehouse_New_Linkageless/parallel positioning controls with oxygen trim for burner combustion control. | Gas Boiler - Burner Control Optimization_Warehouse_New | Gas Boiler - Burner Control Optimization_Commercial_New_Single point positioning for burner combustion control_Linkageless/parallel positioning controls with oxygen trim for burner combustion control. | Commercial | Warehouse | New | Space Heating | Natural Gas | Gas Boiler - Burner Control Optimization | NEQ | Single point positioning for burner combustion control | 20 | 20 | 20 | 1250.6732 | 0 | 0 | 0.05 | 0.85 | Retro5Med | 8.35569166605469E-06 | TBD | A | WCM771 | 0.7 | 0.42 | perbldg | 0.0321 | 0 | 0 | 0 | 0 | IL TRM v12 - 4.4.21 Linkageless Boiler Controls for Space Heating - CI-HVC-LBC-V06-220101 ¦ IL TRM v12 - 4.4.22 Oxygen Trim Controls for Space Heating Boilers - CI-HVC-O2TC-V02-220101 | IL TRM v12 - 4.4.22 Oxygen Trim Controls for Space Heating Boilers - CI-HVC-O2TC-V02-220101 | IL TRM v12 - 4.4.21 Linkageless Boiler Controls for Space Heating - CI-HVC-LBC-V06-220101 ¦ IL TRM v12 - 4.4.22 Oxygen Trim Controls for Space Heating Boilers - CI-HVC-O2TC-V02-220101 | 0 | 0 | 29888.108 | Single point positioning for burner combustion control | Single point positioning for burner combustion control | Single point positioning for burner combustion control | Single point positioning for burner combustion control | Single point positioning for burner combustion control | Single point positioning for burner combustion control | Single point positioning for burner combustion control | Single point positioning for burner combustion control | Single point positioning for burner combustion control | Single point positioning for burner combustion control | Single point positioning for burner combustion control | Single point positioning for burner combustion control | Single point positioning for burner combustion control | Single point positioning for burner combustion control | Single point positioning for burner combustion control | Single point positioning for burner combustion control | Single point positioning for burner combustion control | Single point positioning for burner combustion control | Single point positioning for burner combustion control | Single point positioning for burner combustion control | Single point positioning for burner combustion control | Single point positioning for burner combustion control | Single point positioning for burner combustion control | Single point positioning for burner combustion control | Single point positioning for burner combustion control | Single point positioning for burner combustion control | Single point positioning for burner combustion control | Single point positioning for burner combustion control | 0 | 0 | 0 | 0 | 0 | 0 | 0 | 0 | 0 | 0 | 0 | 0 | 0 | 0 | 0 | 0 | 0 | 0 | 0 | 0 | 0 | 0 | 0 | 0 | 0 | 0 | 0 | 0 | 0 | 0 | 0 | 0 | 0 | 0 | 0 | 0 | 0 | 0 | 0 | 0 | 0 | 0 | 0 | 0 | 0 | 0 | 0 | 0 | 0 | 0 | 0 | 0 | 0 | 0 | 0 | 0 | 0 | 0 | 0 | 0 | 0 | 0 | 0 | 0 | 0 | 0 | 0 | 0 | 0 | 0 | 0 | 0 | 0 | 0 | 0 | 0 | 0 | 0 | 0 | 0 | 0 | 0 | 0 | 0 | 0 | 0 | 0 | 0 | 0 | 0 | 0 | 0 | 0 | 0 | 0 | 0 | 0 | 0 | 0 | 0 | 0 | 0 | 0 | 0 | 0 | 0 | 0 | 0 | 0 | 0 | 0 | 0 | Linkageless/parallel positioning controls with oxygen trim for burner combustion control. | Linkageless/parallel positioning controls with oxygen trim for burner combustion control. | Linkageless/parallel positioning controls with oxygen trim for burner combustion control. | Linkageless/parallel positioning controls with oxygen trim for burner combustion control. | Linkageless/parallel positioning controls with oxygen trim for burner combustion control. | Linkageless/parallel positioning controls with oxygen trim for burner combustion control. | Linkageless/parallel positioning controls with oxygen trim for burner combustion control. | Linkageless/parallel positioning controls with oxygen trim for burner combustion control. | Linkageless/parallel positioning controls with oxygen trim for burner combustion control. | Linkageless/parallel positioning controls with oxygen trim for burner combustion control. | Linkageless/parallel positioning controls with oxygen trim for burner combustion control. | Linkageless/parallel positioning controls with oxygen trim for burner combustion control. | Linkageless/parallel positioning controls with oxygen trim for burner combustion control. | Linkageless/parallel positioning controls with oxygen trim for burner combustion control. | Linkageless/parallel positioning controls with oxygen trim for burner combustion control. | Linkageless/parallel positioning controls with oxygen trim for burner combustion control. | Linkageless/parallel positioning controls with oxygen trim for burner combustion control. | Linkageless/parallel positioning controls with oxygen trim for burner combustion control. | Linkageless/parallel positioning controls with oxygen trim for burner combustion control. | Linkageless/parallel positioning controls with oxygen trim for burner combustion control. | Linkageless/parallel positioning controls with oxygen trim for burner combustion control. | Linkageless/parallel positioning controls with oxygen trim for burner combustion control. | Linkageless/parallel positioning controls with oxygen trim for burner combustion control. | Linkageless/parallel positioning controls with oxygen trim for burner combustion control. | Linkageless/parallel positioning controls with oxygen trim for burner combustion control. | Linkageless/parallel positioning controls with oxygen trim for burner combustion control. | Linkageless/parallel positioning controls with oxygen trim for burner combustion control. | Linkageless/parallel positioning controls with oxygen trim for burner combustion control. | 29888.108 | 29888.108 | 29888.108 | 29888.108 | 29888.108 | 29888.108 | 29888.108 | 29888.108 | 29888.108 | 29888.108 | 29888.108 | 29888.108 | 29888.108 | 29888.108 | 29888.108 | 29888.108 | 29888.108 | 29888.108 | 29888.108 | 29888.108 | 29888.108 | 29888.108 | 29888.108 | 29888.108 | 29888.108 | 29888.108 | 29888.108 | 29888.108 | 1250.6732 | 1250.6732 | 1250.6732 | 1250.6732 | 1250.6732 | 1250.6732 | 1250.6732 | 1250.6732 | 1250.6732 | 1250.6732 | 1250.6732 | 1250.6732 | 1250.6732 | 1250.6732 | 1250.6732 | 1250.6732 | 1250.6732 | 1250.6732 | 1250.6732 | 1250.6732 | 1250.6732 | 1250.6732 | 1250.6732 | 1250.6732 | 1250.6732 | 1250.6732 | 1250.6732 | 1250.6732 | 0 | 0 | 0 | 0 | 0 | 0 | 0 | 0 | 0 | 0 | 0 | 0 | 0 | 0 | 0 | 0 | 0 | 0 | 0 | 0 | 0 | 0 | 0 | 0 | 0 | 0 | 0 | 0 | 0 | 0 | 0 | 0 | 0 | 0 | 0 | 0 | 0 | 0 | 0 | 0 | 0 | 0 | 0 | 0 | 0 | 0 | 0 | 0 | 0 | 0 | 0 | 0 | 0 | 0 | 0 | 0 | 0 | 0 | 0 | 0 | 0 | 0 | 0 | 0 | 0 | 0 | 0 | 0 | 0 | 0 | 0 | 0 | 0 | 0 | 0 | 0 | 0 | 0 | 0 | 0 | 0 | 0 | 0 | 0 | 0 | 0 | 0 | 0 | 0 | 0 | 0 | 0 | 0 | 0 | 0 | 0 | 0 | 0 | 0 | 0 | 0 | 0 | 0 | 0 | 0 | 0 | 0 | 0 | 0 | 0 | 0 | 0 | Linkageless/parallel positioning controls with oxygen trim for burner combustion control. | Linkageless/parallel positioning controls with oxygen trim for burner combustion control. | Linkageless/parallel positioning controls with oxygen trim for burner combustion control. | Linkageless/parallel positioning controls with oxygen trim for burner combustion control. | Linkageless/parallel positioning controls with oxygen trim for burner combustion control. | Linkageless/parallel positioning controls with oxygen trim for burner combustion control. | Linkageless/parallel positioning controls with oxygen trim for burner combustion control. | Linkageless/parallel positioning controls with oxygen trim for burner combustion control. | Linkageless/parallel positioning controls with oxygen trim for burner combustion control. | Linkageless/parallel positioning controls with oxygen trim for burner combustion control. | Linkageless/parallel positioning controls with oxygen trim for burner combustion control. | Linkageless/parallel positioning controls with oxygen trim for burner combustion control. | Linkageless/parallel positioning controls with oxygen trim for burner combustion control. | Linkageless/parallel positioning controls with oxygen trim for burner combustion control. | Linkageless/parallel positioning controls with oxygen trim for burner combustion control. | Linkageless/parallel positioning controls with oxygen trim for burner combustion control. | Linkageless/parallel positioning controls with oxygen trim for burner combustion control. | Linkageless/parallel positioning controls with oxygen trim for burner combustion control. | Linkageless/parallel positioning controls with oxygen trim for burner combustion control. | Linkageless/parallel positioning controls with oxygen trim for burner combustion control. | Linkageless/parallel positioning controls with oxygen trim for burner combustion control. | Linkageless/parallel positioning controls with oxygen trim for burner combustion control. | Linkageless/parallel positioning controls with oxygen trim for burner combustion control. | Linkageless/parallel positioning controls with oxygen trim for burner combustion control. | Linkageless/parallel positioning controls with oxygen trim for burner combustion control. | Linkageless/parallel positioning controls with oxygen trim for burner combustion control. | Linkageless/parallel positioning controls with oxygen trim for burner combustion control. | Linkageless/parallel positioning controls with oxygen trim for burner combustion control. | 29888.108 | 29888.108 | 29888.108 | 29888.108 | 29888.108 | 29888.108 | 29888.108 | 29888.108 | 29888.108 | 29888.108 | 29888.108 | 29888.108 | 29888.108 | 29888.108 | 29888.108 | 29888.108 | 29888.108 | 29888.108 | 29888.108 | 29888.108 | 29888.108 | 29888.108 | 29888.108 | 29888.108 | 29888.108 | 29888.108 | 29888.108 | 29888.108 | 1250.6732 | 1250.6732 | 1250.6732 | 1250.6732 | 1250.6732 | 1250.6732 | 1250.6732 | 1250.6732 | 1250.6732 | 1250.6732 | 1250.6732 | 1250.6732 | 1250.6732 | 1250.6732 | 1250.6732 | 1250.6732 | 1250.6732 | 1250.6732 | 1250.6732 | 1250.6732 | 1250.6732 | 1250.6732 | 1250.6732 | 1250.6732 | 1250.6732 | 1250.6732 | 1250.6732 | 1250.6732 | 0 | 0 | 0 | 0 | 0 | 0 | 0 | 0 | 0 | 0 | 0 | 0 | 0 | 0 | 0 | 0 | 0 | 0 | 0 | 0 | 0 | 0 | 0 | 0 | 0 | 0 | 0 | 0 | 0 | 0 | 0 | 0 | 0 | 0 | 0 | 0 | 0 | 0 | 0 | 0 | 0 | 0 | 0 | 0 | 0 | 0 | 0 | 0 | 0 | 0 | 0 | 0 | 0 | 0 | 0 | 0 | 0 | 0 | 0 | 0 | 0 | 0 | 0 | 0 | 0 | 0 | 0 | 0 | 0 | 0 | 0 | 0 | 0 | 0 | 0 | 0 | 0 | 0 | 0 | 0 | 0 | 0 | 0 | 0 | 0 | 0
Gas Boiler - Insulate Hot Water Lines_Warehouse_New_Not Applicable Segment or Vintage | Gas Boiler - Insulate Hot Water Lines_Warehouse_New | Gas Boiler - Insulate Hot Water Lines_Commercial_New_Not Applicable Segment or Vintage_Not Applicable Segment or Vintage | Commercial | Warehouse | New | Space Heating | Natural Gas | Gas Boiler - Insulate Hot Water Lines | NEQ | Not Applicable Segment or Vintage | 11 | 11 | 11 | 0 | 0 | 0 | 0 | 0 | Retro5Med | 8.35569166605469E-06 | TBD | A | WCM778 | 0.7 | 0.42 | sqft | 0.0321 | 0 | 0 | 0 | 0 | Not Applicable Segment or Vintage | Not Applicable Segment or Vintage | Not Applicable Segment or Vintage | 0 | 0 | 0 | Not Applicable Segment or Vintage | Not Applicable Segment or Vintage | Not Applicable Segment or Vintage | Not Applicable Segment or Vintage | Not Applicable Segment or Vintage | Not Applicable Segment or Vintage | Not Applicable Segment or Vintage | Not Applicable Segment or Vintage | Not Applicable Segment or Vintage | Not Applicable Segment or Vintage | Not Applicable Segment or Vintage | Not Applicable Segment or Vintage | Not Applicable Segment or Vintage | Not Applicable Segment or Vintage | Not Applicable Segment or Vintage | Not Applicable Segment or Vintage | Not Applicable Segment or Vintage | Not Applicable Segment or Vintage | Not Applicable Segment or Vintage | Not Applicable Segment or Vintage | Not Applicable Segment or Vintage | Not Applicable Segment or Vintage | Not Applicable Segment or Vintage | Not Applicable Segment or Vintage | Not Applicable Segment or Vintage | Not Applicable Segment or Vintage | Not Applicable Segment or Vintage | Not Applicable Segment or Vintage | 0 | 0 | 0 | 0 | 0 | 0 | 0 | 0 | 0 | 0 | 0 | 0 | 0 | 0 | 0 | 0 | 0 | 0 | 0 | 0 | 0 | 0 | 0 | 0 | 0 | 0 | 0 | 0 | 0 | 0 | 0 | 0 | 0 | 0 | 0 | 0 | 0 | 0 | 0 | 0 | 0 | 0 | 0 | 0 | 0 | 0 | 0 | 0 | 0 | 0 | 0 | 0 | 0 | 0 | 0 | 0 | 0 | 0 | 0 | 0 | 0 | 0 | 0 | 0 | 0 | 0 | 0 | 0 | 0 | 0 | 0 | 0 | 0 | 0 | 0 | 0 | 0 | 0 | 0 | 0 | 0 | 0 | 0 | 0 | 0 | 0 | 0 | 0 | 0 | 0 | 0 | 0 | 0 | 0 | 0 | 0 | 0 | 0 | 0 | 0 | 0 | 0 | 0 | 0 | 0 | 0 | 0 | 0 | 0 | 0 | 0 | 0 | Not Applicable Segment or Vintage | Not Applicable Segment or Vintage | Not Applicable Segment or Vintage | Not Applicable Segment or Vintage | Not Applicable Segment or Vintage | Not Applicable Segment or Vintage | Not Applicable Segment or Vintage | Not Applicable Segment or Vintage | Not Applicable Segment or Vintage | Not Applicable Segment or Vintage | Not Applicable Segment or Vintage | Not Applicable Segment or Vintage | Not Applicable Segment or Vintage | Not Applicable Segment or Vintage | Not Applicable Segment or Vintage | Not Applicable Segment or Vintage | Not Applicable Segment or Vintage | Not Applicable Segment or Vintage | Not Applicable Segment or Vintage | Not Applicable Segment or Vintage | Not Applicable Segment or Vintage | Not Applicable Segment or Vintage | Not Applicable Segment or Vintage | Not Applicable Segment or Vintage | Not Applicable Segment or Vintage | Not Applicable Segment or Vintage | Not Applicable Segment or Vintage | Not Applicable Segment or Vintage | 0 | 0 | 0 | 0 | 0 | 0 | 0 | 0 | 0 | 0 | 0 | 0 | 0 | 0 | 0 | 0 | 0 | 0 | 0 | 0 | 0 | 0 | 0 | 0 | 0 | 0 | 0 | 0 | 0 | 0 | 0 | 0 | 0 | 0 | 0 | 0 | 0 | 0 | 0 | 0 | 0 | 0 | 0 | 0 | 0 | 0 | 0 | 0 | 0 | 0 | 0 | 0 | 0 | 0 | 0 | 0 | 0 | 0 | 0 | 0 | 0 | 0 | 0 | 0 | 0 | 0 | 0 | 0 | 0 | 0 | 0 | 0 | 0 | 0 | 0 | 0 | 0 | 0 | 0 | 0 | 0 | 0 | 0 | 0 | 0 | 0 | 0 | 0 | 0 | 0 | 0 | 0 | 0 | 0 | 0 | 0 | 0 | 0 | 0 | 0 | 0 | 0 | 0 | 0 | 0 | 0 | 0 | 0 | 0 | 0 | 0 | 0 | 0 | 0 | 0 | 0 | 0 | 0 | 0 | 0 | 0 | 0 | 0 | 0 | 0 | 0 | 0 | 0 | 0 | 0 | 0 | 0 | 0 | 0 | 0 | 0 | 0 | 0 | 0 | 0 | 0 | 0 | 0 | 0 | 0 | 0 | 0 | 0 | 0 | 0 | 0 | 0 | 0 | 0 | 0 | 0 | 0 | 0 | 0 | 0 | 0 | 0 | 0 | 0 | 0 | 0 | 0 | 0 | Not Applicable Segment or Vintage | Not Applicable Segment or Vintage | Not Applicable Segment or Vintage | Not Applicable Segment or Vintage | Not Applicable Segment or Vintage | Not Applicable Segment or Vintage | Not Applicable Segment or Vintage | Not Applicable Segment or Vintage | Not Applicable Segment or Vintage | Not Applicable Segment or Vintage | Not Applicable Segment or Vintage | Not Applicable Segment or Vintage | Not Applicable Segment or Vintage | Not Applicable Segment or Vintage | Not Applicable Segment or Vintage | Not Applicable Segment or Vintage | Not Applicable Segment or Vintage | Not Applicable Segment or Vintage | Not Applicable Segment or Vintage | Not Applicable Segment or Vintage | Not Applicable Segment or Vintage | Not Applicable Segment or Vintage | Not Applicable Segment or Vintage | Not Applicable Segment or Vintage | Not Applicable Segment or Vintage | Not Applicable Segment or Vintage | Not Applicable Segment or Vintage | Not Applicable Segment or Vintage | 0 | 0 | 0 | 0 | 0 | 0 | 0 | 0 | 0 | 0 | 0 | 0 | 0 | 0 | 0 | 0 | 0 | 0 | 0 | 0 | 0 | 0 | 0 | 0 | 0 | 0 | 0 | 0 | 0 | 0 | 0 | 0 | 0 | 0 | 0 | 0 | 0 | 0 | 0 | 0 | 0 | 0 | 0 | 0 | 0 | 0 | 0 | 0 | 0 | 0 | 0 | 0 | 0 | 0 | 0 | 0 | 0 | 0 | 0 | 0 | 0 | 0 | 0 | 0 | 0 | 0 | 0 | 0 | 0 | 0 | 0 | 0 | 0 | 0 | 0 | 0 | 0 | 0 | 0 | 0 | 0 | 0 | 0 | 0 | 0 | 0 | 0 | 0 | 0 | 0 | 0 | 0 | 0 | 0 | 0 | 0 | 0 | 0 | 0 | 0 | 0 | 0 | 0 | 0 | 0 | 0 | 0 | 0 | 0 | 0 | 0 | 0 | 0 | 0 | 0 | 0 | 0 | 0 | 0 | 0 | 0 | 0 | 0 | 0 | 0 | 0 | 0 | 0 | 0 | 0 | 0 | 0 | 0 | 0 | 0 | 0 | 0 | 0 | 0 | 0 | 0 | 0
Connected Thermostat - ENERGY STAR (1.0)_Warehouse_New_Thermostat with capability to establish a schedule | Connected Thermostat - ENERGY STAR (1.0)_Warehouse_New | Connected Thermostat - ENERGY STAR (1.0)_Commercial_New_Manual or programmable thermostat_Thermostat with capability to establish a schedule | Commercial | Warehouse | New | Space Heating | Natural Gas | Connected Thermostat - ENERGY STAR (1.0) | NEQ | Manual or programmable thermostat | 5 | 5 | 5 | 0 | 0 | 0 | 0.050268 | 0.78844 | Retro5Med | 8.35569166605469E-06 | TBD | A | WCM780 | 0.7 | 0.42 | tonCool | 0.0321 | 0 | 0 | 0 | 0 | RTF Wkbk - ComConnectedThermostats_v2_1 | RTF Wkbk - ComConnectedThermostats_v2_1 | AEG BEST | 0 | 0 | 102.1619 | Manual or programmable thermostat | Manual or programmable thermostat | Manual or programmable thermostat | Manual or programmable thermostat | Manual or programmable thermostat | Manual or programmable thermostat | Manual or programmable thermostat | Manual or programmable thermostat | Manual or programmable thermostat | Manual or programmable thermostat | Manual or programmable thermostat | Manual or programmable thermostat | Manual or programmable thermostat | Manual or programmable thermostat | Manual or programmable thermostat | Manual or programmable thermostat | Manual or programmable thermostat | Manual or programmable thermostat | Manual or programmable thermostat | Manual or programmable thermostat | Manual or programmable thermostat | Manual or programmable thermostat | Manual or programmable thermostat | Manual or programmable thermostat | Manual or programmable thermostat | Manual or programmable thermostat | Manual or programmable thermostat | Manual or programmable thermostat | 0 | 0 | 0 | 0 | 0 | 0 | 0 | 0 | 0 | 0 | 0 | 0 | 0 | 0 | 0 | 0 | 0 | 0 | 0 | 0 | 0 | 0 | 0 | 0 | 0 | 0 | 0 | 0 | 0 | 0 | 0 | 0 | 0 | 0 | 0 | 0 | 0 | 0 | 0 | 0 | 0 | 0 | 0 | 0 | 0 | 0 | 0 | 0 | 0 | 0 | 0 | 0 | 0 | 0 | 0 | 0 | 0 | 0 | 0 | 0 | 0 | 0 | 0 | 0 | 0 | 0 | 0 | 0 | 0 | 0 | 0 | 0 | 0 | 0 | 0 | 0 | 0 | 0 | 0 | 0 | 0 | 0 | 0 | 0 | 0 | 0 | 0 | 0 | 0 | 0 | 0 | 0 | 0 | 0 | 0 | 0 | 0 | 0 | 0 | 0 | 0 | 0 | 0 | 0 | 0 | 0 | 0 | 0 | 0 | 0 | 0 | 0 | Thermostat with capability to establish a schedule | Thermostat with capability to establish a schedule | Thermostat with capability to establish a schedule | Thermostat with capability to establish a schedule | Thermostat with capability to establish a schedule | Thermostat with capability to establish a schedule | Thermostat with capability to establish a schedule | Thermostat with capability to establish a schedule | Thermostat with capability to establish a schedule | Thermostat with capability to establish a schedule | Thermostat with capability to establish a schedule | Thermostat with capability to establish a schedule | Thermostat with capability to establish a schedule | Thermostat with capability to establish a schedule | Thermostat with capability to establish a schedule | Thermostat with capability to establish a schedule | Thermostat with capability to establish a schedule | Thermostat with capability to establish a schedule | Thermostat with capability to establish a schedule | Thermostat with capability to establish a schedule | Thermostat with capability to establish a schedule | Thermostat with capability to establish a schedule | Thermostat with capability to establish a schedule | Thermostat with capability to establish a schedule | Thermostat with capability to establish a schedule | Thermostat with capability to establish a schedule | Thermostat with capability to establish a schedule | Thermostat with capability to establish a schedule | 102.1619 | 102.1619 | 102.1619 | 102.1619 | 102.1619 | 102.1619 | 102.1619 | 102.1619 | 102.1619 | 102.1619 | 102.1619 | 102.1619 | 102.1619 | 102.1619 | 102.1619 | 102.1619 | 102.1619 | 102.1619 | 102.1619 | 102.1619 | 102.1619 | 102.1619 | 102.1619 | 102.1619 | 102.1619 | 102.1619 | 102.1619 | 102.1619 | 0 | 0 | 0 | 0 | 0 | 0 | 0 | 0 | 0 | 0 | 0 | 0 | 0 | 0 | 0 | 0 | 0 | 0 | 0 | 0 | 0 | 0 | 0 | 0 | 0 | 0 | 0 | 0 | 0 | 0 | 0 | 0 | 0 | 0 | 0 | 0 | 0 | 0 | 0 | 0 | 0 | 0 | 0 | 0 | 0 | 0 | 0 | 0 | 0 | 0 | 0 | 0 | 0 | 0 | 0 | 0 | 0 | 0 | 0 | 0 | 0 | 0 | 0 | 0 | 0 | 0 | 0 | 0 | 0 | 0 | 0 | 0 | 0 | 0 | 0 | 0 | 0 | 0 | 0 | 0 | 0 | 0 | 0 | 0 | 0 | 0 | 0 | 0 | 0 | 0 | 0 | 0 | 0 | 0 | 0 | 0 | 0 | 0 | 0 | 0 | 0 | 0 | 0 | 0 | 0 | 0 | 0 | 0 | 0 | 0 | 0 | 0 | 0 | 0 | 0 | 0 | 0 | 0 | 0 | 0 | 0 | 0 | 0 | 0 | 0 | 0 | 0 | 0 | 0 | 0 | 0 | 0 | 0 | 0 | 0 | 0 | 0 | 0 | 0 | 0 | Thermostat with capability to establish a schedule | Thermostat with capability to establish a schedule | Thermostat with capability to establish a schedule | Thermostat with capability to establish a schedule | Thermostat with capability to establish a schedule | Thermostat with capability to establish a schedule | Thermostat with capability to establish a schedule | Thermostat with capability to establish a schedule | Thermostat with capability to establish a schedule | Thermostat with capability to establish a schedule | Thermostat with capability to establish a schedule | Thermostat with capability to establish a schedule | Thermostat with capability to establish a schedule | Thermostat with capability to establish a schedule | Thermostat with capability to establish a schedule | Thermostat with capability to establish a schedule | Thermostat with capability to establish a schedule | Thermostat with capability to establish a schedule | Thermostat with capability to establish a schedule | Thermostat with capability to establish a schedule | Thermostat with capability to establish a schedule | Thermostat with capability to establish a schedule | Thermostat with capability to establish a schedule | Thermostat with capability to establish a schedule | Thermostat with capability to establish a schedule | Thermostat with capability to establish a schedule | Thermostat with capability to establish a schedule | Thermostat with capability to establish a schedule | 102.1619 | 102.1619 | 102.1619 | 102.1619 | 102.1619 | 102.1619 | 102.1619 | 102.1619 | 102.1619 | 102.1619 | 102.1619 | 102.1619 | 102.1619 | 102.1619 | 102.1619 | 102.1619 | 102.1619 | 102.1619 | 102.1619 | 102.1619 | 102.1619 | 102.1619 | 102.1619 | 102.1619 | 102.1619 | 102.1619 | 102.1619 | 102.1619 | 0 | 0 | 0 | 0 | 0 | 0 | 0 | 0 | 0 | 0 | 0 | 0 | 0 | 0 | 0 | 0 | 0 | 0 | 0 | 0 | 0 | 0 | 0 | 0 | 0 | 0 | 0 | 0 | 0 | 0 | 0 | 0 | 0 | 0 | 0 | 0 | 0 | 0 | 0 | 0 | 0 | 0 | 0 | 0 | 0 | 0 | 0 | 0 | 0 | 0 | 0 | 0 | 0 | 0 | 0 | 0 | 0 | 0 | 0 | 0 | 0 | 0 | 0 | 0 | 0 | 0 | 0 | 0 | 0 | 0 | 0 | 0 | 0 | 0 | 0 | 0 | 0 | 0 | 0 | 0 | 0 | 0 | 0 | 0 | 0 | 0 | 0 | 0 | 0 | 0 | 0 | 0 | 0 | 0 | 0 | 0 | 0 | 0 | 0 | 0 | 0 | 0 | 0 | 0 | 0 | 0 | 0 | 0 | 0 | 0 | 0 | 0 | 0 | 0
Gas Boiler - Maintenance_Warehouse_New_Not Applicable Segment or Vintage | Gas Boiler - Maintenance_Warehouse_New | Gas Boiler - Maintenance_Commercial_New_Not Applicable Segment or Vintage_Not Applicable Segment or Vintage | Commercial | Warehouse | New | Space Heating | Natural Gas | Gas Boiler - Maintenance | NEQ | Not Applicable Segment or Vintage | 3 | 3 | 3 | 0 | 0 | 0 | 0 | 0 | Retro5Med | 8.35569166605469E-06 | TBD | A | WCM766 | 0.7 | 0.42 | sqft | 0.0321 | 0 | 0 | 0 | 0 | Not Applicable Segment or Vintage | Not Applicable Segment or Vintage | Not Applicable Segment or Vintage | 0 | 0 | 0 | Not Applicable Segment or Vintage | Not Applicable Segment or Vintage | Not Applicable Segment or Vintage | Not Applicable Segment or Vintage | Not Applicable Segment or Vintage | Not Applicable Segment or Vintage | Not Applicable Segment or Vintage | Not Applicable Segment or Vintage | Not Applicable Segment or Vintage | Not Applicable Segment or Vintage | Not Applicable Segment or Vintage | Not Applicable Segment or Vintage | Not Applicable Segment or Vintage | Not Applicable Segment or Vintage | Not Applicable Segment or Vintage | Not Applicable Segment or Vintage | Not Applicable Segment or Vintage | Not Applicable Segment or Vintage | Not Applicable Segment or Vintage | Not Applicable Segment or Vintage | Not Applicable Segment or Vintage | Not Applicable Segment or Vintage | Not Applicable Segment or Vintage | Not Applicable Segment or Vintage | Not Applicable Segment or Vintage | Not Applicable Segment or Vintage | Not Applicable Segment or Vintage | Not Applicable Segment or Vintage | 0 | 0 | 0 | 0 | 0 | 0 | 0 | 0 | 0 | 0 | 0 | 0 | 0 | 0 | 0 | 0 | 0 | 0 | 0 | 0 | 0 | 0 | 0 | 0 | 0 | 0 | 0 | 0 | 0 | 0 | 0 | 0 | 0 | 0 | 0 | 0 | 0 | 0 | 0 | 0 | 0 | 0 | 0 | 0 | 0 | 0 | 0 | 0 | 0 | 0 | 0 | 0 | 0 | 0 | 0 | 0 | 0 | 0 | 0 | 0 | 0 | 0 | 0 | 0 | 0 | 0 | 0 | 0 | 0 | 0 | 0 | 0 | 0 | 0 | 0 | 0 | 0 | 0 | 0 | 0 | 0 | 0 | 0 | 0 | 0 | 0 | 0 | 0 | 0 | 0 | 0 | 0 | 0 | 0 | 0 | 0 | 0 | 0 | 0 | 0 | 0 | 0 | 0 | 0 | 0 | 0 | 0 | 0 | 0 | 0 | 0 | 0 | Not Applicable Segment or Vintage | Not Applicable Segment or Vintage | Not Applicable Segment or Vintage | Not Applicable Segment or Vintage | Not Applicable Segment or Vintage | Not Applicable Segment or Vintage | Not Applicable Segment or Vintage | Not Applicable Segment or Vintage | Not Applicable Segment or Vintage | Not Applicable Segment or Vintage | Not Applicable Segment or Vintage | Not Applicable Segment or Vintage | Not Applicable Segment or Vintage | Not Applicable Segment or Vintage | Not Applicable Segment or Vintage | Not Applicable Segment or Vintage | Not Applicable Segment or Vintage | Not Applicable Segment or Vintage | Not Applicable Segment or Vintage | Not Applicable Segment or Vintage | Not Applicable Segment or Vintage | Not Applicable Segment or Vintage | Not Applicable Segment or Vintage | Not Applicable Segment or Vintage | Not Applicable Segment or Vintage | Not Applicable Segment or Vintage | Not Applicable Segment or Vintage | Not Applicable Segment or Vintage | 0 | 0 | 0 | 0 | 0 | 0 | 0 | 0 | 0 | 0 | 0 | 0 | 0 | 0 | 0 | 0 | 0 | 0 | 0 | 0 | 0 | 0 | 0 | 0 | 0 | 0 | 0 | 0 | 0 | 0 | 0 | 0 | 0 | 0 | 0 | 0 | 0 | 0 | 0 | 0 | 0 | 0 | 0 | 0 | 0 | 0 | 0 | 0 | 0 | 0 | 0 | 0 | 0 | 0 | 0 | 0 | 0 | 0 | 0 | 0 | 0 | 0 | 0 | 0 | 0 | 0 | 0 | 0 | 0 | 0 | 0 | 0 | 0 | 0 | 0 | 0 | 0 | 0 | 0 | 0 | 0 | 0 | 0 | 0 | 0 | 0 | 0 | 0 | 0 | 0 | 0 | 0 | 0 | 0 | 0 | 0 | 0 | 0 | 0 | 0 | 0 | 0 | 0 | 0 | 0 | 0 | 0 | 0 | 0 | 0 | 0 | 0 | 0 | 0 | 0 | 0 | 0 | 0 | 0 | 0 | 0 | 0 | 0 | 0 | 0 | 0 | 0 | 0 | 0 | 0 | 0 | 0 | 0 | 0 | 0 | 0 | 0 | 0 | 0 | 0 | 0 | 0 | 0 | 0 | 0 | 0 | 0 | 0 | 0 | 0 | 0 | 0 | 0 | 0 | 0 | 0 | 0 | 0 | 0 | 0 | 0 | 0 | 0 | 0 | 0 | 0 | 0 | 0 | Not Applicable Segment or Vintage | Not Applicable Segment or Vintage | Not Applicable Segment or Vintage | Not Applicable Segment or Vintage | Not Applicable Segment or Vintage | Not Applicable Segment or Vintage | Not Applicable Segment or Vintage | Not Applicable Segment or Vintage | Not Applicable Segment or Vintage | Not Applicable Segment or Vintage | Not Applicable Segment or Vintage | Not Applicable Segment or Vintage | Not Applicable Segment or Vintage | Not Applicable Segment or Vintage | Not Applicable Segment or Vintage | Not Applicable Segment or Vintage | Not Applicable Segment or Vintage | Not Applicable Segment or Vintage | Not Applicable Segment or Vintage | Not Applicable Segment or Vintage | Not Applicable Segment or Vintage | Not Applicable Segment or Vintage | Not Applicable Segment or Vintage | Not Applicable Segment or Vintage | Not Applicable Segment or Vintage | Not Applicable Segment or Vintage | Not Applicable Segment or Vintage | Not Applicable Segment or Vintage | 0 | 0 | 0 | 0 | 0 | 0 | 0 | 0 | 0 | 0 | 0 | 0 | 0 | 0 | 0 | 0 | 0 | 0 | 0 | 0 | 0 | 0 | 0 | 0 | 0 | 0 | 0 | 0 | 0 | 0 | 0 | 0 | 0 | 0 | 0 | 0 | 0 | 0 | 0 | 0 | 0 | 0 | 0 | 0 | 0 | 0 | 0 | 0 | 0 | 0 | 0 | 0 | 0 | 0 | 0 | 0 | 0 | 0 | 0 | 0 | 0 | 0 | 0 | 0 | 0 | 0 | 0 | 0 | 0 | 0 | 0 | 0 | 0 | 0 | 0 | 0 | 0 | 0 | 0 | 0 | 0 | 0 | 0 | 0 | 0 | 0 | 0 | 0 | 0 | 0 | 0 | 0 | 0 | 0 | 0 | 0 | 0 | 0 | 0 | 0 | 0 | 0 | 0 | 0 | 0 | 0 | 0 | 0 | 0 | 0 | 0 | 0 | 0 | 0 | 0 | 0 | 0 | 0 | 0 | 0 | 0 | 0 | 0 | 0 | 0 | 0 | 0 | 0 | 0 | 0 | 0 | 0 | 0 | 0 | 0 | 0 | 0 | 0 | 0 | 0 | 0 | 0
Gas Furnace - Maintenance_Warehouse_New_Not Applicable Segment or Vintage | Gas Furnace - Maintenance_Warehouse_New | Gas Furnace - Maintenance_Commercial_New_Not Applicable Segment or Vintage_Not Applicable Segment or Vintage | Commercial | Warehouse | New | Space Heating | Natural Gas | Gas Furnace - Maintenance | NEQ | Not Applicable Segment or Vintage | 3 | 3 | 3 | 0 | 0 | 0 | 0 | 0 | Retro5Med | 8.35569166605469E-06 | TBD | A | WCM767 | 0.7 | 0.42 | sqft | 0.0321 | 0 | 0 | 0 | 0 | Not Applicable Segment or Vintage | Not Applicable Segment or Vintage | Not Applicable Segment or Vintage | 0 | 0 | 0 | Not Applicable Segment or Vintage | Not Applicable Segment or Vintage | Not Applicable Segment or Vintage | Not Applicable Segment or Vintage | Not Applicable Segment or Vintage | Not Applicable Segment or Vintage | Not Applicable Segment or Vintage | Not Applicable Segment or Vintage | Not Applicable Segment or Vintage | Not Applicable Segment or Vintage | Not Applicable Segment or Vintage | Not Applicable Segment or Vintage | Not Applicable Segment or Vintage | Not Applicable Segment or Vintage | Not Applicable Segment or Vintage | Not Applicable Segment or Vintage | Not Applicable Segment or Vintage | Not Applicable Segment or Vintage | Not Applicable Segment or Vintage | Not Applicable Segment or Vintage | Not Applicable Segment or Vintage | Not Applicable Segment or Vintage | Not Applicable Segment or Vintage | Not Applicable Segment or Vintage | Not Applicable Segment or Vintage | Not Applicable Segment or Vintage | Not Applicable Segment or Vintage | Not Applicable Segment or Vintage | 0 | 0 | 0 | 0 | 0 | 0 | 0 | 0 | 0 | 0 | 0 | 0 | 0 | 0 | 0 | 0 | 0 | 0 | 0 | 0 | 0 | 0 | 0 | 0 | 0 | 0 | 0 | 0 | 0 | 0 | 0 | 0 | 0 | 0 | 0 | 0 | 0 | 0 | 0 | 0 | 0 | 0 | 0 | 0 | 0 | 0 | 0 | 0 | 0 | 0 | 0 | 0 | 0 | 0 | 0 | 0 | 0 | 0 | 0 | 0 | 0 | 0 | 0 | 0 | 0 | 0 | 0 | 0 | 0 | 0 | 0 | 0 | 0 | 0 | 0 | 0 | 0 | 0 | 0 | 0 | 0 | 0 | 0 | 0 | 0 | 0 | 0 | 0 | 0 | 0 | 0 | 0 | 0 | 0 | 0 | 0 | 0 | 0 | 0 | 0 | 0 | 0 | 0 | 0 | 0 | 0 | 0 | 0 | 0 | 0 | 0 | 0 | Not Applicable Segment or Vintage | Not Applicable Segment or Vintage | Not Applicable Segment or Vintage | Not Applicable Segment or Vintage | Not Applicable Segment or Vintage | Not Applicable Segment or Vintage | Not Applicable Segment or Vintage | Not Applicable Segment or Vintage | Not Applicable Segment or Vintage | Not Applicable Segment or Vintage | Not Applicable Segment or Vintage | Not Applicable Segment or Vintage | Not Applicable Segment or Vintage | Not Applicable Segment or Vintage | Not Applicable Segment or Vintage | Not Applicable Segment or Vintage | Not Applicable Segment or Vintage | Not Applicable Segment or Vintage | Not Applicable Segment or Vintage | Not Applicable Segment or Vintage | Not Applicable Segment or Vintage | Not Applicable Segment or Vintage | Not Applicable Segment or Vintage | Not Applicable Segment or Vintage | Not Applicable Segment or Vintage | Not Applicable Segment or Vintage | Not Applicable Segment or Vintage | Not Applicable Segment or Vintage | 0 | 0 | 0 | 0 | 0 | 0 | 0 | 0 | 0 | 0 | 0 | 0 | 0 | 0 | 0 | 0 | 0 | 0 | 0 | 0 | 0 | 0 | 0 | 0 | 0 | 0 | 0 | 0 | 0 | 0 | 0 | 0 | 0 | 0 | 0 | 0 | 0 | 0 | 0 | 0 | 0 | 0 | 0 | 0 | 0 | 0 | 0 | 0 | 0 | 0 | 0 | 0 | 0 | 0 | 0 | 0 | 0 | 0 | 0 | 0 | 0 | 0 | 0 | 0 | 0 | 0 | 0 | 0 | 0 | 0 | 0 | 0 | 0 | 0 | 0 | 0 | 0 | 0 | 0 | 0 | 0 | 0 | 0 | 0 | 0 | 0 | 0 | 0 | 0 | 0 | 0 | 0 | 0 | 0 | 0 | 0 | 0 | 0 | 0 | 0 | 0 | 0 | 0 | 0 | 0 | 0 | 0 | 0 | 0 | 0 | 0 | 0 | 0 | 0 | 0 | 0 | 0 | 0 | 0 | 0 | 0 | 0 | 0 | 0 | 0 | 0 | 0 | 0 | 0 | 0 | 0 | 0 | 0 | 0 | 0 | 0 | 0 | 0 | 0 | 0 | 0 | 0 | 0 | 0 | 0 | 0 | 0 | 0 | 0 | 0 | 0 | 0 | 0 | 0 | 0 | 0 | 0 | 0 | 0 | 0 | 0 | 0 | 0 | 0 | 0 | 0 | 0 | 0 | Not Applicable Segment or Vintage | Not Applicable Segment or Vintage | Not Applicable Segment or Vintage | Not Applicable Segment or Vintage | Not Applicable Segment or Vintage | Not Applicable Segment or Vintage | Not Applicable Segment or Vintage | Not Applicable Segment or Vintage | Not Applicable Segment or Vintage | Not Applicable Segment or Vintage | Not Applicable Segment or Vintage | Not Applicable Segment or Vintage | Not Applicable Segment or Vintage | Not Applicable Segment or Vintage | Not Applicable Segment or Vintage | Not Applicable Segment or Vintage | Not Applicable Segment or Vintage | Not Applicable Segment or Vintage | Not Applicable Segment or Vintage | Not Applicable Segment or Vintage | Not Applicable Segment or Vintage | Not Applicable Segment or Vintage | Not Applicable Segment or Vintage | Not Applicable Segment or Vintage | Not Applicable Segment or Vintage | Not Applicable Segment or Vintage | Not Applicable Segment or Vintage | Not Applicable Segment or Vintage | 0 | 0 | 0 | 0 | 0 | 0 | 0 | 0 | 0 | 0 | 0 | 0 | 0 | 0 | 0 | 0 | 0 | 0 | 0 | 0 | 0 | 0 | 0 | 0 | 0 | 0 | 0 | 0 | 0 | 0 | 0 | 0 | 0 | 0 | 0 | 0 | 0 | 0 | 0 | 0 | 0 | 0 | 0 | 0 | 0 | 0 | 0 | 0 | 0 | 0 | 0 | 0 | 0 | 0 | 0 | 0 | 0 | 0 | 0 | 0 | 0 | 0 | 0 | 0 | 0 | 0 | 0 | 0 | 0 | 0 | 0 | 0 | 0 | 0 | 0 | 0 | 0 | 0 | 0 | 0 | 0 | 0 | 0 | 0 | 0 | 0 | 0 | 0 | 0 | 0 | 0 | 0 | 0 | 0 | 0 | 0 | 0 | 0 | 0 | 0 | 0 | 0 | 0 | 0 | 0 | 0 | 0 | 0 | 0 | 0 | 0 | 0 | 0 | 0 | 0 | 0 | 0 | 0 | 0 | 0 | 0 | 0 | 0 | 0 | 0 | 0 | 0 | 0 | 0 | 0 | 0 | 0 | 0 | 0 | 0 | 0 | 0 | 0 | 0 | 0 | 0 | 0
Gas Boiler - Thermostatic Radiator Valves_Warehouse_New_TRV installed on an existing hydronic or steam heated radiator | Gas Boiler - Thermostatic Radiator Valves_Warehouse_New | Gas Boiler - Thermostatic Radiator Valves_Commercial_New_existing hydronic or steam heated radiator without a TRV installed_TRV installed on an existing hydronic or steam heated radiator | Commercial | Warehouse | New | Space Heating | Natural Gas | Gas Boiler - Thermostatic Radiator Valves | NEQ | existing hydronic or steam heated radiator without a TRV installed | 15 | 15 | 15 | 50 | 0 | 0 | 0 | 0.25 | Retro1Slow | 0.012666666666666666 | TBD | A | WCM775 | 0.7 | 0.42 | radiator | 0.0321 | 0 | 0 | 0 | 0 | IL TRM v12 - 5.3.19 - Thermostatic Radiator Valves - Provisional Measure - RS-HVC-TRVS-V01-210101 | AEG Market Research 2024 | IL TRM v12 - 5.3.19 - Thermostatic Radiator Valves - Provisional Measure - RS-HVC-TRVS-V01-210101 | 0 | 0 | 69.6607 | existing hydronic or steam heated radiator without a TRV installed | existing hydronic or steam heated radiator without a TRV installed | existing hydronic or steam heated radiator without a TRV installed | existing hydronic or steam heated radiator without a TRV installed | existing hydronic or steam heated radiator without a TRV installed | existing hydronic or steam heated radiator without a TRV installed | existing hydronic or steam heated radiator without a TRV installed | existing hydronic or steam heated radiator without a TRV installed | existing hydronic or steam heated radiator without a TRV installed | existing hydronic or steam heated radiator without a TRV installed | existing hydronic or steam heated radiator without a TRV installed | existing hydronic or steam heated radiator without a TRV installed | existing hydronic or steam heated radiator without a TRV installed | existing hydronic or steam heated radiator without a TRV installed | existing hydronic or steam heated radiator without a TRV installed | existing hydronic or steam heated radiator without a TRV installed | existing hydronic or steam heated radiator without a TRV installed | existing hydronic or steam heated radiator without a TRV installed | existing hydronic or steam heated radiator without a TRV installed | existing hydronic or steam heated radiator without a TRV installed | existing hydronic or steam heated radiator without a TRV installed | existing hydronic or steam heated radiator without a TRV installed | existing hydronic or steam heated radiator without a TRV installed | existing hydronic or steam heated radiator without a TRV installed | existing hydronic or steam heated radiator without a TRV installed | existing hydronic or steam heated radiator without a TRV installed | existing hydronic or steam heated radiator without a TRV installed | existing hydronic or steam heated radiator without a TRV installed | 0 | 0 | 0 | 0 | 0 | 0 | 0 | 0 | 0 | 0 | 0 | 0 | 0 | 0 | 0 | 0 | 0 | 0 | 0 | 0 | 0 | 0 | 0 | 0 | 0 | 0 | 0 | 0 | 0 | 0 | 0 | 0 | 0 | 0 | 0 | 0 | 0 | 0 | 0 | 0 | 0 | 0 | 0 | 0 | 0 | 0 | 0 | 0 | 0 | 0 | 0 | 0 | 0 | 0 | 0 | 0 | 0 | 0 | 0 | 0 | 0 | 0 | 0 | 0 | 0 | 0 | 0 | 0 | 0 | 0 | 0 | 0 | 0 | 0 | 0 | 0 | 0 | 0 | 0 | 0 | 0 | 0 | 0 | 0 | 0 | 0 | 0 | 0 | 0 | 0 | 0 | 0 | 0 | 0 | 0 | 0 | 0 | 0 | 0 | 0 | 0 | 0 | 0 | 0 | 0 | 0 | 0 | 0 | 0 | 0 | 0 | 0 | TRV installed on an existing hydronic or steam heated radiator | TRV installed on an existing hydronic or steam heated radiator | TRV installed on an existing hydronic or steam heated radiator | TRV installed on an existing hydronic or steam heated radiator | TRV installed on an existing hydronic or steam heated radiator | TRV installed on an existing hydronic or steam heated radiator | TRV installed on an existing hydronic or steam heated radiator | TRV installed on an existing hydronic or steam heated radiator | TRV installed on an existing hydronic or steam heated radiator | TRV installed on an existing hydronic or steam heated radiator | TRV installed on an existing hydronic or steam heated radiator | TRV installed on an existing hydronic or steam heated radiator | TRV installed on an existing hydronic or steam heated radiator | TRV installed on an existing hydronic or steam heated radiator | TRV installed on an existing hydronic or steam heated radiator | TRV installed on an existing hydronic or steam heated radiator | TRV installed on an existing hydronic or steam heated radiator | TRV installed on an existing hydronic or steam heated radiator | TRV installed on an existing hydronic or steam heated radiator | TRV installed on an existing hydronic or steam heated radiator | TRV installed on an existing hydronic or steam heated radiator | TRV installed on an existing hydronic or steam heated radiator | TRV installed on an existing hydronic or steam heated radiator | TRV installed on an existing hydronic or steam heated radiator | TRV installed on an existing hydronic or steam heated radiator | TRV installed on an existing hydronic or steam heated radiator | TRV installed on an existing hydronic or steam heated radiator | TRV installed on an existing hydronic or steam heated radiator | 69.6607 | 69.6607 | 69.6607 | 69.6607 | 69.6607 | 69.6607 | 69.6607 | 69.6607 | 69.6607 | 69.6607 | 69.6607 | 69.6607 | 69.6607 | 69.6607 | 69.6607 | 69.6607 | 69.6607 | 69.6607 | 69.6607 | 69.6607 | 69.6607 | 69.6607 | 69.6607 | 69.6607 | 69.6607 | 69.6607 | 69.6607 | 69.6607 | 50 | 50 | 50 | 50 | 50 | 50 | 50 | 50 | 50 | 50 | 50 | 50 | 50 | 50 | 50 | 50 | 50 | 50 | 50 | 50 | 50 | 50 | 50 | 50 | 50 | 50 | 50 | 50 | 0 | 0 | 0 | 0 | 0 | 0 | 0 | 0 | 0 | 0 | 0 | 0 | 0 | 0 | 0 | 0 | 0 | 0 | 0 | 0 | 0 | 0 | 0 | 0 | 0 | 0 | 0 | 0 | 0 | 0 | 0 | 0 | 0 | 0 | 0 | 0 | 0 | 0 | 0 | 0 | 0 | 0 | 0 | 0 | 0 | 0 | 0 | 0 | 0 | 0 | 0 | 0 | 0 | 0 | 0 | 0 | 0 | 0 | 0 | 0 | 0 | 0 | 0 | 0 | 0 | 0 | 0 | 0 | 0 | 0 | 0 | 0 | 0 | 0 | 0 | 0 | 0 | 0 | 0 | 0 | 0 | 0 | 0 | 0 | 0 | 0 | 0 | 0 | 0 | 0 | 0 | 0 | 0 | 0 | 0 | 0 | 0 | 0 | 0 | 0 | 0 | 0 | 0 | 0 | 0 | 0 | 0 | 0 | 0 | 0 | 0 | 0 | TRV installed on an existing hydronic or steam heated radiator | TRV installed on an existing hydronic or steam heated radiator | TRV installed on an existing hydronic or steam heated radiator | TRV installed on an existing hydronic or steam heated radiator | TRV installed on an existing hydronic or steam heated radiator | TRV installed on an existing hydronic or steam heated radiator | TRV installed on an existing hydronic or steam heated radiator | TRV installed on an existing hydronic or steam heated radiator | TRV installed on an existing hydronic or steam heated radiator | TRV installed on an existing hydronic or steam heated radiator | TRV installed on an existing hydronic or steam heated radiator | TRV installed on an existing hydronic or steam heated radiator | TRV installed on an existing hydronic or steam heated radiator | TRV installed on an existing hydronic or steam heated radiator | TRV installed on an existing hydronic or steam heated radiator | TRV installed on an existing hydronic or steam heated radiator | TRV installed on an existing hydronic or steam heated radiator | TRV installed on an existing hydronic or steam heated radiator | TRV installed on an existing hydronic or steam heated radiator | TRV installed on an existing hydronic or steam heated radiator | TRV installed on an existing hydronic or steam heated radiator | TRV installed on an existing hydronic or steam heated radiator | TRV installed on an existing hydronic or steam heated radiator | TRV installed on an existing hydronic or steam heated radiator | TRV installed on an existing hydronic or steam heated radiator | TRV installed on an existing hydronic or steam heated radiator | TRV installed on an existing hydronic or steam heated radiator | TRV installed on an existing hydronic or steam heated radiator | 69.6607 | 69.6607 | 69.6607 | 69.6607 | 69.6607 | 69.6607 | 69.6607 | 69.6607 | 69.6607 | 69.6607 | 69.6607 | 69.6607 | 69.6607 | 69.6607 | 69.6607 | 69.6607 | 69.6607 | 69.6607 | 69.6607 | 69.6607 | 69.6607 | 69.6607 | 69.6607 | 69.6607 | 69.6607 | 69.6607 | 69.6607 | 69.6607 | 50 | 50 | 50 | 50 | 50 | 50 | 50 | 50 | 50 | 50 | 50 | 50 | 50 | 50 | 50 | 50 | 50 | 50 | 50 | 50 | 50 | 50 | 50 | 50 | 50 | 50 | 50 | 50 | 0 | 0 | 0 | 0 | 0 | 0 | 0 | 0 | 0 | 0 | 0 | 0 | 0 | 0 | 0 | 0 | 0 | 0 | 0 | 0 | 0 | 0 | 0 | 0 | 0 | 0 | 0 | 0 | 0 | 0 | 0 | 0 | 0 | 0 | 0 | 0 | 0 | 0 | 0 | 0 | 0 | 0 | 0 | 0 | 0 | 0 | 0 | 0 | 0 | 0 | 0 | 0 | 0 | 0 | 0 | 0 | 0 | 0 | 0 | 0 | 0 | 0 | 0 | 0 | 0 | 0 | 0 | 0 | 0 | 0 | 0 | 0 | 0 | 0 | 0 | 0 | 0 | 0 | 0 | 0 | 0 | 0 | 0 | 0 | 0 | 0
HVAC - Energy Recovery Ventilator_Warehouse_New_unitary equipment that incorporates energy recovery not required by the IECC 2012/2015/2018/2021 | HVAC - Energy Recovery Ventilator_Warehouse_New | HVAC - Energy Recovery Ventilator_Commercial_New_unitary equipment not required by IECC 2012/2015/2018/2021 to incorporate energy recovery_unitary equipment that incorporates energy recovery not required by the IECC 2012/2015/2018/2021 | Commercial | Warehouse | New | Space Heating | Natural Gas | HVAC - Energy Recovery Ventilator | NEQ | unitary equipment not required by IECC 2012/2015/2018/2021 to incorporate energy recovery | 15 | 15 | 15 | 0 | 0 | 0 | 0 | 0.1 | Retro1Slow | 0.012666666666666666 | TBD | A | WCM757 | 0.7 | 0.42 | CFM | 0.0321 | 0 | 0 | 0 | 0 | IL TRM v13 - 4.4.27 - Energy Recovery Ventilator - CI-HVC-ERVE-V07-250101 | IL TRM v13 - 4.4.27 - Energy Recovery Ventilator - CI-HVC-ERVE-V07-250101 | IL TRM v13 - 4.4.27 - Energy Recovery Ventilator - CI-HVC-ERVE-V07-250101 | 0 | 0 | 0.61453 | unitary equipment not required by IECC 2012/2015/2018/2021 to incorporate energy recovery | unitary equipment not required by IECC 2012/2015/2018/2021 to incorporate energy recovery | unitary equipment not required by IECC 2012/2015/2018/2021 to incorporate energy recovery | unitary equipment not required by IECC 2012/2015/2018/2021 to incorporate energy recovery | unitary equipment not required by IECC 2012/2015/2018/2021 to incorporate energy recovery | unitary equipment not required by IECC 2012/2015/2018/2021 to incorporate energy recovery | unitary equipment not required by IECC 2012/2015/2018/2021 to incorporate energy recovery | unitary equipment not required by IECC 2012/2015/2018/2021 to incorporate energy recovery | unitary equipment not required by IECC 2012/2015/2018/2021 to incorporate energy recovery | unitary equipment not required by IECC 2012/2015/2018/2021 to incorporate energy recovery | unitary equipment not required by IECC 2012/2015/2018/2021 to incorporate energy recovery | unitary equipment not required by IECC 2012/2015/2018/2021 to incorporate energy recovery | unitary equipment not required by IECC 2012/2015/2018/2021 to incorporate energy recovery | unitary equipment not required by IECC 2012/2015/2018/2021 to incorporate energy recovery | unitary equipment not required by IECC 2012/2015/2018/2021 to incorporate energy recovery | unitary equipment not required by IECC 2012/2015/2018/2021 to incorporate energy recovery | unitary equipment not required by IECC 2012/2015/2018/2021 to incorporate energy recovery | unitary equipment not required by IECC 2012/2015/2018/2021 to incorporate energy recovery | unitary equipment not required by IECC 2012/2015/2018/2021 to incorporate energy recovery | unitary equipment not required by IECC 2012/2015/2018/2021 to incorporate energy recovery | unitary equipment not required by IECC 2012/2015/2018/2021 to incorporate energy recovery | unitary equipment not required by IECC 2012/2015/2018/2021 to incorporate energy recovery | unitary equipment not required by IECC 2012/2015/2018/2021 to incorporate energy recovery | unitary equipment not required by IECC 2012/2015/2018/2021 to incorporate energy recovery | unitary equipment not required by IECC 2012/2015/2018/2021 to incorporate energy recovery | unitary equipment not required by IECC 2012/2015/2018/2021 to incorporate energy recovery | unitary equipment not required by IECC 2012/2015/2018/2021 to incorporate energy recovery | unitary equipment not required by IECC 2012/2015/2018/2021 to incorporate energy recovery | 0 | 0 | 0 | 0 | 0 | 0 | 0 | 0 | 0 | 0 | 0 | 0 | 0 | 0 | 0 | 0 | 0 | 0 | 0 | 0 | 0 | 0 | 0 | 0 | 0 | 0 | 0 | 0 | 0 | 0 | 0 | 0 | 0 | 0 | 0 | 0 | 0 | 0 | 0 | 0 | 0 | 0 | 0 | 0 | 0 | 0 | 0 | 0 | 0 | 0 | 0 | 0 | 0 | 0 | 0 | 0 | 0 | 0 | 0 | 0 | 0 | 0 | 0 | 0 | 0 | 0 | 0 | 0 | 0 | 0 | 0 | 0 | 0 | 0 | 0 | 0 | 0 | 0 | 0 | 0 | 0 | 0 | 0 | 0 | 0 | 0 | 0 | 0 | 0 | 0 | 0 | 0 | 0 | 0 | 0 | 0 | 0 | 0 | 0 | 0 | 0 | 0 | 0 | 0 | 0 | 0 | 0 | 0 | 0 | 0 | 0 | 0 | unitary equipment that incorporates energy recovery not required by the IECC 2012/2015/2018/2021 | unitary equipment that incorporates energy recovery not required by the IECC 2012/2015/2018/2021 | unitary equipment that incorporates energy recovery not required by the IECC 2012/2015/2018/2021 | unitary equipment that incorporates energy recovery not required by the IECC 2012/2015/2018/2021 | unitary equipment that incorporates energy recovery not required by the IECC 2012/2015/2018/2021 | unitary equipment that incorporates energy recovery not required by the IECC 2012/2015/2018/2021 | unitary equipment that incorporates energy recovery not required by the IECC 2012/2015/2018/2021 | unitary equipment that incorporates energy recovery not required by the IECC 2012/2015/2018/2021 | unitary equipment that incorporates energy recovery not required by the IECC 2012/2015/2018/2021 | unitary equipment that incorporates energy recovery not required by the IECC 2012/2015/2018/2021 | unitary equipment that incorporates energy recovery not required by the IECC 2012/2015/2018/2021 | unitary equipment that incorporates energy recovery not required by the IECC 2012/2015/2018/2021 | unitary equipment that incorporates energy recovery not required by the IECC 2012/2015/2018/2021 | unitary equipment that incorporates energy recovery not required by the IECC 2012/2015/2018/2021 | unitary equipment that incorporates energy recovery not required by the IECC 2012/2015/2018/2021 | unitary equipment that incorporates energy recovery not required by the IECC 2012/2015/2018/2021 | unitary equipment that incorporates energy recovery not required by the IECC 2012/2015/2018/2021 | unitary equipment that incorporates energy recovery not required by the IECC 2012/2015/2018/2021 | unitary equipment that incorporates energy recovery not required by the IECC 2012/2015/2018/2021 | unitary equipment that incorporates energy recovery not required by the IECC 2012/2015/2018/2021 | unitary equipment that incorporates energy recovery not required by the IECC 2012/2015/2018/2021 | unitary equipment that incorporates energy recovery not required by the IECC 2012/2015/2018/2021 | unitary equipment that incorporates energy recovery not required by the IECC 2012/2015/2018/2021 | unitary equipment that incorporates energy recovery not required by the IECC 2012/2015/2018/2021 | unitary equipment that incorporates energy recovery not required by the IECC 2012/2015/2018/2021 | unitary equipment that incorporates energy recovery not required by the IECC 2012/2015/2018/2021 | unitary equipment that incorporates energy recovery not required by the IECC 2012/2015/2018/2021 | unitary equipment that incorporates energy recovery not required by the IECC 2012/2015/2018/2021 | 0.6145 | 0.6145 | 0.6145 | 0.6145 | 0.6145 | 0.6145 | 0.6145 | 0.6145 | 0.6145 | 0.6145 | 0.6145 | 0.6145 | 0.6145 | 0.6145 | 0.6145 | 0.6145 | 0.6145 | 0.6145 | 0.6145 | 0.6145 | 0.6145 | 0.6145 | 0.6145 | 0.6145 | 0.6145 | 0.6145 | 0.6145 | 0.6145 | 0 | 0 | 0 | 0 | 0 | 0 | 0 | 0 | 0 | 0 | 0 | 0 | 0 | 0 | 0 | 0 | 0 | 0 | 0 | 0 | 0 | 0 | 0 | 0 | 0 | 0 | 0 | 0 | 0 | 0 | 0 | 0 | 0 | 0 | 0 | 0 | 0 | 0 | 0 | 0 | 0 | 0 | 0 | 0 | 0 | 0 | 0 | 0 | 0 | 0 | 0 | 0 | 0 | 0 | 0 | 0 | 0 | 0 | 0 | 0 | 0 | 0 | 0 | 0 | 0 | 0 | 0 | 0 | 0 | 0 | 0 | 0 | 0 | 0 | 0 | 0 | 0 | 0 | 0 | 0 | 0 | 0 | 0 | 0 | 0 | 0 | 0 | 0 | 0 | 0 | 0 | 0 | 0 | 0 | 0 | 0 | 0 | 0 | 0 | 0 | 0 | 0 | 0 | 0 | 0 | 0 | 0 | 0 | 0 | 0 | 0 | 0 | 0 | 0 | 0 | 0 | 0 | 0 | 0 | 0 | 0 | 0 | 0 | 0 | 0 | 0 | 0 | 0 | 0 | 0 | 0 | 0 | 0 | 0 | 0 | 0 | 0 | 0 | 0 | 0 | unitary equipment that incorporates energy recovery not required by the IECC 2012/2015/2018/2021 | unitary equipment that incorporates energy recovery not required by the IECC 2012/2015/2018/2021 | unitary equipment that incorporates energy recovery not required by the IECC 2012/2015/2018/2021 | unitary equipment that incorporates energy recovery not required by the IECC 2012/2015/2018/2021 | unitary equipment that incorporates energy recovery not required by the IECC 2012/2015/2018/2021 | unitary equipment that incorporates energy recovery not required by the IECC 2012/2015/2018/2021 | unitary equipment that incorporates energy recovery not required by the IECC 2012/2015/2018/2021 | unitary equipment that incorporates energy recovery not required by the IECC 2012/2015/2018/2021 | unitary equipment that incorporates energy recovery not required by the IECC 2012/2015/2018/2021 | unitary equipment that incorporates energy recovery not required by the IECC 2012/2015/2018/2021 | unitary equipment that incorporates energy recovery not required by the IECC 2012/2015/2018/2021 | unitary equipment that incorporates energy recovery not required by the IECC 2012/2015/2018/2021 | unitary equipment that incorporates energy recovery not required by the IECC 2012/2015/2018/2021 | unitary equipment that incorporates energy recovery not required by the IECC 2012/2015/2018/2021 | unitary equipment that incorporates energy recovery not required by the IECC 2012/2015/2018/2021 | unitary equipment that incorporates energy recovery not required by the IECC 2012/2015/2018/2021 | unitary equipment that incorporates energy recovery not required by the IECC 2012/2015/2018/2021 | unitary equipment that incorporates energy recovery not required by the IECC 2012/2015/2018/2021 | unitary equipment that incorporates energy recovery not required by the IECC 2012/2015/2018/2021 | unitary equipment that incorporates energy recovery not required by the IECC 2012/2015/2018/2021 | unitary equipment that incorporates energy recovery not required by the IECC 2012/2015/2018/2021 | unitary equipment that incorporates energy recovery not required by the IECC 2012/2015/2018/2021 | unitary equipment that incorporates energy recovery not required by the IECC 2012/2015/2018/2021 | unitary equipment that incorporates energy recovery not required by the IECC 2012/2015/2018/2021 | unitary equipment that incorporates energy recovery not required by the IECC 2012/2015/2018/2021 | unitary equipment that incorporates energy recovery not required by the IECC 2012/2015/2018/2021 | unitary equipment that incorporates energy recovery not required by the IECC 2012/2015/2018/2021 | unitary equipment that incorporates energy recovery not required by the IECC 2012/2015/2018/2021 | 0.6145 | 0.6145 | 0.6145 | 0.6145 | 0.6145 | 0.6145 | 0.6145 | 0.6145 | 0.6145 | 0.6145 | 0.6145 | 0.6145 | 0.6145 | 0.6145 | 0.6145 | 0.6145 | 0.6145 | 0.6145 | 0.6145 | 0.6145 | 0.6145 | 0.6145 | 0.6145 | 0.6145 | 0.6145 | 0.6145 | 0.6145 | 0.6145 | 0 | 0 | 0 | 0 | 0 | 0 | 0 | 0 | 0 | 0 | 0 | 0 | 0 | 0 | 0 | 0 | 0 | 0 | 0 | 0 | 0 | 0 | 0 | 0 | 0 | 0 | 0 | 0 | 0 | 0 | 0 | 0 | 0 | 0 | 0 | 0 | 0 | 0 | 0 | 0 | 0 | 0 | 0 | 0 | 0 | 0 | 0 | 0 | 0 | 0 | 0 | 0 | 0 | 0 | 0 | 0 | 0 | 0 | 0 | 0 | 0 | 0 | 0 | 0 | 0 | 0 | 0 | 0 | 0 | 0 | 0 | 0 | 0 | 0 | 0 | 0 | 0 | 0 | 0 | 0 | 0 | 0 | 0 | 0 | 0 | 0 | 0 | 0 | 0 | 0 | 0 | 0 | 0 | 0 | 0 | 0 | 0 | 0 | 0 | 0 | 0 | 0 | 0 | 0 | 0 | 0 | 0 | 0 | 0 | 0 | 0 | 0 | 0 | 0
Infiltration Control - Loading Dock Sealing_Warehouse_New_Dock doors with compression seals or shelters to form tight seal | Infiltration Control - Loading Dock Sealing_Warehouse_New | Infiltration Control - Loading Dock Sealing_Commercial_New_Dock doors with no seals or shelters installed_Dock doors with compression seals or shelters to form tight seal | Commercial | Warehouse | New | Space Heating | Natural Gas | Infiltration Control - Loading Dock Sealing | NEQ | Dock doors with no seals or shelters installed | 15 | 15 | 15 | 0 | 0 | 0 | 0.15 | 0.3 | RetroEven20 | 0.03333333333333333 | TBD | A | WCM760 | 0.7 | 0.42 | perbldg | 0.0321 | 0 | 0 | 0 | 0 | IL TRM v13 - 4.8.6 - Dock Door Seals and Shelter - CI-MSC-DDSS-V01-230101 | IL TRM v13 - 4.8.6 - Dock Door Seals and Shelter - CI-MSC-DDSS-V01-230101 | IL TRM v13 - 4.8.6 - Dock Door Seals and Shelter - CI-MSC-DDSS-V01-230101 | 0 | 0 | 4809.9603 | Dock doors with no seals or shelters installed | Dock doors with no seals or shelters installed | Dock doors with no seals or shelters installed | Dock doors with no seals or shelters installed | Dock doors with no seals or shelters installed | Dock doors with no seals or shelters installed | Dock doors with no seals or shelters installed | Dock doors with no seals or shelters installed | Dock doors with no seals or shelters installed | Dock doors with no seals or shelters installed | Dock doors with no seals or shelters installed | Dock doors with no seals or shelters installed | Dock doors with no seals or shelters installed | Dock doors with no seals or shelters installed | Dock doors with no seals or shelters installed | Dock doors with no seals or shelters installed | Dock doors with no seals or shelters installed | Dock doors with no seals or shelters installed | Dock doors with no seals or shelters installed | Dock doors with no seals or shelters installed | Dock doors with no seals or shelters installed | Dock doors with no seals or shelters installed | Dock doors with no seals or shelters installed | Dock doors with no seals or shelters installed | Dock doors with no seals or shelters installed | Dock doors with no seals or shelters installed | Dock doors with no seals or shelters installed | Dock doors with no seals or shelters installed | 0 | 0 | 0 | 0 | 0 | 0 | 0 | 0 | 0 | 0 | 0 | 0 | 0 | 0 | 0 | 0 | 0 | 0 | 0 | 0 | 0 | 0 | 0 | 0 | 0 | 0 | 0 | 0 | 0 | 0 | 0 | 0 | 0 | 0 | 0 | 0 | 0 | 0 | 0 | 0 | 0 | 0 | 0 | 0 | 0 | 0 | 0 | 0 | 0 | 0 | 0 | 0 | 0 | 0 | 0 | 0 | 0 | 0 | 0 | 0 | 0 | 0 | 0 | 0 | 0 | 0 | 0 | 0 | 0 | 0 | 0 | 0 | 0 | 0 | 0 | 0 | 0 | 0 | 0 | 0 | 0 | 0 | 0 | 0 | 0 | 0 | 0 | 0 | 0 | 0 | 0 | 0 | 0 | 0 | 0 | 0 | 0 | 0 | 0 | 0 | 0 | 0 | 0 | 0 | 0 | 0 | 0 | 0 | 0 | 0 | 0 | 0 | Dock doors with compression seals or shelters to form tight seal | Dock doors with compression seals or shelters to form tight seal | Dock doors with compression seals or shelters to form tight seal | Dock doors with compression seals or shelters to form tight seal | Dock doors with compression seals or shelters to form tight seal | Dock doors with compression seals or shelters to form tight seal | Dock doors with compression seals or shelters to form tight seal | Dock doors with compression seals or shelters to form tight seal | Dock doors with compression seals or shelters to form tight seal | Dock doors with compression seals or shelters to form tight seal | Dock doors with compression seals or shelters to form tight seal | Dock doors with compression seals or shelters to form tight seal | Dock doors with compression seals or shelters to form tight seal | Dock doors with compression seals or shelters to form tight seal | Dock doors with compression seals or shelters to form tight seal | Dock doors with compression seals or shelters to form tight seal | Dock doors with compression seals or shelters to form tight seal | Dock doors with compression seals or shelters to form tight seal | Dock doors with compression seals or shelters to form tight seal | Dock doors with compression seals or shelters to form tight seal | Dock doors with compression seals or shelters to form tight seal | Dock doors with compression seals or shelters to form tight seal | Dock doors with compression seals or shelters to form tight seal | Dock doors with compression seals or shelters to form tight seal | Dock doors with compression seals or shelters to form tight seal | Dock doors with compression seals or shelters to form tight seal | Dock doors with compression seals or shelters to form tight seal | Dock doors with compression seals or shelters to form tight seal | 4809.9603 | 4809.9603 | 4809.9603 | 4809.9603 | 4809.9603 | 4809.9603 | 4809.9603 | 4809.9603 | 4809.9603 | 4809.9603 | 4809.9603 | 4809.9603 | 4809.9603 | 4809.9603 | 4809.9603 | 4809.9603 | 4809.9603 | 4809.9603 | 4809.9603 | 4809.9603 | 4809.9603 | 4809.9603 | 4809.9603 | 4809.9603 | 4809.9603 | 4809.9603 | 4809.9603 | 4809.9603 | 0 | 0 | 0 | 0 | 0 | 0 | 0 | 0 | 0 | 0 | 0 | 0 | 0 | 0 | 0 | 0 | 0 | 0 | 0 | 0 | 0 | 0 | 0 | 0 | 0 | 0 | 0 | 0 | 0 | 0 | 0 | 0 | 0 | 0 | 0 | 0 | 0 | 0 | 0 | 0 | 0 | 0 | 0 | 0 | 0 | 0 | 0 | 0 | 0 | 0 | 0 | 0 | 0 | 0 | 0 | 0 | 0 | 0 | 0 | 0 | 0 | 0 | 0 | 0 | 0 | 0 | 0 | 0 | 0 | 0 | 0 | 0 | 0 | 0 | 0 | 0 | 0 | 0 | 0 | 0 | 0 | 0 | 0 | 0 | 0 | 0 | 0 | 0 | 0 | 0 | 0 | 0 | 0 | 0 | 0 | 0 | 0 | 0 | 0 | 0 | 0 | 0 | 0 | 0 | 0 | 0 | 0 | 0 | 0 | 0 | 0 | 0 | 0 | 0 | 0 | 0 | 0 | 0 | 0 | 0 | 0 | 0 | 0 | 0 | 0 | 0 | 0 | 0 | 0 | 0 | 0 | 0 | 0 | 0 | 0 | 0 | 0 | 0 | 0 | 0 | Dock doors with compression seals or shelters to form tight seal | Dock doors with compression seals or shelters to form tight seal | Dock doors with compression seals or shelters to form tight seal | Dock doors with compression seals or shelters to form tight seal | Dock doors with compression seals or shelters to form tight seal | Dock doors with compression seals or shelters to form tight seal | Dock doors with compression seals or shelters to form tight seal | Dock doors with compression seals or shelters to form tight seal | Dock doors with compression seals or shelters to form tight seal | Dock doors with compression seals or shelters to form tight seal | Dock doors with compression seals or shelters to form tight seal | Dock doors with compression seals or shelters to form tight seal | Dock doors with compression seals or shelters to form tight seal | Dock doors with compression seals or shelters to form tight seal | Dock doors with compression seals or shelters to form tight seal | Dock doors with compression seals or shelters to form tight seal | Dock doors with compression seals or shelters to form tight seal | Dock doors with compression seals or shelters to form tight seal | Dock doors with compression seals or shelters to form tight seal | Dock doors with compression seals or shelters to form tight seal | Dock doors with compression seals or shelters to form tight seal | Dock doors with compression seals or shelters to form tight seal | Dock doors with compression seals or shelters to form tight seal | Dock doors with compression seals or shelters to form tight seal | Dock doors with compression seals or shelters to form tight seal | Dock doors with compression seals or shelters to form tight seal | Dock doors with compression seals or shelters to form tight seal | Dock doors with compression seals or shelters to form tight seal | 4809.9603 | 4809.9603 | 4809.9603 | 4809.9603 | 4809.9603 | 4809.9603 | 4809.9603 | 4809.9603 | 4809.9603 | 4809.9603 | 4809.9603 | 4809.9603 | 4809.9603 | 4809.9603 | 4809.9603 | 4809.9603 | 4809.9603 | 4809.9603 | 4809.9603 | 4809.9603 | 4809.9603 | 4809.9603 | 4809.9603 | 4809.9603 | 4809.9603 | 4809.9603 | 4809.9603 | 4809.9603 | 0 | 0 | 0 | 0 | 0 | 0 | 0 | 0 | 0 | 0 | 0 | 0 | 0 | 0 | 0 | 0 | 0 | 0 | 0 | 0 | 0 | 0 | 0 | 0 | 0 | 0 | 0 | 0 | 0 | 0 | 0 | 0 | 0 | 0 | 0 | 0 | 0 | 0 | 0 | 0 | 0 | 0 | 0 | 0 | 0 | 0 | 0 | 0 | 0 | 0 | 0 | 0 | 0 | 0 | 0 | 0 | 0 | 0 | 0 | 0 | 0 | 0 | 0 | 0 | 0 | 0 | 0 | 0 | 0 | 0 | 0 | 0 | 0 | 0 | 0 | 0 | 0 | 0 | 0 | 0 | 0 | 0 | 0 | 0 | 0 | 0 | 0 | 0 | 0 | 0 | 0 | 0 | 0 | 0 | 0 | 0 | 0 | 0 | 0 | 0 | 0 | 0 | 0 | 0 | 0 | 0 | 0 | 0 | 0 | 0 | 0 | 0 | 0 | 0
Kitchen Ventilation - Advanced Controls_Warehouse_New_Kitchen equipment that uses a control system that varies the exhaust rate of kitchen ventilation | Kitchen Ventilation - Advanced Controls_Warehouse_New | Kitchen Ventilation - Advanced Controls_Commercial_New_kitchen ventilation equipment that has constant speed ventilation motor._Kitchen equipment that uses a control system that varies the exhaust rate of kitchen ventilation | Commercial | Warehouse | New | Space Heating | Natural Gas | Kitchen Ventilation - Advanced Controls | NEQ | kitchen ventilation equipment that has constant speed ventilation motor. | 20 | 20 | 20 | 0 | 0 | 0 | 0 | 0 | Retro3Slow | 0.004128203794943829 | TBD | A | WCM792 | 0.7 | 0.42 | Kitch Hood | 0.0321 | 0 | 0 | 0 | 0 | IL TRM v13 - 4.2.16 - Kitchen Demand Ventilation Controls - CI-FSE-VENT-V07-250101 | IL TRM v13 - 4.2.16 - Kitchen Demand Ventilation Controls - CI-FSE-VENT-V07-250101 | IL TRM v13 - 4.2.16 - Kitchen Demand Ventilation Controls - CI-FSE-VENT-V07-250101 | 0 | 0 | 3074.6225 | kitchen ventilation equipment that has constant speed ventilation motor. | kitchen ventilation equipment that has constant speed ventilation motor. | kitchen ventilation equipment that has constant speed ventilation motor. | kitchen ventilation equipment that has constant speed ventilation motor. | kitchen ventilation equipment that has constant speed ventilation motor. | kitchen ventilation equipment that has constant speed ventilation motor. | kitchen ventilation equipment that has constant speed ventilation motor. | kitchen ventilation equipment that has constant speed ventilation motor. | kitchen ventilation equipment that has constant speed ventilation motor. | kitchen ventilation equipment that has constant speed ventilation motor. | kitchen ventilation equipment that has constant speed ventilation motor. | kitchen ventilation equipment that has constant speed ventilation motor. | kitchen ventilation equipment that has constant speed ventilation motor. | kitchen ventilation equipment that has constant speed ventilation motor. | kitchen ventilation equipment that has constant speed ventilation motor. | kitchen ventilation equipment that has constant speed ventilation motor. | kitchen ventilation equipment that has constant speed ventilation motor. | kitchen ventilation equipment that has constant speed ventilation motor. | kitchen ventilation equipment that has constant speed ventilation motor. | kitchen ventilation equipment that has constant speed ventilation motor. | kitchen ventilation equipment that has constant speed ventilation motor. | kitchen ventilation equipment that has constant speed ventilation motor. | kitchen ventilation equipment that has constant speed ventilation motor. | kitchen ventilation equipment that has constant speed ventilation motor. | kitchen ventilation equipment that has constant speed ventilation motor. | kitchen ventilation equipment that has constant speed ventilation motor. | kitchen ventilation equipment that has constant speed ventilation motor. | kitchen ventilation equipment that has constant speed ventilation motor. | 0 | 0 | 0 | 0 | 0 | 0 | 0 | 0 | 0 | 0 | 0 | 0 | 0 | 0 | 0 | 0 | 0 | 0 | 0 | 0 | 0 | 0 | 0 | 0 | 0 | 0 | 0 | 0 | 0 | 0 | 0 | 0 | 0 | 0 | 0 | 0 | 0 | 0 | 0 | 0 | 0 | 0 | 0 | 0 | 0 | 0 | 0 | 0 | 0 | 0 | 0 | 0 | 0 | 0 | 0 | 0 | 0 | 0 | 0 | 0 | 0 | 0 | 0 | 0 | 0 | 0 | 0 | 0 | 0 | 0 | 0 | 0 | 0 | 0 | 0 | 0 | 0 | 0 | 0 | 0 | 0 | 0 | 0 | 0 | 0 | 0 | 0 | 0 | 0 | 0 | 0 | 0 | 0 | 0 | 0 | 0 | 0 | 0 | 0 | 0 | 0 | 0 | 0 | 0 | 0 | 0 | 0 | 0 | 0 | 0 | 0 | 0 | Kitchen equipment that uses a control system that varies the exhaust rate of kitchen ventilation | Kitchen equipment that uses a control system that varies the exhaust rate of kitchen ventilation | Kitchen equipment that uses a control system that varies the exhaust rate of kitchen ventilation | Kitchen equipment that uses a control system that varies the exhaust rate of kitchen ventilation | Kitchen equipment that uses a control system that varies the exhaust rate of kitchen ventilation | Kitchen equipment that uses a control system that varies the exhaust rate of kitchen ventilation | Kitchen equipment that uses a control system that varies the exhaust rate of kitchen ventilation | Kitchen equipment that uses a control system that varies the exhaust rate of kitchen ventilation | Kitchen equipment that uses a control system that varies the exhaust rate of kitchen ventilation | Kitchen equipment that uses a control system that varies the exhaust rate of kitchen ventilation | Kitchen equipment that uses a control system that varies the exhaust rate of kitchen ventilation | Kitchen equipment that uses a control system that varies the exhaust rate of kitchen ventilation | Kitchen equipment that uses a control system that varies the exhaust rate of kitchen ventilation | Kitchen equipment that uses a control system that varies the exhaust rate of kitchen ventilation | Kitchen equipment that uses a control system that varies the exhaust rate of kitchen ventilation | Kitchen equipment that uses a control system that varies the exhaust rate of kitchen ventilation | Kitchen equipment that uses a control system that varies the exhaust rate of kitchen ventilation | Kitchen equipment that uses a control system that varies the exhaust rate of kitchen ventilation | Kitchen equipment that uses a control system that varies the exhaust rate of kitchen ventilation | Kitchen equipment that uses a control system that varies the exhaust rate of kitchen ventilation | Kitchen equipment that uses a control system that varies the exhaust rate of kitchen ventilation | Kitchen equipment that uses a control system that varies the exhaust rate of kitchen ventilation | Kitchen equipment that uses a control system that varies the exhaust rate of kitchen ventilation | Kitchen equipment that uses a control system that varies the exhaust rate of kitchen ventilation | Kitchen equipment that uses a control system that varies the exhaust rate of kitchen ventilation | Kitchen equipment that uses a control system that varies the exhaust rate of kitchen ventilation | Kitchen equipment that uses a control system that varies the exhaust rate of kitchen ventilation | Kitchen equipment that uses a control system that varies the exhaust rate of kitchen ventilation | 3074.6225 | 3074.6225 | 3074.6225 | 3074.6225 | 3074.6225 | 3074.6225 | 3074.6225 | 3074.6225 | 3074.6225 | 3074.6225 | 3074.6225 | 3074.6225 | 3074.6225 | 3074.6225 | 3074.6225 | 3074.6225 | 3074.6225 | 3074.6225 | 3074.6225 | 3074.6225 | 3074.6225 | 3074.6225 | 3074.6225 | 3074.6225 | 3074.6225 | 3074.6225 | 3074.6225 | 3074.6225 | 0 | 0 | 0 | 0 | 0 | 0 | 0 | 0 | 0 | 0 | 0 | 0 | 0 | 0 | 0 | 0 | 0 | 0 | 0 | 0 | 0 | 0 | 0 | 0 | 0 | 0 | 0 | 0 | 0 | 0 | 0 | 0 | 0 | 0 | 0 | 0 | 0 | 0 | 0 | 0 | 0 | 0 | 0 | 0 | 0 | 0 | 0 | 0 | 0 | 0 | 0 | 0 | 0 | 0 | 0 | 0 | 0 | 0 | 0 | 0 | 0 | 0 | 0 | 0 | 0 | 0 | 0 | 0 | 0 | 0 | 0 | 0 | 0 | 0 | 0 | 0 | 0 | 0 | 0 | 0 | 0 | 0 | 0 | 0 | 0 | 0 | 0 | 0 | 0 | 0 | 0 | 0 | 0 | 0 | 0 | 0 | 0 | 0 | 0 | 0 | 0 | 0 | 0 | 0 | 0 | 0 | 0 | 0 | 0 | 0 | 0 | 0 | 0 | 0 | 0 | 0 | 0 | 0 | 0 | 0 | 0 | 0 | 0 | 0 | 0 | 0 | 0 | 0 | 0 | 0 | 0 | 0 | 0 | 0 | 0 | 0 | 0 | 0 | 0 | 0 | Kitchen equipment that uses a control system that varies the exhaust rate of kitchen ventilation | Kitchen equipment that uses a control system that varies the exhaust rate of kitchen ventilation | Kitchen equipment that uses a control system that varies the exhaust rate of kitchen ventilation | Kitchen equipment that uses a control system that varies the exhaust rate of kitchen ventilation | Kitchen equipment that uses a control system that varies the exhaust rate of kitchen ventilation | Kitchen equipment that uses a control system that varies the exhaust rate of kitchen ventilation | Kitchen equipment that uses a control system that varies the exhaust rate of kitchen ventilation | Kitchen equipment that uses a control system that varies the exhaust rate of kitchen ventilation | Kitchen equipment that uses a control system that varies the exhaust rate of kitchen ventilation | Kitchen equipment that uses a control system that varies the exhaust rate of kitchen ventilation | Kitchen equipment that uses a control system that varies the exhaust rate of kitchen ventilation | Kitchen equipment that uses a control system that varies the exhaust rate of kitchen ventilation | Kitchen equipment that uses a control system that varies the exhaust rate of kitchen ventilation | Kitchen equipment that uses a control system that varies the exhaust rate of kitchen ventilation | Kitchen equipment that uses a control system that varies the exhaust rate of kitchen ventilation | Kitchen equipment that uses a control system that varies the exhaust rate of kitchen ventilation | Kitchen equipment that uses a control system that varies the exhaust rate of kitchen ventilation | Kitchen equipment that uses a control system that varies the exhaust rate of kitchen ventilation | Kitchen equipment that uses a control system that varies the exhaust rate of kitchen ventilation | Kitchen equipment that uses a control system that varies the exhaust rate of kitchen ventilation | Kitchen equipment that uses a control system that varies the exhaust rate of kitchen ventilation | Kitchen equipment that uses a control system that varies the exhaust rate of kitchen ventilation | Kitchen equipment that uses a control system that varies the exhaust rate of kitchen ventilation | Kitchen equipment that uses a control system that varies the exhaust rate of kitchen ventilation | Kitchen equipment that uses a control system that varies the exhaust rate of kitchen ventilation | Kitchen equipment that uses a control system that varies the exhaust rate of kitchen ventilation | Kitchen equipment that uses a control system that varies the exhaust rate of kitchen ventilation | Kitchen equipment that uses a control system that varies the exhaust rate of kitchen ventilation | 3074.6225 | 3074.6225 | 3074.6225 | 3074.6225 | 3074.6225 | 3074.6225 | 3074.6225 | 3074.6225 | 3074.6225 | 3074.6225 | 3074.6225 | 3074.6225 | 3074.6225 | 3074.6225 | 3074.6225 | 3074.6225 | 3074.6225 | 3074.6225 | 3074.6225 | 3074.6225 | 3074.6225 | 3074.6225 | 3074.6225 | 3074.6225 | 3074.6225 | 3074.6225 | 3074.6225 | 3074.6225 | 0 | 0 | 0 | 0 | 0 | 0 | 0 | 0 | 0 | 0 | 0 | 0 | 0 | 0 | 0 | 0 | 0 | 0 | 0 | 0 | 0 | 0 | 0 | 0 | 0 | 0 | 0 | 0 | 0 | 0 | 0 | 0 | 0 | 0 | 0 | 0 | 0 | 0 | 0 | 0 | 0 | 0 | 0 | 0 | 0 | 0 | 0 | 0 | 0 | 0 | 0 | 0 | 0 | 0 | 0 | 0 | 0 | 0 | 0 | 0 | 0 | 0 | 0 | 0 | 0 | 0 | 0 | 0 | 0 | 0 | 0 | 0 | 0 | 0 | 0 | 0 | 0 | 0 | 0 | 0 | 0 | 0 | 0 | 0 | 0 | 0 | 0 | 0 | 0 | 0 | 0 | 0 | 0 | 0 | 0 | 0 | 0 | 0 | 0 | 0 | 0 | 0 | 0 | 0 | 0 | 0 | 0 | 0 | 0 | 0 | 0 | 0 | 0 | 0
Gas Boiler - High Turndown Burner_Warehouse_New_Not Applicable Segment or Vintage | Gas Boiler - High Turndown Burner_Warehouse_New | Gas Boiler - High Turndown Burner_Commercial_New_Not Applicable Segment or Vintage_Not Applicable Segment or Vintage | Commercial | Warehouse | New | Space Heating | Natural Gas | Gas Boiler - High Turndown Burner | NEQ | Not Applicable Segment or Vintage | 15 | 15 | 15 | 0 | 0 | 0 | 0 | 0 | Retro5Med | 8.35569166605469E-06 | TBD | A | WCM770 | 0.7 | 0.42 | sqft | 0.0321 | 0 | 0 | 0 | 0 | Not Applicable Segment or Vintage | Not Applicable Segment or Vintage | Not Applicable Segment or Vintage | 0 | 0 | 0 | Not Applicable Segment or Vintage | Not Applicable Segment or Vintage | Not Applicable Segment or Vintage | Not Applicable Segment or Vintage | Not Applicable Segment or Vintage | Not Applicable Segment or Vintage | Not Applicable Segment or Vintage | Not Applicable Segment or Vintage | Not Applicable Segment or Vintage | Not Applicable Segment or Vintage | Not Applicable Segment or Vintage | Not Applicable Segment or Vintage | Not Applicable Segment or Vintage | Not Applicable Segment or Vintage | Not Applicable Segment or Vintage | Not Applicable Segment or Vintage | Not Applicable Segment or Vintage | Not Applicable Segment or Vintage | Not Applicable Segment or Vintage | Not Applicable Segment or Vintage | Not Applicable Segment or Vintage | Not Applicable Segment or Vintage | Not Applicable Segment or Vintage | Not Applicable Segment or Vintage | Not Applicable Segment or Vintage | Not Applicable Segment or Vintage | Not Applicable Segment or Vintage | Not Applicable Segment or Vintage | 0 | 0 | 0 | 0 | 0 | 0 | 0 | 0 | 0 | 0 | 0 | 0 | 0 | 0 | 0 | 0 | 0 | 0 | 0 | 0 | 0 | 0 | 0 | 0 | 0 | 0 | 0 | 0 | 0 | 0 | 0 | 0 | 0 | 0 | 0 | 0 | 0 | 0 | 0 | 0 | 0 | 0 | 0 | 0 | 0 | 0 | 0 | 0 | 0 | 0 | 0 | 0 | 0 | 0 | 0 | 0 | 0 | 0 | 0 | 0 | 0 | 0 | 0 | 0 | 0 | 0 | 0 | 0 | 0 | 0 | 0 | 0 | 0 | 0 | 0 | 0 | 0 | 0 | 0 | 0 | 0 | 0 | 0 | 0 | 0 | 0 | 0 | 0 | 0 | 0 | 0 | 0 | 0 | 0 | 0 | 0 | 0 | 0 | 0 | 0 | 0 | 0 | 0 | 0 | 0 | 0 | 0 | 0 | 0 | 0 | 0 | 0 | Not Applicable Segment or Vintage | Not Applicable Segment or Vintage | Not Applicable Segment or Vintage | Not Applicable Segment or Vintage | Not Applicable Segment or Vintage | Not Applicable Segment or Vintage | Not Applicable Segment or Vintage | Not Applicable Segment or Vintage | Not Applicable Segment or Vintage | Not Applicable Segment or Vintage | Not Applicable Segment or Vintage | Not Applicable Segment or Vintage | Not Applicable Segment or Vintage | Not Applicable Segment or Vintage | Not Applicable Segment or Vintage | Not Applicable Segment or Vintage | Not Applicable Segment or Vintage | Not Applicable Segment or Vintage | Not Applicable Segment or Vintage | Not Applicable Segment or Vintage | Not Applicable Segment or Vintage | Not Applicable Segment or Vintage | Not Applicable Segment or Vintage | Not Applicable Segment or Vintage | Not Applicable Segment or Vintage | Not Applicable Segment or Vintage | Not Applicable Segment or Vintage | Not Applicable Segment or Vintage | 0 | 0 | 0 | 0 | 0 | 0 | 0 | 0 | 0 | 0 | 0 | 0 | 0 | 0 | 0 | 0 | 0 | 0 | 0 | 0 | 0 | 0 | 0 | 0 | 0 | 0 | 0 | 0 | 0 | 0 | 0 | 0 | 0 | 0 | 0 | 0 | 0 | 0 | 0 | 0 | 0 | 0 | 0 | 0 | 0 | 0 | 0 | 0 | 0 | 0 | 0 | 0 | 0 | 0 | 0 | 0 | 0 | 0 | 0 | 0 | 0 | 0 | 0 | 0 | 0 | 0 | 0 | 0 | 0 | 0 | 0 | 0 | 0 | 0 | 0 | 0 | 0 | 0 | 0 | 0 | 0 | 0 | 0 | 0 | 0 | 0 | 0 | 0 | 0 | 0 | 0 | 0 | 0 | 0 | 0 | 0 | 0 | 0 | 0 | 0 | 0 | 0 | 0 | 0 | 0 | 0 | 0 | 0 | 0 | 0 | 0 | 0 | 0 | 0 | 0 | 0 | 0 | 0 | 0 | 0 | 0 | 0 | 0 | 0 | 0 | 0 | 0 | 0 | 0 | 0 | 0 | 0 | 0 | 0 | 0 | 0 | 0 | 0 | 0 | 0 | 0 | 0 | 0 | 0 | 0 | 0 | 0 | 0 | 0 | 0 | 0 | 0 | 0 | 0 | 0 | 0 | 0 | 0 | 0 | 0 | 0 | 0 | 0 | 0 | 0 | 0 | 0 | 0 | Not Applicable Segment or Vintage | Not Applicable Segment or Vintage | Not Applicable Segment or Vintage | Not Applicable Segment or Vintage | Not Applicable Segment or Vintage | Not Applicable Segment or Vintage | Not Applicable Segment or Vintage | Not Applicable Segment or Vintage | Not Applicable Segment or Vintage | Not Applicable Segment or Vintage | Not Applicable Segment or Vintage | Not Applicable Segment or Vintage | Not Applicable Segment or Vintage | Not Applicable Segment or Vintage | Not Applicable Segment or Vintage | Not Applicable Segment or Vintage | Not Applicable Segment or Vintage | Not Applicable Segment or Vintage | Not Applicable Segment or Vintage | Not Applicable Segment or Vintage | Not Applicable Segment or Vintage | Not Applicable Segment or Vintage | Not Applicable Segment or Vintage | Not Applicable Segment or Vintage | Not Applicable Segment or Vintage | Not Applicable Segment or Vintage | Not Applicable Segment or Vintage | Not Applicable Segment or Vintage | 0 | 0 | 0 | 0 | 0 | 0 | 0 | 0 | 0 | 0 | 0 | 0 | 0 | 0 | 0 | 0 | 0 | 0 | 0 | 0 | 0 | 0 | 0 | 0 | 0 | 0 | 0 | 0 | 0 | 0 | 0 | 0 | 0 | 0 | 0 | 0 | 0 | 0 | 0 | 0 | 0 | 0 | 0 | 0 | 0 | 0 | 0 | 0 | 0 | 0 | 0 | 0 | 0 | 0 | 0 | 0 | 0 | 0 | 0 | 0 | 0 | 0 | 0 | 0 | 0 | 0 | 0 | 0 | 0 | 0 | 0 | 0 | 0 | 0 | 0 | 0 | 0 | 0 | 0 | 0 | 0 | 0 | 0 | 0 | 0 | 0 | 0 | 0 | 0 | 0 | 0 | 0 | 0 | 0 | 0 | 0 | 0 | 0 | 0 | 0 | 0 | 0 | 0 | 0 | 0 | 0 | 0 | 0 | 0 | 0 | 0 | 0 | 0 | 0 | 0 | 0 | 0 | 0 | 0 | 0 | 0 | 0 | 0 | 0 | 0 | 0 | 0 | 0 | 0 | 0 | 0 | 0 | 0 | 0 | 0 | 0 | 0 | 0 | 0 | 0 | 0 | 0
Gas Boiler - Radiator Replacement_Warehouse_New_Not Applicable Segment or Vintage | Gas Boiler - Radiator Replacement_Warehouse_New | Gas Boiler - Radiator Replacement_Commercial_New_Not Applicable Segment or Vintage_Not Applicable Segment or Vintage | Commercial | Warehouse | New | Space Heating | Natural Gas | Gas Boiler - Radiator Replacement | NEQ | Not Applicable Segment or Vintage | 25 | 25 | 25 | 0 | 0 | 0 | 0 | 0 | Retro1Slow | 0.012666666666666666 | TBD | A | WCM776 | 0.7 | 0.42 | sqft | 0.0321 | 0 | 0 | 0 | 0 | Not Applicable Segment or Vintage | Not Applicable Segment or Vintage | Not Applicable Segment or Vintage | 0 | 0 | 0 | Not Applicable Segment or Vintage | Not Applicable Segment or Vintage | Not Applicable Segment or Vintage | Not Applicable Segment or Vintage | Not Applicable Segment or Vintage | Not Applicable Segment or Vintage | Not Applicable Segment or Vintage | Not Applicable Segment or Vintage | Not Applicable Segment or Vintage | Not Applicable Segment or Vintage | Not Applicable Segment or Vintage | Not Applicable Segment or Vintage | Not Applicable Segment or Vintage | Not Applicable Segment or Vintage | Not Applicable Segment or Vintage | Not Applicable Segment or Vintage | Not Applicable Segment or Vintage | Not Applicable Segment or Vintage | Not Applicable Segment or Vintage | Not Applicable Segment or Vintage | Not Applicable Segment or Vintage | Not Applicable Segment or Vintage | Not Applicable Segment or Vintage | Not Applicable Segment or Vintage | Not Applicable Segment or Vintage | Not Applicable Segment or Vintage | Not Applicable Segment or Vintage | Not Applicable Segment or Vintage | 0 | 0 | 0 | 0 | 0 | 0 | 0 | 0 | 0 | 0 | 0 | 0 | 0 | 0 | 0 | 0 | 0 | 0 | 0 | 0 | 0 | 0 | 0 | 0 | 0 | 0 | 0 | 0 | 0 | 0 | 0 | 0 | 0 | 0 | 0 | 0 | 0 | 0 | 0 | 0 | 0 | 0 | 0 | 0 | 0 | 0 | 0 | 0 | 0 | 0 | 0 | 0 | 0 | 0 | 0 | 0 | 0 | 0 | 0 | 0 | 0 | 0 | 0 | 0 | 0 | 0 | 0 | 0 | 0 | 0 | 0 | 0 | 0 | 0 | 0 | 0 | 0 | 0 | 0 | 0 | 0 | 0 | 0 | 0 | 0 | 0 | 0 | 0 | 0 | 0 | 0 | 0 | 0 | 0 | 0 | 0 | 0 | 0 | 0 | 0 | 0 | 0 | 0 | 0 | 0 | 0 | 0 | 0 | 0 | 0 | 0 | 0 | Not Applicable Segment or Vintage | Not Applicable Segment or Vintage | Not Applicable Segment or Vintage | Not Applicable Segment or Vintage | Not Applicable Segment or Vintage | Not Applicable Segment or Vintage | Not Applicable Segment or Vintage | Not Applicable Segment or Vintage | Not Applicable Segment or Vintage | Not Applicable Segment or Vintage | Not Applicable Segment or Vintage | Not Applicable Segment or Vintage | Not Applicable Segment or Vintage | Not Applicable Segment or Vintage | Not Applicable Segment or Vintage | Not Applicable Segment or Vintage | Not Applicable Segment or Vintage | Not Applicable Segment or Vintage | Not Applicable Segment or Vintage | Not Applicable Segment or Vintage | Not Applicable Segment or Vintage | Not Applicable Segment or Vintage | Not Applicable Segment or Vintage | Not Applicable Segment or Vintage | Not Applicable Segment or Vintage | Not Applicable Segment or Vintage | Not Applicable Segment or Vintage | Not Applicable Segment or Vintage | 0 | 0 | 0 | 0 | 0 | 0 | 0 | 0 | 0 | 0 | 0 | 0 | 0 | 0 | 0 | 0 | 0 | 0 | 0 | 0 | 0 | 0 | 0 | 0 | 0 | 0 | 0 | 0 | 0 | 0 | 0 | 0 | 0 | 0 | 0 | 0 | 0 | 0 | 0 | 0 | 0 | 0 | 0 | 0 | 0 | 0 | 0 | 0 | 0 | 0 | 0 | 0 | 0 | 0 | 0 | 0 | 0 | 0 | 0 | 0 | 0 | 0 | 0 | 0 | 0 | 0 | 0 | 0 | 0 | 0 | 0 | 0 | 0 | 0 | 0 | 0 | 0 | 0 | 0 | 0 | 0 | 0 | 0 | 0 | 0 | 0 | 0 | 0 | 0 | 0 | 0 | 0 | 0 | 0 | 0 | 0 | 0 | 0 | 0 | 0 | 0 | 0 | 0 | 0 | 0 | 0 | 0 | 0 | 0 | 0 | 0 | 0 | 0 | 0 | 0 | 0 | 0 | 0 | 0 | 0 | 0 | 0 | 0 | 0 | 0 | 0 | 0 | 0 | 0 | 0 | 0 | 0 | 0 | 0 | 0 | 0 | 0 | 0 | 0 | 0 | 0 | 0 | 0 | 0 | 0 | 0 | 0 | 0 | 0 | 0 | 0 | 0 | 0 | 0 | 0 | 0 | 0 | 0 | 0 | 0 | 0 | 0 | 0 | 0 | 0 | 0 | 0 | 0 | Not Applicable Segment or Vintage | Not Applicable Segment or Vintage | Not Applicable Segment or Vintage | Not Applicable Segment or Vintage | Not Applicable Segment or Vintage | Not Applicable Segment or Vintage | Not Applicable Segment or Vintage | Not Applicable Segment or Vintage | Not Applicable Segment or Vintage | Not Applicable Segment or Vintage | Not Applicable Segment or Vintage | Not Applicable Segment or Vintage | Not Applicable Segment or Vintage | Not Applicable Segment or Vintage | Not Applicable Segment or Vintage | Not Applicable Segment or Vintage | Not Applicable Segment or Vintage | Not Applicable Segment or Vintage | Not Applicable Segment or Vintage | Not Applicable Segment or Vintage | Not Applicable Segment or Vintage | Not Applicable Segment or Vintage | Not Applicable Segment or Vintage | Not Applicable Segment or Vintage | Not Applicable Segment or Vintage | Not Applicable Segment or Vintage | Not Applicable Segment or Vintage | Not Applicable Segment or Vintage | 0 | 0 | 0 | 0 | 0 | 0 | 0 | 0 | 0 | 0 | 0 | 0 | 0 | 0 | 0 | 0 | 0 | 0 | 0 | 0 | 0 | 0 | 0 | 0 | 0 | 0 | 0 | 0 | 0 | 0 | 0 | 0 | 0 | 0 | 0 | 0 | 0 | 0 | 0 | 0 | 0 | 0 | 0 | 0 | 0 | 0 | 0 | 0 | 0 | 0 | 0 | 0 | 0 | 0 | 0 | 0 | 0 | 0 | 0 | 0 | 0 | 0 | 0 | 0 | 0 | 0 | 0 | 0 | 0 | 0 | 0 | 0 | 0 | 0 | 0 | 0 | 0 | 0 | 0 | 0 | 0 | 0 | 0 | 0 | 0 | 0 | 0 | 0 | 0 | 0 | 0 | 0 | 0 | 0 | 0 | 0 | 0 | 0 | 0 | 0 | 0 | 0 | 0 | 0 | 0 | 0 | 0 | 0 | 0 | 0 | 0 | 0 | 0 | 0 | 0 | 0 | 0 | 0 | 0 | 0 | 0 | 0 | 0 | 0 | 0 | 0 | 0 | 0 | 0 | 0 | 0 | 0 | 0 | 0 | 0 | 0 | 0 | 0 | 0 | 0 | 0 | 0
Gas Boiler - Steam Trap Replacement_Warehouse_New_Not Applicable Segment or Vintage | Gas Boiler - Steam Trap Replacement_Warehouse_New | Gas Boiler - Steam Trap Replacement_Commercial_New_Not Applicable Segment or Vintage_Not Applicable Segment or Vintage | Commercial | Warehouse | New | Space Heating | Natural Gas | Gas Boiler - Steam Trap Replacement | NEQ | Not Applicable Segment or Vintage | 6 | 6 | 6 | 0 | 0 | 0 | 0 | 0 | Retro1Slow | 0.012666666666666666 | TBD | A | WCM769 | 0.7 | 0.42 | sqft | 0.0321 | 0 | 0 | 0 | 0 | Not Applicable Segment or Vintage | Not Applicable Segment or Vintage | Not Applicable Segment or Vintage | 0 | 0 | 0 | Not Applicable Segment or Vintage | Not Applicable Segment or Vintage | Not Applicable Segment or Vintage | Not Applicable Segment or Vintage | Not Applicable Segment or Vintage | Not Applicable Segment or Vintage | Not Applicable Segment or Vintage | Not Applicable Segment or Vintage | Not Applicable Segment or Vintage | Not Applicable Segment or Vintage | Not Applicable Segment or Vintage | Not Applicable Segment or Vintage | Not Applicable Segment or Vintage | Not Applicable Segment or Vintage | Not Applicable Segment or Vintage | Not Applicable Segment or Vintage | Not Applicable Segment or Vintage | Not Applicable Segment or Vintage | Not Applicable Segment or Vintage | Not Applicable Segment or Vintage | Not Applicable Segment or Vintage | Not Applicable Segment or Vintage | Not Applicable Segment or Vintage | Not Applicable Segment or Vintage | Not Applicable Segment or Vintage | Not Applicable Segment or Vintage | Not Applicable Segment or Vintage | Not Applicable Segment or Vintage | 0 | 0 | 0 | 0 | 0 | 0 | 0 | 0 | 0 | 0 | 0 | 0 | 0 | 0 | 0 | 0 | 0 | 0 | 0 | 0 | 0 | 0 | 0 | 0 | 0 | 0 | 0 | 0 | 0 | 0 | 0 | 0 | 0 | 0 | 0 | 0 | 0 | 0 | 0 | 0 | 0 | 0 | 0 | 0 | 0 | 0 | 0 | 0 | 0 | 0 | 0 | 0 | 0 | 0 | 0 | 0 | 0 | 0 | 0 | 0 | 0 | 0 | 0 | 0 | 0 | 0 | 0 | 0 | 0 | 0 | 0 | 0 | 0 | 0 | 0 | 0 | 0 | 0 | 0 | 0 | 0 | 0 | 0 | 0 | 0 | 0 | 0 | 0 | 0 | 0 | 0 | 0 | 0 | 0 | 0 | 0 | 0 | 0 | 0 | 0 | 0 | 0 | 0 | 0 | 0 | 0 | 0 | 0 | 0 | 0 | 0 | 0 | Not Applicable Segment or Vintage | Not Applicable Segment or Vintage | Not Applicable Segment or Vintage | Not Applicable Segment or Vintage | Not Applicable Segment or Vintage | Not Applicable Segment or Vintage | Not Applicable Segment or Vintage | Not Applicable Segment or Vintage | Not Applicable Segment or Vintage | Not Applicable Segment or Vintage | Not Applicable Segment or Vintage | Not Applicable Segment or Vintage | Not Applicable Segment or Vintage | Not Applicable Segment or Vintage | Not Applicable Segment or Vintage | Not Applicable Segment or Vintage | Not Applicable Segment or Vintage | Not Applicable Segment or Vintage | Not Applicable Segment or Vintage | Not Applicable Segment or Vintage | Not Applicable Segment or Vintage | Not Applicable Segment or Vintage | Not Applicable Segment or Vintage | Not Applicable Segment or Vintage | Not Applicable Segment or Vintage | Not Applicable Segment or Vintage | Not Applicable Segment or Vintage | Not Applicable Segment or Vintage | 0 | 0 | 0 | 0 | 0 | 0 | 0 | 0 | 0 | 0 | 0 | 0 | 0 | 0 | 0 | 0 | 0 | 0 | 0 | 0 | 0 | 0 | 0 | 0 | 0 | 0 | 0 | 0 | 0 | 0 | 0 | 0 | 0 | 0 | 0 | 0 | 0 | 0 | 0 | 0 | 0 | 0 | 0 | 0 | 0 | 0 | 0 | 0 | 0 | 0 | 0 | 0 | 0 | 0 | 0 | 0 | 0 | 0 | 0 | 0 | 0 | 0 | 0 | 0 | 0 | 0 | 0 | 0 | 0 | 0 | 0 | 0 | 0 | 0 | 0 | 0 | 0 | 0 | 0 | 0 | 0 | 0 | 0 | 0 | 0 | 0 | 0 | 0 | 0 | 0 | 0 | 0 | 0 | 0 | 0 | 0 | 0 | 0 | 0 | 0 | 0 | 0 | 0 | 0 | 0 | 0 | 0 | 0 | 0 | 0 | 0 | 0 | 0 | 0 | 0 | 0 | 0 | 0 | 0 | 0 | 0 | 0 | 0 | 0 | 0 | 0 | 0 | 0 | 0 | 0 | 0 | 0 | 0 | 0 | 0 | 0 | 0 | 0 | 0 | 0 | 0 | 0 | 0 | 0 | 0 | 0 | 0 | 0 | 0 | 0 | 0 | 0 | 0 | 0 | 0 | 0 | 0 | 0 | 0 | 0 | 0 | 0 | 0 | 0 | 0 | 0 | 0 | 0 | Not Applicable Segment or Vintage | Not Applicable Segment or Vintage | Not Applicable Segment or Vintage | Not Applicable Segment or Vintage | Not Applicable Segment or Vintage | Not Applicable Segment or Vintage | Not Applicable Segment or Vintage | Not Applicable Segment or Vintage | Not Applicable Segment or Vintage | Not Applicable Segment or Vintage | Not Applicable Segment or Vintage | Not Applicable Segment or Vintage | Not Applicable Segment or Vintage | Not Applicable Segment or Vintage | Not Applicable Segment or Vintage | Not Applicable Segment or Vintage | Not Applicable Segment or Vintage | Not Applicable Segment or Vintage | Not Applicable Segment or Vintage | Not Applicable Segment or Vintage | Not Applicable Segment or Vintage | Not Applicable Segment or Vintage | Not Applicable Segment or Vintage | Not Applicable Segment or Vintage | Not Applicable Segment or Vintage | Not Applicable Segment or Vintage | Not Applicable Segment or Vintage | Not Applicable Segment or Vintage | 0 | 0 | 0 | 0 | 0 | 0 | 0 | 0 | 0 | 0 | 0 | 0 | 0 | 0 | 0 | 0 | 0 | 0 | 0 | 0 | 0 | 0 | 0 | 0 | 0 | 0 | 0 | 0 | 0 | 0 | 0 | 0 | 0 | 0 | 0 | 0 | 0 | 0 | 0 | 0 | 0 | 0 | 0 | 0 | 0 | 0 | 0 | 0 | 0 | 0 | 0 | 0 | 0 | 0 | 0 | 0 | 0 | 0 | 0 | 0 | 0 | 0 | 0 | 0 | 0 | 0 | 0 | 0 | 0 | 0 | 0 | 0 | 0 | 0 | 0 | 0 | 0 | 0 | 0 | 0 | 0 | 0 | 0 | 0 | 0 | 0 | 0 | 0 | 0 | 0 | 0 | 0 | 0 | 0 | 0 | 0 | 0 | 0 | 0 | 0 | 0 | 0 | 0 | 0 | 0 | 0 | 0 | 0 | 0 | 0 | 0 | 0 | 0 | 0 | 0 | 0 | 0 | 0 | 0 | 0 | 0 | 0 | 0 | 0 | 0 | 0 | 0 | 0 | 0 | 0 | 0 | 0 | 0 | 0 | 0 | 0 | 0 | 0 | 0 | 0 | 0 | 0
Gas Boiler - Blowdown Heat Recovery_Warehouse_New_Not Applicable Segment or Vintage | Gas Boiler - Blowdown Heat Recovery_Warehouse_New | Gas Boiler - Blowdown Heat Recovery_Commercial_New_Not Applicable Segment or Vintage_Not Applicable Segment or Vintage | Commercial | Warehouse | New | Space Heating | Natural Gas | Gas Boiler - Blowdown Heat Recovery | NEQ | Not Applicable Segment or Vintage | 0 | 0 | 0 | 0 | 0 | 0 | 0 | 0 | Retro3Slow | 0.004128203794943829 | TBD | A | WCM772 | 0.7 | 0.42 | kBtuh heat | 0.0321 | 0 | 0 | 0 | 0 | Not Applicable Segment or Vintage | Not Applicable Segment or Vintage | Not Applicable Segment or Vintage | 0 | 0 | 0 | Not Applicable Segment or Vintage | Not Applicable Segment or Vintage | Not Applicable Segment or Vintage | Not Applicable Segment or Vintage | Not Applicable Segment or Vintage | Not Applicable Segment or Vintage | Not Applicable Segment or Vintage | Not Applicable Segment or Vintage | Not Applicable Segment or Vintage | Not Applicable Segment or Vintage | Not Applicable Segment or Vintage | Not Applicable Segment or Vintage | Not Applicable Segment or Vintage | Not Applicable Segment or Vintage | Not Applicable Segment or Vintage | Not Applicable Segment or Vintage | Not Applicable Segment or Vintage | Not Applicable Segment or Vintage | Not Applicable Segment or Vintage | Not Applicable Segment or Vintage | Not Applicable Segment or Vintage | Not Applicable Segment or Vintage | Not Applicable Segment or Vintage | Not Applicable Segment or Vintage | Not Applicable Segment or Vintage | Not Applicable Segment or Vintage | Not Applicable Segment or Vintage | Not Applicable Segment or Vintage | 0 | 0 | 0 | 0 | 0 | 0 | 0 | 0 | 0 | 0 | 0 | 0 | 0 | 0 | 0 | 0 | 0 | 0 | 0 | 0 | 0 | 0 | 0 | 0 | 0 | 0 | 0 | 0 | 0 | 0 | 0 | 0 | 0 | 0 | 0 | 0 | 0 | 0 | 0 | 0 | 0 | 0 | 0 | 0 | 0 | 0 | 0 | 0 | 0 | 0 | 0 | 0 | 0 | 0 | 0 | 0 | 0 | 0 | 0 | 0 | 0 | 0 | 0 | 0 | 0 | 0 | 0 | 0 | 0 | 0 | 0 | 0 | 0 | 0 | 0 | 0 | 0 | 0 | 0 | 0 | 0 | 0 | 0 | 0 | 0 | 0 | 0 | 0 | 0 | 0 | 0 | 0 | 0 | 0 | 0 | 0 | 0 | 0 | 0 | 0 | 0 | 0 | 0 | 0 | 0 | 0 | 0 | 0 | 0 | 0 | 0 | 0 | Not Applicable Segment or Vintage | Not Applicable Segment or Vintage | Not Applicable Segment or Vintage | Not Applicable Segment or Vintage | Not Applicable Segment or Vintage | Not Applicable Segment or Vintage | Not Applicable Segment or Vintage | Not Applicable Segment or Vintage | Not Applicable Segment or Vintage | Not Applicable Segment or Vintage | Not Applicable Segment or Vintage | Not Applicable Segment or Vintage | Not Applicable Segment or Vintage | Not Applicable Segment or Vintage | Not Applicable Segment or Vintage | Not Applicable Segment or Vintage | Not Applicable Segment or Vintage | Not Applicable Segment or Vintage | Not Applicable Segment or Vintage | Not Applicable Segment or Vintage | Not Applicable Segment or Vintage | Not Applicable Segment or Vintage | Not Applicable Segment or Vintage | Not Applicable Segment or Vintage | Not Applicable Segment or Vintage | Not Applicable Segment or Vintage | Not Applicable Segment or Vintage | Not Applicable Segment or Vintage | 0 | 0 | 0 | 0 | 0 | 0 | 0 | 0 | 0 | 0 | 0 | 0 | 0 | 0 | 0 | 0 | 0 | 0 | 0 | 0 | 0 | 0 | 0 | 0 | 0 | 0 | 0 | 0 | 0 | 0 | 0 | 0 | 0 | 0 | 0 | 0 | 0 | 0 | 0 | 0 | 0 | 0 | 0 | 0 | 0 | 0 | 0 | 0 | 0 | 0 | 0 | 0 | 0 | 0 | 0 | 0 | 0 | 0 | 0 | 0 | 0 | 0 | 0 | 0 | 0 | 0 | 0 | 0 | 0 | 0 | 0 | 0 | 0 | 0 | 0 | 0 | 0 | 0 | 0 | 0 | 0 | 0 | 0 | 0 | 0 | 0 | 0 | 0 | 0 | 0 | 0 | 0 | 0 | 0 | 0 | 0 | 0 | 0 | 0 | 0 | 0 | 0 | 0 | 0 | 0 | 0 | 0 | 0 | 0 | 0 | 0 | 0 | 0 | 0 | 0 | 0 | 0 | 0 | 0 | 0 | 0 | 0 | 0 | 0 | 0 | 0 | 0 | 0 | 0 | 0 | 0 | 0 | 0 | 0 | 0 | 0 | 0 | 0 | 0 | 0 | 0 | 0 | 0 | 0 | 0 | 0 | 0 | 0 | 0 | 0 | 0 | 0 | 0 | 0 | 0 | 0 | 0 | 0 | 0 | 0 | 0 | 0 | 0 | 0 | 0 | 0 | 0 | 0 | Not Applicable Segment or Vintage | Not Applicable Segment or Vintage | Not Applicable Segment or Vintage | Not Applicable Segment or Vintage | Not Applicable Segment or Vintage | Not Applicable Segment or Vintage | Not Applicable Segment or Vintage | Not Applicable Segment or Vintage | Not Applicable Segment or Vintage | Not Applicable Segment or Vintage | Not Applicable Segment or Vintage | Not Applicable Segment or Vintage | Not Applicable Segment or Vintage | Not Applicable Segment or Vintage | Not Applicable Segment or Vintage | Not Applicable Segment or Vintage | Not Applicable Segment or Vintage | Not Applicable Segment or Vintage | Not Applicable Segment or Vintage | Not Applicable Segment or Vintage | Not Applicable Segment or Vintage | Not Applicable Segment or Vintage | Not Applicable Segment or Vintage | Not Applicable Segment or Vintage | Not Applicable Segment or Vintage | Not Applicable Segment or Vintage | Not Applicable Segment or Vintage | Not Applicable Segment or Vintage | 0 | 0 | 0 | 0 | 0 | 0 | 0 | 0 | 0 | 0 | 0 | 0 | 0 | 0 | 0 | 0 | 0 | 0 | 0 | 0 | 0 | 0 | 0 | 0 | 0 | 0 | 0 | 0 | 0 | 0 | 0 | 0 | 0 | 0 | 0 | 0 | 0 | 0 | 0 | 0 | 0 | 0 | 0 | 0 | 0 | 0 | 0 | 0 | 0 | 0 | 0 | 0 | 0 | 0 | 0 | 0 | 0 | 0 | 0 | 0 | 0 | 0 | 0 | 0 | 0 | 0 | 0 | 0 | 0 | 0 | 0 | 0 | 0 | 0 | 0 | 0 | 0 | 0 | 0 | 0 | 0 | 0 | 0 | 0 | 0 | 0 | 0 | 0 | 0 | 0 | 0 | 0 | 0 | 0 | 0 | 0 | 0 | 0 | 0 | 0 | 0 | 0 | 0 | 0 | 0 | 0 | 0 | 0 | 0 | 0 | 0 | 0 | 0 | 0 | 0 | 0 | 0 | 0 | 0 | 0 | 0 | 0 | 0 | 0 | 0 | 0 | 0 | 0 | 0 | 0 | 0 | 0 | 0 | 0 | 0 | 0 | 0 | 0 | 0 | 0 | 0 | 0
Gas-Fired Combination Heat Pump Conversion_Warehouse_New_Gas-fired heat pump, COP 1.3 | Gas-Fired Combination Heat Pump Conversion_Warehouse_New | Gas-Fired Combination Heat Pump Conversion_Commercial_New_Federal standard gas-fired central heating and DHW system_Gas-fired heat pump, COP 1.3 | Commercial | Warehouse | New | Space Heating | Natural Gas | Gas-Fired Combination Heat Pump Conversion | NEQ | Federal standard gas-fired central heating and DHW system | 20 | 20 | 20 | 0 | 0 | 0 | 0 | 0.1 | Retro1Slow | 0.012666666666666666 | TBD | A | WCM764 | 0.7 | 0.42 | kBtuh heat | 0.0321 | 0 | 0 | 0 | 0 | AEO 2021 - gas_eng-driven_RTHP-heat 2017 typical | EIA - Technology Forecast Updates. Appendix A. U.S. Energy Information Administration. March 3, 2023.¦ Technical Support Documents for Baseline Costs | AEG Analysis, Comparison of Baseline TE vs COP | 0 | 0 | 195.1704 | Federal standard gas-fired central heating and DHW system | Federal standard gas-fired central heating and DHW system | Federal standard gas-fired central heating and DHW system | Federal standard gas-fired central heating and DHW system | Federal standard gas-fired central heating and DHW system | Federal standard gas-fired central heating and DHW system | Federal standard gas-fired central heating and DHW system | Federal standard gas-fired central heating and DHW system | Federal standard gas-fired central heating and DHW system | Federal standard gas-fired central heating and DHW system | Federal standard gas-fired central heating and DHW system | Federal standard gas-fired central heating and DHW system | Federal standard gas-fired central heating and DHW system | Federal standard gas-fired central heating and DHW system | Federal standard gas-fired central heating and DHW system | Federal standard gas-fired central heating and DHW system | Federal standard gas-fired central heating and DHW system | Federal standard gas-fired central heating and DHW system | Federal standard gas-fired central heating and DHW system | Federal standard gas-fired central heating and DHW system | Federal standard gas-fired central heating and DHW system | Federal standard gas-fired central heating and DHW system | Federal standard gas-fired central heating and DHW system | Federal standard gas-fired central heating and DHW system | Federal standard gas-fired central heating and DHW system | Federal standard gas-fired central heating and DHW system | Federal standard gas-fired central heating and DHW system | Federal standard gas-fired central heating and DHW system | 0 | 0 | 0 | 0 | 0 | 0 | 0 | 0 | 0 | 0 | 0 | 0 | 0 | 0 | 0 | 0 | 0 | 0 | 0 | 0 | 0 | 0 | 0 | 0 | 0 | 0 | 0 | 0 | 0 | 0 | 0 | 0 | 0 | 0 | 0 | 0 | 0 | 0 | 0 | 0 | 0 | 0 | 0 | 0 | 0 | 0 | 0 | 0 | 0 | 0 | 0 | 0 | 0 | 0 | 0 | 0 | 0 | 0 | 0 | 0 | 0 | 0 | 0 | 0 | 0 | 0 | 0 | 0 | 0 | 0 | 0 | 0 | 0 | 0 | 0 | 0 | 0 | 0 | 0 | 0 | 0 | 0 | 0 | 0 | 0 | 0 | 0 | 0 | 0 | 0 | 0 | 0 | 0 | 0 | 0 | 0 | 0 | 0 | 0 | 0 | 0 | 0 | 0 | 0 | 0 | 0 | 0 | 0 | 0 | 0 | 0 | 0 | Gas-fired heat pump, COP 1.3 | Gas-fired heat pump, COP 1.3 | Gas-fired heat pump, COP 1.3 | Gas-fired heat pump, COP 1.3 | Gas-fired heat pump, COP 1.3 | Gas-fired heat pump, COP 1.3 | Gas-fired heat pump, COP 1.3 | Gas-fired heat pump, COP 1.3 | Gas-fired heat pump, COP 1.3 | Gas-fired heat pump, COP 1.3 | Gas-fired heat pump, COP 1.3 | Gas-fired heat pump, COP 1.3 | Gas-fired heat pump, COP 1.3 | Gas-fired heat pump, COP 1.3 | Gas-fired heat pump, COP 1.3 | Gas-fired heat pump, COP 1.3 | Gas-fired heat pump, COP 1.3 | Gas-fired heat pump, COP 1.3 | Gas-fired heat pump, COP 1.3 | Gas-fired heat pump, COP 1.3 | Gas-fired heat pump, COP 1.3 | Gas-fired heat pump, COP 1.3 | Gas-fired heat pump, COP 1.3 | Gas-fired heat pump, COP 1.3 | Gas-fired heat pump, COP 1.3 | Gas-fired heat pump, COP 1.3 | Gas-fired heat pump, COP 1.3 | Gas-fired heat pump, COP 1.3 | 195.1704 | 195.1704 | 195.1704 | 195.1704 | 195.1704 | 195.1704 | 195.1704 | 195.1704 | 195.1704 | 195.1704 | 195.1704 | 195.1704 | 195.1704 | 195.1704 | 195.1704 | 195.1704 | 195.1704 | 195.1704 | 195.1704 | 195.1704 | 195.1704 | 195.1704 | 195.1704 | 195.1704 | 195.1704 | 195.1704 | 195.1704 | 195.1704 | 0 | 0 | 0 | 0 | 0 | 0 | 0 | 0 | 0 | 0 | 0 | 0 | 0 | 0 | 0 | 0 | 0 | 0 | 0 | 0 | 0 | 0 | 0 | 0 | 0 | 0 | 0 | 0 | 0 | 0 | 0 | 0 | 0 | 0 | 0 | 0 | 0 | 0 | 0 | 0 | 0 | 0 | 0 | 0 | 0 | 0 | 0 | 0 | 0 | 0 | 0 | 0 | 0 | 0 | 0 | 0 | 0 | 0 | 0 | 0 | 0 | 0 | 0 | 0 | 0 | 0 | 0 | 0 | 0 | 0 | 0 | 0 | 0 | 0 | 0 | 0 | 0 | 0 | 0 | 0 | 0 | 0 | 0 | 0 | 0 | 0 | 0 | 0 | 0 | 0 | 0 | 0 | 0 | 0 | 0 | 0 | 0 | 0 | 0 | 0 | 0 | 0 | 0 | 0 | 0 | 0 | 0 | 0 | 0 | 0 | 0 | 0 | 0 | 0 | 0 | 0 | 0 | 0 | 0 | 0 | 0 | 0 | 0 | 0 | 0 | 0 | 0 | 0 | 0 | 0 | 0 | 0 | 0 | 0 | 0 | 0 | 0 | 0 | 0 | 0 | Gas-fired heat pump, COP 1.3 | Gas-fired heat pump, COP 1.3 | Gas-fired heat pump, COP 1.3 | Gas-fired heat pump, COP 1.3 | Gas-fired heat pump, COP 1.3 | Gas-fired heat pump, COP 1.3 | Gas-fired heat pump, COP 1.3 | Gas-fired heat pump, COP 1.3 | Gas-fired heat pump, COP 1.3 | Gas-fired heat pump, COP 1.3 | Gas-fired heat pump, COP 1.3 | Gas-fired heat pump, COP 1.3 | Gas-fired heat pump, COP 1.3 | Gas-fired heat pump, COP 1.3 | Gas-fired heat pump, COP 1.3 | Gas-fired heat pump, COP 1.3 | Gas-fired heat pump, COP 1.3 | Gas-fired heat pump, COP 1.3 | Gas-fired heat pump, COP 1.3 | Gas-fired heat pump, COP 1.3 | Gas-fired heat pump, COP 1.3 | Gas-fired heat pump, COP 1.3 | Gas-fired heat pump, COP 1.3 | Gas-fired heat pump, COP 1.3 | Gas-fired heat pump, COP 1.3 | Gas-fired heat pump, COP 1.3 | Gas-fired heat pump, COP 1.3 | Gas-fired heat pump, COP 1.3 | 195.1704 | 195.1704 | 195.1704 | 195.1704 | 195.1704 | 195.1704 | 195.1704 | 195.1704 | 195.1704 | 195.1704 | 195.1704 | 195.1704 | 195.1704 | 195.1704 | 195.1704 | 195.1704 | 195.1704 | 195.1704 | 195.1704 | 195.1704 | 195.1704 | 195.1704 | 195.1704 | 195.1704 | 195.1704 | 195.1704 | 195.1704 | 195.1704 | 0 | 0 | 0 | 0 | 0 | 0 | 0 | 0 | 0 | 0 | 0 | 0 | 0 | 0 | 0 | 0 | 0 | 0 | 0 | 0 | 0 | 0 | 0 | 0 | 0 | 0 | 0 | 0 | 0 | 0 | 0 | 0 | 0 | 0 | 0 | 0 | 0 | 0 | 0 | 0 | 0 | 0 | 0 | 0 | 0 | 0 | 0 | 0 | 0 | 0 | 0 | 0 | 0 | 0 | 0 | 0 | 0 | 0 | 0 | 0 | 0 | 0 | 0 | 0 | 0 | 0 | 0 | 0 | 0 | 0 | 0 | 0 | 0 | 0 | 0 | 0 | 0 | 0 | 0 | 0 | 0 | 0 | 0 | 0 | 0 | 0 | 0 | 0 | 0 | 0 | 0 | 0 | 0 | 0 | 0 | 0 | 0 | 0 | 0 | 0 | 0 | 0 | 0 | 0 | 0 | 0 | 0 | 0 | 0 | 0 | 0 | 0 | 0 | 0
Commercial Laundry - ENERGY STAR Washer (8.0)_Office_Existing_Not Applicable Segment or Vintage | Commercial Laundry - ENERGY STAR Washer (8.0)_Office_Existing | Commercial Laundry - ENERGY STAR Washer (8.0)_Commercial_Existing_Not Applicable Segment or Vintage_Not Applicable Segment or Vintage | Commercial | Office | Existing | Miscellaneous | Natural Gas | Commercial Laundry - ENERGY STAR Washer (8.0) | NEQ | Not Applicable Segment or Vintage | 7 | 7 | 7 | 0 | 0 | 0 | 0 | 0 | Retro5Med | 8.35569166605469E-06 | TBD | A | WCM39 | 0.7 | 0.42 | sqft | 0.0321 | 0 | 0 | 0 | 0 | Not Applicable Segment or Vintage | Not Applicable Segment or Vintage | Not Applicable Segment or Vintage | 0 | 0 | 0 | Not Applicable Segment or Vintage | Not Applicable Segment or Vintage | Not Applicable Segment or Vintage | Not Applicable Segment or Vintage | Not Applicable Segment or Vintage | Not Applicable Segment or Vintage | Not Applicable Segment or Vintage | Not Applicable Segment or Vintage | Not Applicable Segment or Vintage | Not Applicable Segment or Vintage | Not Applicable Segment or Vintage | Not Applicable Segment or Vintage | Not Applicable Segment or Vintage | Not Applicable Segment or Vintage | Not Applicable Segment or Vintage | Not Applicable Segment or Vintage | Not Applicable Segment or Vintage | Not Applicable Segment or Vintage | Not Applicable Segment or Vintage | Not Applicable Segment or Vintage | Not Applicable Segment or Vintage | Not Applicable Segment or Vintage | Not Applicable Segment or Vintage | Not Applicable Segment or Vintage | Not Applicable Segment or Vintage | Not Applicable Segment or Vintage | Not Applicable Segment or Vintage | Not Applicable Segment or Vintage | 0 | 0 | 0 | 0 | 0 | 0 | 0 | 0 | 0 | 0 | 0 | 0 | 0 | 0 | 0 | 0 | 0 | 0 | 0 | 0 | 0 | 0 | 0 | 0 | 0 | 0 | 0 | 0 | 0 | 0 | 0 | 0 | 0 | 0 | 0 | 0 | 0 | 0 | 0 | 0 | 0 | 0 | 0 | 0 | 0 | 0 | 0 | 0 | 0 | 0 | 0 | 0 | 0 | 0 | 0 | 0 | 0 | 0 | 0 | 0 | 0 | 0 | 0 | 0 | 0 | 0 | 0 | 0 | 0 | 0 | 0 | 0 | 0 | 0 | 0 | 0 | 0 | 0 | 0 | 0 | 0 | 0 | 0 | 0 | 0 | 0 | 0 | 0 | 0 | 0 | 0 | 0 | 0 | 0 | 0 | 0 | 0 | 0 | 0 | 0 | 0 | 0 | 0 | 0 | 0 | 0 | 0 | 0 | 0 | 0 | 0 | 0 | Not Applicable Segment or Vintage | Not Applicable Segment or Vintage | Not Applicable Segment or Vintage | Not Applicable Segment or Vintage | Not Applicable Segment or Vintage | Not Applicable Segment or Vintage | Not Applicable Segment or Vintage | Not Applicable Segment or Vintage | Not Applicable Segment or Vintage | Not Applicable Segment or Vintage | Not Applicable Segment or Vintage | Not Applicable Segment or Vintage | Not Applicable Segment or Vintage | Not Applicable Segment or Vintage | Not Applicable Segment or Vintage | Not Applicable Segment or Vintage | Not Applicable Segment or Vintage | Not Applicable Segment or Vintage | Not Applicable Segment or Vintage | Not Applicable Segment or Vintage | Not Applicable Segment or Vintage | Not Applicable Segment or Vintage | Not Applicable Segment or Vintage | Not Applicable Segment or Vintage | Not Applicable Segment or Vintage | Not Applicable Segment or Vintage | Not Applicable Segment or Vintage | Not Applicable Segment or Vintage | 0 | 0 | 0 | 0 | 0 | 0 | 0 | 0 | 0 | 0 | 0 | 0 | 0 | 0 | 0 | 0 | 0 | 0 | 0 | 0 | 0 | 0 | 0 | 0 | 0 | 0 | 0 | 0 | 0 | 0 | 0 | 0 | 0 | 0 | 0 | 0 | 0 | 0 | 0 | 0 | 0 | 0 | 0 | 0 | 0 | 0 | 0 | 0 | 0 | 0 | 0 | 0 | 0 | 0 | 0 | 0 | 0 | 0 | 0 | 0 | 0 | 0 | 0 | 0 | 0 | 0 | 0 | 0 | 0 | 0 | 0 | 0 | 0 | 0 | 0 | 0 | 0 | 0 | 0 | 0 | 0 | 0 | 0 | 0 | 0 | 0 | 0 | 0 | 0 | 0 | 0 | 0 | 0 | 0 | 0 | 0 | 0 | 0 | 0 | 0 | 0 | 0 | 0 | 0 | 0 | 0 | 0 | 0 | 0 | 0 | 0 | 0 | 0 | 0 | 0 | 0 | 0 | 0 | 0 | 0 | 0 | 0 | 0 | 0 | 0 | 0 | 0 | 0 | 0 | 0 | 0 | 0 | 0 | 0 | 0 | 0 | 0 | 0 | 0 | 0 | 0 | 0 | 0 | 0 | 0 | 0 | 0 | 0 | 0 | 0 | 0 | 0 | 0 | 0 | 0 | 0 | 0 | 0 | 0 | 0 | 0 | 0 | 0 | 0 | 0 | 0 | 0 | 0 | Not Applicable Segment or Vintage | Not Applicable Segment or Vintage | Not Applicable Segment or Vintage | Not Applicable Segment or Vintage | Not Applicable Segment or Vintage | Not Applicable Segment or Vintage | Not Applicable Segment or Vintage | Not Applicable Segment or Vintage | Not Applicable Segment or Vintage | Not Applicable Segment or Vintage | Not Applicable Segment or Vintage | Not Applicable Segment or Vintage | Not Applicable Segment or Vintage | Not Applicable Segment or Vintage | Not Applicable Segment or Vintage | Not Applicable Segment or Vintage | Not Applicable Segment or Vintage | Not Applicable Segment or Vintage | Not Applicable Segment or Vintage | Not Applicable Segment or Vintage | Not Applicable Segment or Vintage | Not Applicable Segment or Vintage | Not Applicable Segment or Vintage | Not Applicable Segment or Vintage | Not Applicable Segment or Vintage | Not Applicable Segment or Vintage | Not Applicable Segment or Vintage | Not Applicable Segment or Vintage | 0 | 0 | 0 | 0 | 0 | 0 | 0 | 0 | 0 | 0 | 0 | 0 | 0 | 0 | 0 | 0 | 0 | 0 | 0 | 0 | 0 | 0 | 0 | 0 | 0 | 0 | 0 | 0 | 0 | 0 | 0 | 0 | 0 | 0 | 0 | 0 | 0 | 0 | 0 | 0 | 0 | 0 | 0 | 0 | 0 | 0 | 0 | 0 | 0 | 0 | 0 | 0 | 0 | 0 | 0 | 0 | 0 | 0 | 0 | 0 | 0 | 0 | 0 | 0 | 0 | 0 | 0 | 0 | 0 | 0 | 0 | 0 | 0 | 0 | 0 | 0 | 0 | 0 | 0 | 0 | 0 | 0 | 0 | 0 | 0 | 0 | 0 | 0 | 0 | 0 | 0 | 0 | 0 | 0 | 0 | 0 | 0 | 0 | 0 | 0 | 0 | 0 | 0 | 0 | 0 | 0 | 0 | 0 | 0 | 0 | 0 | 0 | 0 | 0 | 0 | 0 | 0 | 0 | 0 | 0 | 0 | 0 | 0 | 0 | 0 | 0 | 0 | 0 | 0 | 0 | 0 | 0 | 0 | 0 | 0 | 0 | 0 | 0 | 0 | 0 | 0 | 0
Commercial Laundry - ENERGY STAR Washer (8.0)_Office_New_Not Applicable Segment or Vintage | Commercial Laundry - ENERGY STAR Washer (8.0)_Office_New | Commercial Laundry - ENERGY STAR Washer (8.0)_Commercial_New_Not Applicable Segment or Vintage_Not Applicable Segment or Vintage | Commercial | Office | New | Miscellaneous | Natural Gas | Commercial Laundry - ENERGY STAR Washer (8.0) | NEQ | Not Applicable Segment or Vintage | 7 | 7 | 7 | 0 | 0 | 0 | 0 | 0 | Retro5Med | 8.35569166605469E-06 | TBD | A | WCM89 | 0.7 | 0.42 | sqft | 0.0321 | 0 | 0 | 0 | 0 | Not Applicable Segment or Vintage | Not Applicable Segment or Vintage | Not Applicable Segment or Vintage | 0 | 0 | 0 | Not Applicable Segment or Vintage | Not Applicable Segment or Vintage | Not Applicable Segment or Vintage | Not Applicable Segment or Vintage | Not Applicable Segment or Vintage | Not Applicable Segment or Vintage | Not Applicable Segment or Vintage | Not Applicable Segment or Vintage | Not Applicable Segment or Vintage | Not Applicable Segment or Vintage | Not Applicable Segment or Vintage | Not Applicable Segment or Vintage | Not Applicable Segment or Vintage | Not Applicable Segment or Vintage | Not Applicable Segment or Vintage | Not Applicable Segment or Vintage | Not Applicable Segment or Vintage | Not Applicable Segment or Vintage | Not Applicable Segment or Vintage | Not Applicable Segment or Vintage | Not Applicable Segment or Vintage | Not Applicable Segment or Vintage | Not Applicable Segment or Vintage | Not Applicable Segment or Vintage | Not Applicable Segment or Vintage | Not Applicable Segment or Vintage | Not Applicable Segment or Vintage | Not Applicable Segment or Vintage | 0 | 0 | 0 | 0 | 0 | 0 | 0 | 0 | 0 | 0 | 0 | 0 | 0 | 0 | 0 | 0 | 0 | 0 | 0 | 0 | 0 | 0 | 0 | 0 | 0 | 0 | 0 | 0 | 0 | 0 | 0 | 0 | 0 | 0 | 0 | 0 | 0 | 0 | 0 | 0 | 0 | 0 | 0 | 0 | 0 | 0 | 0 | 0 | 0 | 0 | 0 | 0 | 0 | 0 | 0 | 0 | 0 | 0 | 0 | 0 | 0 | 0 | 0 | 0 | 0 | 0 | 0 | 0 | 0 | 0 | 0 | 0 | 0 | 0 | 0 | 0 | 0 | 0 | 0 | 0 | 0 | 0 | 0 | 0 | 0 | 0 | 0 | 0 | 0 | 0 | 0 | 0 | 0 | 0 | 0 | 0 | 0 | 0 | 0 | 0 | 0 | 0 | 0 | 0 | 0 | 0 | 0 | 0 | 0 | 0 | 0 | 0 | Not Applicable Segment or Vintage | Not Applicable Segment or Vintage | Not Applicable Segment or Vintage | Not Applicable Segment or Vintage | Not Applicable Segment or Vintage | Not Applicable Segment or Vintage | Not Applicable Segment or Vintage | Not Applicable Segment or Vintage | Not Applicable Segment or Vintage | Not Applicable Segment or Vintage | Not Applicable Segment or Vintage | Not Applicable Segment or Vintage | Not Applicable Segment or Vintage | Not Applicable Segment or Vintage | Not Applicable Segment or Vintage | Not Applicable Segment or Vintage | Not Applicable Segment or Vintage | Not Applicable Segment or Vintage | Not Applicable Segment or Vintage | Not Applicable Segment or Vintage | Not Applicable Segment or Vintage | Not Applicable Segment or Vintage | Not Applicable Segment or Vintage | Not Applicable Segment or Vintage | Not Applicable Segment or Vintage | Not Applicable Segment or Vintage | Not Applicable Segment or Vintage | Not Applicable Segment or Vintage | 0 | 0 | 0 | 0 | 0 | 0 | 0 | 0 | 0 | 0 | 0 | 0 | 0 | 0 | 0 | 0 | 0 | 0 | 0 | 0 | 0 | 0 | 0 | 0 | 0 | 0 | 0 | 0 | 0 | 0 | 0 | 0 | 0 | 0 | 0 | 0 | 0 | 0 | 0 | 0 | 0 | 0 | 0 | 0 | 0 | 0 | 0 | 0 | 0 | 0 | 0 | 0 | 0 | 0 | 0 | 0 | 0 | 0 | 0 | 0 | 0 | 0 | 0 | 0 | 0 | 0 | 0 | 0 | 0 | 0 | 0 | 0 | 0 | 0 | 0 | 0 | 0 | 0 | 0 | 0 | 0 | 0 | 0 | 0 | 0 | 0 | 0 | 0 | 0 | 0 | 0 | 0 | 0 | 0 | 0 | 0 | 0 | 0 | 0 | 0 | 0 | 0 | 0 | 0 | 0 | 0 | 0 | 0 | 0 | 0 | 0 | 0 | 0 | 0 | 0 | 0 | 0 | 0 | 0 | 0 | 0 | 0 | 0 | 0 | 0 | 0 | 0 | 0 | 0 | 0 | 0 | 0 | 0 | 0 | 0 | 0 | 0 | 0 | 0 | 0 | 0 | 0 | 0 | 0 | 0 | 0 | 0 | 0 | 0 | 0 | 0 | 0 | 0 | 0 | 0 | 0 | 0 | 0 | 0 | 0 | 0 | 0 | 0 | 0 | 0 | 0 | 0 | 0 | Not Applicable Segment or Vintage | Not Applicable Segment or Vintage | Not Applicable Segment or Vintage | Not Applicable Segment or Vintage | Not Applicable Segment or Vintage | Not Applicable Segment or Vintage | Not Applicable Segment or Vintage | Not Applicable Segment or Vintage | Not Applicable Segment or Vintage | Not Applicable Segment or Vintage | Not Applicable Segment or Vintage | Not Applicable Segment or Vintage | Not Applicable Segment or Vintage | Not Applicable Segment or Vintage | Not Applicable Segment or Vintage | Not Applicable Segment or Vintage | Not Applicable Segment or Vintage | Not Applicable Segment or Vintage | Not Applicable Segment or Vintage | Not Applicable Segment or Vintage | Not Applicable Segment or Vintage | Not Applicable Segment or Vintage | Not Applicable Segment or Vintage | Not Applicable Segment or Vintage | Not Applicable Segment or Vintage | Not Applicable Segment or Vintage | Not Applicable Segment or Vintage | Not Applicable Segment or Vintage | 0 | 0 | 0 | 0 | 0 | 0 | 0 | 0 | 0 | 0 | 0 | 0 | 0 | 0 | 0 | 0 | 0 | 0 | 0 | 0 | 0 | 0 | 0 | 0 | 0 | 0 | 0 | 0 | 0 | 0 | 0 | 0 | 0 | 0 | 0 | 0 | 0 | 0 | 0 | 0 | 0 | 0 | 0 | 0 | 0 | 0 | 0 | 0 | 0 | 0 | 0 | 0 | 0 | 0 | 0 | 0 | 0 | 0 | 0 | 0 | 0 | 0 | 0 | 0 | 0 | 0 | 0 | 0 | 0 | 0 | 0 | 0 | 0 | 0 | 0 | 0 | 0 | 0 | 0 | 0 | 0 | 0 | 0 | 0 | 0 | 0 | 0 | 0 | 0 | 0 | 0 | 0 | 0 | 0 | 0 | 0 | 0 | 0 | 0 | 0 | 0 | 0 | 0 | 0 | 0 | 0 | 0 | 0 | 0 | 0 | 0 | 0 | 0 | 0 | 0 | 0 | 0 | 0 | 0 | 0 | 0 | 0 | 0 | 0 | 0 | 0 | 0 | 0 | 0 | 0 | 0 | 0 | 0 | 0 | 0 | 0 | 0 | 0 | 0 | 0 | 0 | 0
Commercial Laundry - Dryer Efficiency Retrofit_Office_New_Commercial gas dryer retrofitted with a two-stage modulating gas valve kit | Commercial Laundry - Dryer Efficiency Retrofit_Office_New | Commercial Laundry - Dryer Efficiency Retrofit_Commercial_New_Commercial gas dryer with no modulating capabilities_Commercial gas dryer retrofitted with a two-stage modulating gas valve kit | Commercial | Office | New | Miscellaneous | Natural Gas | Commercial Laundry - Dryer Efficiency Retrofit | NEQ | Commercial gas dryer with no modulating capabilities | 10 | 10 | 10 | 4.7979 | 0 | 0 | 0 | 0 | Retro5Med | 8.35569166605469E-06 | TBD | A | WCM90 | 0.7 | 0.42 | Washer | 0.0321 | 0 | 0 | 0 | 0 | IL TRM v13 - 4.9.3 - Modulating Commercial Gas Clothes Dryer - CI-MSC-MODD-V02-230101 ¦ IL TRM v13 - 4.9.9 - Commercial Clothes Dryer Moisture Sensor - CI-MSC-CDMS-V02-230101 | IL TRM v13 - 4.9.3 - Modulating Commercial Gas Clothes Dryer - CI-MSC-MODD-V02-230101 ¦ IL TRM v13 - 4.9.9 - Commercial Clothes Dryer Moisture Sensor - CI-MSC-CDMS-V02-230101 | IL TRM v13 - 4.9.3 - Modulating Commercial Gas Clothes Dryer - CI-MSC-MODD-V02-230101 ¦ IL TRM v13 - 4.9.9 - Commercial Clothes Dryer Moisture Sensor - CI-MSC-CDMS-V02-230101 | 0 | 0 | 799.6811 | Commercial gas dryer with no modulating capabilities | Commercial gas dryer with no modulating capabilities | Commercial gas dryer with no modulating capabilities | Commercial gas dryer with no modulating capabilities | Commercial gas dryer with no modulating capabilities | Commercial gas dryer with no modulating capabilities | Commercial gas dryer with no modulating capabilities | Commercial gas dryer with no modulating capabilities | Commercial gas dryer with no modulating capabilities | Commercial gas dryer with no modulating capabilities | Commercial gas dryer with no modulating capabilities | Commercial gas dryer with no modulating capabilities | Commercial gas dryer with no modulating capabilities | Commercial gas dryer with no modulating capabilities | Commercial gas dryer with no modulating capabilities | Commercial gas dryer with no modulating capabilities | Commercial gas dryer with no modulating capabilities | Commercial gas dryer with no modulating capabilities | Commercial gas dryer with no modulating capabilities | Commercial gas dryer with no modulating capabilities | Commercial gas dryer with no modulating capabilities | Commercial gas dryer with no modulating capabilities | Commercial gas dryer with no modulating capabilities | Commercial gas dryer with no modulating capabilities | Commercial gas dryer with no modulating capabilities | Commercial gas dryer with no modulating capabilities | Commercial gas dryer with no modulating capabilities | Commercial gas dryer with no modulating capabilities | 0 | 0 | 0 | 0 | 0 | 0 | 0 | 0 | 0 | 0 | 0 | 0 | 0 | 0 | 0 | 0 | 0 | 0 | 0 | 0 | 0 | 0 | 0 | 0 | 0 | 0 | 0 | 0 | 0 | 0 | 0 | 0 | 0 | 0 | 0 | 0 | 0 | 0 | 0 | 0 | 0 | 0 | 0 | 0 | 0 | 0 | 0 | 0 | 0 | 0 | 0 | 0 | 0 | 0 | 0 | 0 | 0 | 0 | 0 | 0 | 0 | 0 | 0 | 0 | 0 | 0 | 0 | 0 | 0 | 0 | 0 | 0 | 0 | 0 | 0 | 0 | 0 | 0 | 0 | 0 | 0 | 0 | 0 | 0 | 0 | 0 | 0 | 0 | 0 | 0 | 0 | 0 | 0 | 0 | 0 | 0 | 0 | 0 | 0 | 0 | 0 | 0 | 0 | 0 | 0 | 0 | 0 | 0 | 0 | 0 | 0 | 0 | Commercial gas dryer retrofitted with a two-stage modulating gas valve kit | Commercial gas dryer retrofitted with a two-stage modulating gas valve kit | Commercial gas dryer retrofitted with a two-stage modulating gas valve kit | Commercial gas dryer retrofitted with a two-stage modulating gas valve kit | Commercial gas dryer retrofitted with a two-stage modulating gas valve kit | Commercial gas dryer retrofitted with a two-stage modulating gas valve kit | Commercial gas dryer retrofitted with a two-stage modulating gas valve kit | Commercial gas dryer retrofitted with a two-stage modulating gas valve kit | Commercial gas dryer retrofitted with a two-stage modulating gas valve kit | Commercial gas dryer retrofitted with a two-stage modulating gas valve kit | Commercial gas dryer retrofitted with a two-stage modulating gas valve kit | Commercial gas dryer retrofitted with a two-stage modulating gas valve kit | Commercial gas dryer retrofitted with a two-stage modulating gas valve kit | Commercial gas dryer retrofitted with a two-stage modulating gas valve kit | Commercial gas dryer retrofitted with a two-stage modulating gas valve kit | Commercial gas dryer retrofitted with a two-stage modulating gas valve kit | Commercial gas dryer retrofitted with a two-stage modulating gas valve kit | Commercial gas dryer retrofitted with a two-stage modulating gas valve kit | Commercial gas dryer retrofitted with a two-stage modulating gas valve kit | Commercial gas dryer retrofitted with a two-stage modulating gas valve kit | Commercial gas dryer retrofitted with a two-stage modulating gas valve kit | Commercial gas dryer retrofitted with a two-stage modulating gas valve kit | Commercial gas dryer retrofitted with a two-stage modulating gas valve kit | Commercial gas dryer retrofitted with a two-stage modulating gas valve kit | Commercial gas dryer retrofitted with a two-stage modulating gas valve kit | Commercial gas dryer retrofitted with a two-stage modulating gas valve kit | Commercial gas dryer retrofitted with a two-stage modulating gas valve kit | Commercial gas dryer retrofitted with a two-stage modulating gas valve kit | 799.6811 | 799.6811 | 799.6811 | 799.6811 | 799.6811 | 799.6811 | 799.6811 | 799.6811 | 799.6811 | 799.6811 | 799.6811 | 799.6811 | 799.6811 | 799.6811 | 799.6811 | 799.6811 | 799.6811 | 799.6811 | 799.6811 | 799.6811 | 799.6811 | 799.6811 | 799.6811 | 799.6811 | 799.6811 | 799.6811 | 799.6811 | 799.6811 | 4.7979 | 4.7979 | 4.7979 | 4.7979 | 4.7979 | 4.7979 | 4.7979 | 4.7979 | 4.7979 | 4.7979 | 4.7979 | 4.7979 | 4.7979 | 4.7979 | 4.7979 | 4.7979 | 4.7979 | 4.7979 | 4.7979 | 4.7979 | 4.7979 | 4.7979 | 4.7979 | 4.7979 | 4.7979 | 4.7979 | 4.7979 | 4.7979 | 0 | 0 | 0 | 0 | 0 | 0 | 0 | 0 | 0 | 0 | 0 | 0 | 0 | 0 | 0 | 0 | 0 | 0 | 0 | 0 | 0 | 0 | 0 | 0 | 0 | 0 | 0 | 0 | 0 | 0 | 0 | 0 | 0 | 0 | 0 | 0 | 0 | 0 | 0 | 0 | 0 | 0 | 0 | 0 | 0 | 0 | 0 | 0 | 0 | 0 | 0 | 0 | 0 | 0 | 0 | 0 | 0 | 0 | 0 | 0 | 0 | 0 | 0 | 0 | 0 | 0 | 0 | 0 | 0 | 0 | 0 | 0 | 0 | 0 | 0 | 0 | 0 | 0 | 0 | 0 | 0 | 0 | 0 | 0 | 0 | 0 | 0 | 0 | 0 | 0 | 0 | 0 | 0 | 0 | 0 | 0 | 0 | 0 | 0 | 0 | 0 | 0 | 0 | 0 | 0 | 0 | 0 | 0 | 0 | 0 | 0 | 0 | Commercial gas dryer retrofitted with a two-stage modulating gas valve kit | Commercial gas dryer retrofitted with a two-stage modulating gas valve kit | Commercial gas dryer retrofitted with a two-stage modulating gas valve kit | Commercial gas dryer retrofitted with a two-stage modulating gas valve kit | Commercial gas dryer retrofitted with a two-stage modulating gas valve kit | Commercial gas dryer retrofitted with a two-stage modulating gas valve kit | Commercial gas dryer retrofitted with a two-stage modulating gas valve kit | Commercial gas dryer retrofitted with a two-stage modulating gas valve kit | Commercial gas dryer retrofitted with a two-stage modulating gas valve kit | Commercial gas dryer retrofitted with a two-stage modulating gas valve kit | Commercial gas dryer retrofitted with a two-stage modulating gas valve kit | Commercial gas dryer retrofitted with a two-stage modulating gas valve kit | Commercial gas dryer retrofitted with a two-stage modulating gas valve kit | Commercial gas dryer retrofitted with a two-stage modulating gas valve kit | Commercial gas dryer retrofitted with a two-stage modulating gas valve kit | Commercial gas dryer retrofitted with a two-stage modulating gas valve kit | Commercial gas dryer retrofitted with a two-stage modulating gas valve kit | Commercial gas dryer retrofitted with a two-stage modulating gas valve kit | Commercial gas dryer retrofitted with a two-stage modulating gas valve kit | Commercial gas dryer retrofitted with a two-stage modulating gas valve kit | Commercial gas dryer retrofitted with a two-stage modulating gas valve kit | Commercial gas dryer retrofitted with a two-stage modulating gas valve kit | Commercial gas dryer retrofitted with a two-stage modulating gas valve kit | Commercial gas dryer retrofitted with a two-stage modulating gas valve kit | Commercial gas dryer retrofitted with a two-stage modulating gas valve kit | Commercial gas dryer retrofitted with a two-stage modulating gas valve kit | Commercial gas dryer retrofitted with a two-stage modulating gas valve kit | Commercial gas dryer retrofitted with a two-stage modulating gas valve kit | 799.6811 | 799.6811 | 799.6811 | 799.6811 | 799.6811 | 799.6811 | 799.6811 | 799.6811 | 799.6811 | 799.6811 | 799.6811 | 799.6811 | 799.6811 | 799.6811 | 799.6811 | 799.6811 | 799.6811 | 799.6811 | 799.6811 | 799.6811 | 799.6811 | 799.6811 | 799.6811 | 799.6811 | 799.6811 | 799.6811 | 799.6811 | 799.6811 | 4.7979 | 4.7979 | 4.7979 | 4.7979 | 4.7979 | 4.7979 | 4.7979 | 4.7979 | 4.7979 | 4.7979 | 4.7979 | 4.7979 | 4.7979 | 4.7979 | 4.7979 | 4.7979 | 4.7979 | 4.7979 | 4.7979 | 4.7979 | 4.7979 | 4.7979 | 4.7979 | 4.7979 | 4.7979 | 4.7979 | 4.7979 | 4.7979 | 0 | 0 | 0 | 0 | 0 | 0 | 0 | 0 | 0 | 0 | 0 | 0 | 0 | 0 | 0 | 0 | 0 | 0 | 0 | 0 | 0 | 0 | 0 | 0 | 0 | 0 | 0 | 0 | 0 | 0 | 0 | 0 | 0 | 0 | 0 | 0 | 0 | 0 | 0 | 0 | 0 | 0 | 0 | 0 | 0 | 0 | 0 | 0 | 0 | 0 | 0 | 0 | 0 | 0 | 0 | 0 | 0 | 0 | 0 | 0 | 0 | 0 | 0 | 0 | 0 | 0 | 0 | 0 | 0 | 0 | 0 | 0 | 0 | 0 | 0 | 0 | 0 | 0 | 0 | 0 | 0 | 0 | 0 | 0 | 0 | 0
Advanced New Construction Designs_Office_Existing_Not Applicable Segment or Vintage | Advanced New Construction Designs_Office_Existing | Advanced New Construction Designs_Commercial_Existing_Not Applicable Segment or Vintage_Not Applicable Segment or Vintage | Commercial | Office | Existing | Water Heating | Natural Gas | Advanced New Construction Designs | NEQ | Not Applicable Segment or Vintage | 20 | 20 | 20 | 0 | 0 | 0 | 0.25 | 0.75 | RetroEven20 | 0.03333333333333333 | TBD | A | WCM46 | 0.7 | 0.42 | sqft | 0.0321 | 0 | 0 | 0 | 0 | Not Applicable Segment or Vintage | Not Applicable Segment or Vintage | Not Applicable Segment or Vintage | 0 | 0 | 0 | Not Applicable Segment or Vintage | Not Applicable Segment or Vintage | Not Applicable Segment or Vintage | Not Applicable Segment or Vintage | Not Applicable Segment or Vintage | Not Applicable Segment or Vintage | Not Applicable Segment or Vintage | Not Applicable Segment or Vintage | Not Applicable Segment or Vintage | Not Applicable Segment or Vintage | Not Applicable Segment or Vintage | Not Applicable Segment or Vintage | Not Applicable Segment or Vintage | Not Applicable Segment or Vintage | Not Applicable Segment or Vintage | Not Applicable Segment or Vintage | Not Applicable Segment or Vintage | Not Applicable Segment or Vintage | Not Applicable Segment or Vintage | Not Applicable Segment or Vintage | Not Applicable Segment or Vintage | Not Applicable Segment or Vintage | Not Applicable Segment or Vintage | Not Applicable Segment or Vintage | Not Applicable Segment or Vintage | Not Applicable Segment or Vintage | Not Applicable Segment or Vintage | Not Applicable Segment or Vintage | 0 | 0 | 0 | 0 | 0 | 0 | 0 | 0 | 0 | 0 | 0 | 0 | 0 | 0 | 0 | 0 | 0 | 0 | 0 | 0 | 0 | 0 | 0 | 0 | 0 | 0 | 0 | 0 | 0 | 0 | 0 | 0 | 0 | 0 | 0 | 0 | 0 | 0 | 0 | 0 | 0 | 0 | 0 | 0 | 0 | 0 | 0 | 0 | 0 | 0 | 0 | 0 | 0 | 0 | 0 | 0 | 0 | 0 | 0 | 1088883.5621629453 | 1088883.5621629453 | 1088883.5621629455 | 1088883.5621629455 | 1088883.5621629453 | 1088883.5621629453 | 1088883.5621629453 | 1088883.5621629455 | 1088883.5621629455 | 1088883.5621629453 | 1088883.5621629455 | 1088883.5621629457 | 1088883.5621629453 | 1088883.5621629455 | 1088883.5621629457 | 1088883.562162945 | 1088883.5621629453 | 1088883.562162945 | 1088883.5621629453 | 725922.3747752967 | 0 | 0 | 0 | 0 | 0 | 0 | 0 | 0 | 1088883.5621629453 | 2177767.1243258906 | 3266650.686488836 | 4355534.248651782 | 5444417.810814727 | 6533301.372977672 | 7622184.935140617 | 8711068.497303562 | 9799952.059466507 | 10888835.621629452 | 11977719.183792397 | 13066602.745955342 | 14155486.308118287 | 15244369.870281233 | 16333253.432444178 | 17422136.99460712 | 18511020.556770068 | 19599904.118933015 | 20688787.68109596 | 21414710.05587126 | 21414710.05587126 | 21414710.05587126 | 21414710.05587126 | 21414710.05587126 | 21414710.05587126 | Not Applicable Segment or Vintage | Not Applicable Segment or Vintage | Not Applicable Segment or Vintage | Not Applicable Segment or Vintage | Not Applicable Segment or Vintage | Not Applicable Segment or Vintage | Not Applicable Segment or Vintage | Not Applicable Segment or Vintage | Not Applicable Segment or Vintage | Not Applicable Segment or Vintage | Not Applicable Segment or Vintage | Not Applicable Segment or Vintage | Not Applicable Segment or Vintage | Not Applicable Segment or Vintage | Not Applicable Segment or Vintage | Not Applicable Segment or Vintage | Not Applicable Segment or Vintage | Not Applicable Segment or Vintage | Not Applicable Segment or Vintage | Not Applicable Segment or Vintage | Not Applicable Segment or Vintage | Not Applicable Segment or Vintage | Not Applicable Segment or Vintage | Not Applicable Segment or Vintage | Not Applicable Segment or Vintage | Not Applicable Segment or Vintage | Not Applicable Segment or Vintage | Not Applicable Segment or Vintage | 0 | 0 | 0 | 0 | 0 | 0 | 0 | 0 | 0 | 0 | 0 | 0 | 0 | 0 | 0 | 0 | 0 | 0 | 0 | 0 | 0 | 0 | 0 | 0 | 0 | 0 | 0 | 0 | 0 | 0 | 0 | 0 | 0 | 0 | 0 | 0 | 0 | 0 | 0 | 0 | 0 | 0 | 0 | 0 | 0 | 0 | 0 | 0 | 0 | 0 | 0 | 0 | 0 | 0 | 0 | 0 | 0 | 0 | 0 | 0 | 0 | 0 | 0 | 0 | 0 | 0 | 0 | 0 | 0 | 0 | 0 | 0 | 0 | 0 | 0 | 0 | 0 | 0 | 0 | 0 | 0 | 0 | 0 | 0 | 0 | 0 | 0 | 0 | 0 | 0 | 0 | 0 | 0 | 0 | 0 | 0 | 0 | 0 | 0 | 0 | 0 | 0 | 0 | 0 | 0 | 0 | 0 | 0 | 0 | 0 | 0 | 0 | 0 | 0 | 0 | 0 | 0 | 0 | 0 | 0 | 0 | 0 | 0 | 0 | 0 | 0 | 0 | 0 | 0 | 0 | 0 | 0 | 0 | 0 | 0 | 0 | 0 | 0 | 0 | 0 | 0 | 0 | 0 | 0 | 0 | 0 | 0 | 0 | 0 | 0 | 0 | 0 | 0 | 0 | 0 | 0 | 0 | 0 | 0 | 0 | 0 | 0 | 0 | 0 | 0 | 0 | 0 | 0 | Not Applicable Segment or Vintage | Not Applicable Segment or Vintage | Not Applicable Segment or Vintage | Not Applicable Segment or Vintage | Not Applicable Segment or Vintage | Not Applicable Segment or Vintage | Not Applicable Segment or Vintage | Not Applicable Segment or Vintage | Not Applicable Segment or Vintage | Not Applicable Segment or Vintage | Not Applicable Segment or Vintage | Not Applicable Segment or Vintage | Not Applicable Segment or Vintage | Not Applicable Segment or Vintage | Not Applicable Segment or Vintage | Not Applicable Segment or Vintage | Not Applicable Segment or Vintage | Not Applicable Segment or Vintage | Not Applicable Segment or Vintage | Not Applicable Segment or Vintage | Not Applicable Segment or Vintage | Not Applicable Segment or Vintage | Not Applicable Segment or Vintage | Not Applicable Segment or Vintage | Not Applicable Segment or Vintage | Not Applicable Segment or Vintage | Not Applicable Segment or Vintage | Not Applicable Segment or Vintage | 0 | 0 | 0 | 0 | 0 | 0 | 0 | 0 | 0 | 0 | 0 | 0 | 0 | 0 | 0 | 0 | 0 | 0 | 0 | 0 | 0 | 0 | 0 | 0 | 0 | 0 | 0 | 0 | 0 | 0 | 0 | 0 | 0 | 0 | 0 | 0 | 0 | 0 | 0 | 0 | 0 | 0 | 0 | 0 | 0 | 0 | 0 | 0 | 0 | 0 | 0 | 0 | 0 | 0 | 0 | 0 | 0 | 0 | 0 | 0 | 0 | 0 | 0 | 0 | 0 | 0 | 0 | 0 | 0 | 0 | 0 | 0 | 0 | 0 | 0 | 0 | 0 | 0 | 0 | 0 | 0 | 0 | 0 | 0 | 0 | 0 | 0 | 0 | 0 | 0 | 0 | 0 | 0 | 0 | 0 | 0 | 0 | 0 | 0 | 0 | 0 | 0 | 0 | 0 | 0 | 0 | 0 | 0 | 0 | 0 | 0 | 0 | 0 | 0 | 0 | 0 | 0 | 0 | 0 | 0 | 0 | 0 | 0 | 0 | 0 | 0 | 0 | 0 | 0 | 0 | 0 | 0 | 0 | 0 | 0 | 0 | 0 | 0 | 0 | 0 | 0 | 0
Commercial Laundry - Ozone Treatment_Office_Existing_Not Applicable Segment or Vintage | Commercial Laundry - Ozone Treatment_Office_Existing | Commercial Laundry - Ozone Treatment_Commercial_Existing_Not Applicable Segment or Vintage_Not Applicable Segment or Vintage | Commercial | Office | Existing | Water Heating | Natural Gas | Commercial Laundry - Ozone Treatment | NEQ | Not Applicable Segment or Vintage | 10 | 10 | 10 | 0 | 0 | 0 | 0 | 0 | Retro5Med | 8.35569166605469E-06 | TBD | A | WCM37 | 0.7 | 0.42 | sqft | 0.0321 | 0 | 0 | 0 | 0 | Not Applicable Segment or Vintage | Not Applicable Segment or Vintage | Not Applicable Segment or Vintage | 0 | 0 | 0 | Not Applicable Segment or Vintage | Not Applicable Segment or Vintage | Not Applicable Segment or Vintage | Not Applicable Segment or Vintage | Not Applicable Segment or Vintage | Not Applicable Segment or Vintage | Not Applicable Segment or Vintage | Not Applicable Segment or Vintage | Not Applicable Segment or Vintage | Not Applicable Segment or Vintage | Not Applicable Segment or Vintage | Not Applicable Segment or Vintage | Not Applicable Segment or Vintage | Not Applicable Segment or Vintage | Not Applicable Segment or Vintage | Not Applicable Segment or Vintage | Not Applicable Segment or Vintage | Not Applicable Segment or Vintage | Not Applicable Segment or Vintage | Not Applicable Segment or Vintage | Not Applicable Segment or Vintage | Not Applicable Segment or Vintage | Not Applicable Segment or Vintage | Not Applicable Segment or Vintage | Not Applicable Segment or Vintage | Not Applicable Segment or Vintage | Not Applicable Segment or Vintage | Not Applicable Segment or Vintage | 0 | 0 | 0 | 0 | 0 | 0 | 0 | 0 | 0 | 0 | 0 | 0 | 0 | 0 | 0 | 0 | 0 | 0 | 0 | 0 | 0 | 0 | 0 | 0 | 0 | 0 | 0 | 0 | 0 | 0 | 0 | 0 | 0 | 0 | 0 | 0 | 0 | 0 | 0 | 0 | 0 | 0 | 0 | 0 | 0 | 0 | 0 | 0 | 0 | 0 | 0 | 0 | 0 | 0 | 0 | 0 | 0 | 0 | 0 | 0 | 0 | 0 | 0 | 0 | 0 | 0 | 0 | 0 | 0 | 0 | 0 | 0 | 0 | 0 | 0 | 0 | 0 | 0 | 0 | 0 | 0 | 0 | 0 | 0 | 0 | 0 | 0 | 0 | 0 | 0 | 0 | 0 | 0 | 0 | 0 | 0 | 0 | 0 | 0 | 0 | 0 | 0 | 0 | 0 | 0 | 0 | 0 | 0 | 0 | 0 | 0 | 0 | Not Applicable Segment or Vintage | Not Applicable Segment or Vintage | Not Applicable Segment or Vintage | Not Applicable Segment or Vintage | Not Applicable Segment or Vintage | Not Applicable Segment or Vintage | Not Applicable Segment or Vintage | Not Applicable Segment or Vintage | Not Applicable Segment or Vintage | Not Applicable Segment or Vintage | Not Applicable Segment or Vintage | Not Applicable Segment or Vintage | Not Applicable Segment or Vintage | Not Applicable Segment or Vintage | Not Applicable Segment or Vintage | Not Applicable Segment or Vintage | Not Applicable Segment or Vintage | Not Applicable Segment or Vintage | Not Applicable Segment or Vintage | Not Applicable Segment or Vintage | Not Applicable Segment or Vintage | Not Applicable Segment or Vintage | Not Applicable Segment or Vintage | Not Applicable Segment or Vintage | Not Applicable Segment or Vintage | Not Applicable Segment or Vintage | Not Applicable Segment or Vintage | Not Applicable Segment or Vintage | 0 | 0 | 0 | 0 | 0 | 0 | 0 | 0 | 0 | 0 | 0 | 0 | 0 | 0 | 0 | 0 | 0 | 0 | 0 | 0 | 0 | 0 | 0 | 0 | 0 | 0 | 0 | 0 | 0 | 0 | 0 | 0 | 0 | 0 | 0 | 0 | 0 | 0 | 0 | 0 | 0 | 0 | 0 | 0 | 0 | 0 | 0 | 0 | 0 | 0 | 0 | 0 | 0 | 0 | 0 | 0 | 0 | 0 | 0 | 0 | 0 | 0 | 0 | 0 | 0 | 0 | 0 | 0 | 0 | 0 | 0 | 0 | 0 | 0 | 0 | 0 | 0 | 0 | 0 | 0 | 0 | 0 | 0 | 0 | 0 | 0 | 0 | 0 | 0 | 0 | 0 | 0 | 0 | 0 | 0 | 0 | 0 | 0 | 0 | 0 | 0 | 0 | 0 | 0 | 0 | 0 | 0 | 0 | 0 | 0 | 0 | 0 | 0 | 0 | 0 | 0 | 0 | 0 | 0 | 0 | 0 | 0 | 0 | 0 | 0 | 0 | 0 | 0 | 0 | 0 | 0 | 0 | 0 | 0 | 0 | 0 | 0 | 0 | 0 | 0 | 0 | 0 | 0 | 0 | 0 | 0 | 0 | 0 | 0 | 0 | 0 | 0 | 0 | 0 | 0 | 0 | 0 | 0 | 0 | 0 | 0 | 0 | 0 | 0 | 0 | 0 | 0 | 0 | Not Applicable Segment or Vintage | Not Applicable Segment or Vintage | Not Applicable Segment or Vintage | Not Applicable Segment or Vintage | Not Applicable Segment or Vintage | Not Applicable Segment or Vintage | Not Applicable Segment or Vintage | Not Applicable Segment or Vintage | Not Applicable Segment or Vintage | Not Applicable Segment or Vintage | Not Applicable Segment or Vintage | Not Applicable Segment or Vintage | Not Applicable Segment or Vintage | Not Applicable Segment or Vintage | Not Applicable Segment or Vintage | Not Applicable Segment or Vintage | Not Applicable Segment or Vintage | Not Applicable Segment or Vintage | Not Applicable Segment or Vintage | Not Applicable Segment or Vintage | Not Applicable Segment or Vintage | Not Applicable Segment or Vintage | Not Applicable Segment or Vintage | Not Applicable Segment or Vintage | Not Applicable Segment or Vintage | Not Applicable Segment or Vintage | Not Applicable Segment or Vintage | Not Applicable Segment or Vintage | 0 | 0 | 0 | 0 | 0 | 0 | 0 | 0 | 0 | 0 | 0 | 0 | 0 | 0 | 0 | 0 | 0 | 0 | 0 | 0 | 0 | 0 | 0 | 0 | 0 | 0 | 0 | 0 | 0 | 0 | 0 | 0 | 0 | 0 | 0 | 0 | 0 | 0 | 0 | 0 | 0 | 0 | 0 | 0 | 0 | 0 | 0 | 0 | 0 | 0 | 0 | 0 | 0 | 0 | 0 | 0 | 0 | 0 | 0 | 0 | 0 | 0 | 0 | 0 | 0 | 0 | 0 | 0 | 0 | 0 | 0 | 0 | 0 | 0 | 0 | 0 | 0 | 0 | 0 | 0 | 0 | 0 | 0 | 0 | 0 | 0 | 0 | 0 | 0 | 0 | 0 | 0 | 0 | 0 | 0 | 0 | 0 | 0 | 0 | 0 | 0 | 0 | 0 | 0 | 0 | 0 | 0 | 0 | 0 | 0 | 0 | 0 | 0 | 0 | 0 | 0 | 0 | 0 | 0 | 0 | 0 | 0 | 0 | 0 | 0 | 0 | 0 | 0 | 0 | 0 | 0 | 0 | 0 | 0 | 0 | 0 | 0 | 0 | 0 | 0 | 0 | 0
Commercial Laundry - ENERGY STAR Washer (8.0)_Office_Existing_Not Applicable Segment or Vintage | Commercial Laundry - ENERGY STAR Washer (8.0)_Office_Existing | Commercial Laundry - ENERGY STAR Washer (8.0)_Commercial_Existing_Not Applicable Segment or Vintage_Not Applicable Segment or Vintage | Commercial | Office | Existing | Water Heating | Natural Gas | Commercial Laundry - ENERGY STAR Washer (8.0) | NEQ | Not Applicable Segment or Vintage | 7 | 7 | 7 | 0 | 0 | 0 | 0 | 0 | Retro5Med | 8.35569166605469E-06 | TBD | A | WCM38 | 0.7 | 0.42 | sqft | 0.0321 | 0 | 0 | 0 | 0 | Not Applicable Segment or Vintage | Not Applicable Segment or Vintage | Not Applicable Segment or Vintage | 0 | 0 | 0 | Not Applicable Segment or Vintage | Not Applicable Segment or Vintage | Not Applicable Segment or Vintage | Not Applicable Segment or Vintage | Not Applicable Segment or Vintage | Not Applicable Segment or Vintage | Not Applicable Segment or Vintage | Not Applicable Segment or Vintage | Not Applicable Segment or Vintage | Not Applicable Segment or Vintage | Not Applicable Segment or Vintage | Not Applicable Segment or Vintage | Not Applicable Segment or Vintage | Not Applicable Segment or Vintage | Not Applicable Segment or Vintage | Not Applicable Segment or Vintage | Not Applicable Segment or Vintage | Not Applicable Segment or Vintage | Not Applicable Segment or Vintage | Not Applicable Segment or Vintage | Not Applicable Segment or Vintage | Not Applicable Segment or Vintage | Not Applicable Segment or Vintage | Not Applicable Segment or Vintage | Not Applicable Segment or Vintage | Not Applicable Segment or Vintage | Not Applicable Segment or Vintage | Not Applicable Segment or Vintage | 0 | 0 | 0 | 0 | 0 | 0 | 0 | 0 | 0 | 0 | 0 | 0 | 0 | 0 | 0 | 0 | 0 | 0 | 0 | 0 | 0 | 0 | 0 | 0 | 0 | 0 | 0 | 0 | 0 | 0 | 0 | 0 | 0 | 0 | 0 | 0 | 0 | 0 | 0 | 0 | 0 | 0 | 0 | 0 | 0 | 0 | 0 | 0 | 0 | 0 | 0 | 0 | 0 | 0 | 0 | 0 | 0 | 0 | 0 | 0 | 0 | 0 | 0 | 0 | 0 | 0 | 0 | 0 | 0 | 0 | 0 | 0 | 0 | 0 | 0 | 0 | 0 | 0 | 0 | 0 | 0 | 0 | 0 | 0 | 0 | 0 | 0 | 0 | 0 | 0 | 0 | 0 | 0 | 0 | 0 | 0 | 0 | 0 | 0 | 0 | 0 | 0 | 0 | 0 | 0 | 0 | 0 | 0 | 0 | 0 | 0 | 0 | Not Applicable Segment or Vintage | Not Applicable Segment or Vintage | Not Applicable Segment or Vintage | Not Applicable Segment or Vintage | Not Applicable Segment or Vintage | Not Applicable Segment or Vintage | Not Applicable Segment or Vintage | Not Applicable Segment or Vintage | Not Applicable Segment or Vintage | Not Applicable Segment or Vintage | Not Applicable Segment or Vintage | Not Applicable Segment or Vintage | Not Applicable Segment or Vintage | Not Applicable Segment or Vintage | Not Applicable Segment or Vintage | Not Applicable Segment or Vintage | Not Applicable Segment or Vintage | Not Applicable Segment or Vintage | Not Applicable Segment or Vintage | Not Applicable Segment or Vintage | Not Applicable Segment or Vintage | Not Applicable Segment or Vintage | Not Applicable Segment or Vintage | Not Applicable Segment or Vintage | Not Applicable Segment or Vintage | Not Applicable Segment or Vintage | Not Applicable Segment or Vintage | Not Applicable Segment or Vintage | 0 | 0 | 0 | 0 | 0 | 0 | 0 | 0 | 0 | 0 | 0 | 0 | 0 | 0 | 0 | 0 | 0 | 0 | 0 | 0 | 0 | 0 | 0 | 0 | 0 | 0 | 0 | 0 | 0 | 0 | 0 | 0 | 0 | 0 | 0 | 0 | 0 | 0 | 0 | 0 | 0 | 0 | 0 | 0 | 0 | 0 | 0 | 0 | 0 | 0 | 0 | 0 | 0 | 0 | 0 | 0 | 0 | 0 | 0 | 0 | 0 | 0 | 0 | 0 | 0 | 0 | 0 | 0 | 0 | 0 | 0 | 0 | 0 | 0 | 0 | 0 | 0 | 0 | 0 | 0 | 0 | 0 | 0 | 0 | 0 | 0 | 0 | 0 | 0 | 0 | 0 | 0 | 0 | 0 | 0 | 0 | 0 | 0 | 0 | 0 | 0 | 0 | 0 | 0 | 0 | 0 | 0 | 0 | 0 | 0 | 0 | 0 | 0 | 0 | 0 | 0 | 0 | 0 | 0 | 0 | 0 | 0 | 0 | 0 | 0 | 0 | 0 | 0 | 0 | 0 | 0 | 0 | 0 | 0 | 0 | 0 | 0 | 0 | 0 | 0 | 0 | 0 | 0 | 0 | 0 | 0 | 0 | 0 | 0 | 0 | 0 | 0 | 0 | 0 | 0 | 0 | 0 | 0 | 0 | 0 | 0 | 0 | 0 | 0 | 0 | 0 | 0 | 0 | Not Applicable Segment or Vintage | Not Applicable Segment or Vintage | Not Applicable Segment or Vintage | Not Applicable Segment or Vintage | Not Applicable Segment or Vintage | Not Applicable Segment or Vintage | Not Applicable Segment or Vintage | Not Applicable Segment or Vintage | Not Applicable Segment or Vintage | Not Applicable Segment or Vintage | Not Applicable Segment or Vintage | Not Applicable Segment or Vintage | Not Applicable Segment or Vintage | Not Applicable Segment or Vintage | Not Applicable Segment or Vintage | Not Applicable Segment or Vintage | Not Applicable Segment or Vintage | Not Applicable Segment or Vintage | Not Applicable Segment or Vintage | Not Applicable Segment or Vintage | Not Applicable Segment or Vintage | Not Applicable Segment or Vintage | Not Applicable Segment or Vintage | Not Applicable Segment or Vintage | Not Applicable Segment or Vintage | Not Applicable Segment or Vintage | Not Applicable Segment or Vintage | Not Applicable Segment or Vintage | 0 | 0 | 0 | 0 | 0 | 0 | 0 | 0 | 0 | 0 | 0 | 0 | 0 | 0 | 0 | 0 | 0 | 0 | 0 | 0 | 0 | 0 | 0 | 0 | 0 | 0 | 0 | 0 | 0 | 0 | 0 | 0 | 0 | 0 | 0 | 0 | 0 | 0 | 0 | 0 | 0 | 0 | 0 | 0 | 0 | 0 | 0 | 0 | 0 | 0 | 0 | 0 | 0 | 0 | 0 | 0 | 0 | 0 | 0 | 0 | 0 | 0 | 0 | 0 | 0 | 0 | 0 | 0 | 0 | 0 | 0 | 0 | 0 | 0 | 0 | 0 | 0 | 0 | 0 | 0 | 0 | 0 | 0 | 0 | 0 | 0 | 0 | 0 | 0 | 0 | 0 | 0 | 0 | 0 | 0 | 0 | 0 | 0 | 0 | 0 | 0 | 0 | 0 | 0 | 0 | 0 | 0 | 0 | 0 | 0 | 0 | 0 | 0 | 0 | 0 | 0 | 0 | 0 | 0 | 0 | 0 | 0 | 0 | 0 | 0 | 0 | 0 | 0 | 0 | 0 | 0 | 0 | 0 | 0 | 0 | 0 | 0 | 0 | 0 | 0 | 0 | 0
Water Heater - Drainwater Heat Recovery_Office_New_DWHR unit retrofitted to the main drain which includes outlets from showers, sinks and other fixtures too. | Water Heater - Drainwater Heat Recovery_Office_New | Water Heater - Drainwater Heat Recovery_Commercial_New_Storage type water heater without DWHR devices_DWHR unit retrofitted to the main drain which includes outlets from showers, sinks and other fixtures too. | Commercial | Office | New | Water Heating | Natural Gas | Water Heater - Drainwater Heat Recovery | NEQ | Storage type water heater without DWHR devices | 30 | 30 | 30 | 1.436 | 0 | 0 | 0 | 0.25 | Retro1Slow | 0.012666666666666666 | TBD | A | WCM83 | 0.7 | 0.42 | showerhead | 0.0321 | 0 | 0 | 0 | 0 | IL TRM v12 - 5.4.11 - Drain Water Heat Recovery - RS-DHW-DWHR-V04-240101 | IL TRM v12 - 5.4.11 - Drain Water Heat Recovery - RS-DHW-DWHR-V04-240101 ¦ Cost adjusted for retrofit applications to account for expected increase in cost. | IL TRM v12 - 5.4.11 - Drain Water Heat Recovery - RS-DHW-DWHR-V04-240101 ¦ AEG adjusted with Regional Technical Forum research | 0 | 0 | 986.4961 | Storage type water heater without DWHR devices | Storage type water heater without DWHR devices | Storage type water heater without DWHR devices | Storage type water heater without DWHR devices | Storage type water heater without DWHR devices | Storage type water heater without DWHR devices | Storage type water heater without DWHR devices | Storage type water heater without DWHR devices | Storage type water heater without DWHR devices | Storage type water heater without DWHR devices | Storage type water heater without DWHR devices | Storage type water heater without DWHR devices | Storage type water heater without DWHR devices | Storage type water heater without DWHR devices | Storage type water heater without DWHR devices | Storage type water heater without DWHR devices | Storage type water heater without DWHR devices | Storage type water heater without DWHR devices | Storage type water heater without DWHR devices | Storage type water heater without DWHR devices | Storage type water heater without DWHR devices | Storage type water heater without DWHR devices | Storage type water heater without DWHR devices | Storage type water heater without DWHR devices | Storage type water heater without DWHR devices | Storage type water heater without DWHR devices | Storage type water heater without DWHR devices | Storage type water heater without DWHR devices | 0 | 0 | 0 | 0 | 0 | 0 | 0 | 0 | 0 | 0 | 0 | 0 | 0 | 0 | 0 | 0 | 0 | 0 | 0 | 0 | 0 | 0 | 0 | 0 | 0 | 0 | 0 | 0 | 0 | 0 | 0 | 0 | 0 | 0 | 0 | 0 | 0 | 0 | 0 | 0 | 0 | 0 | 0 | 0 | 0 | 0 | 0 | 0 | 0 | 0 | 0 | 0 | 0 | 0 | 0 | 0 | 0 | 0 | 0 | 0 | 0 | 0 | 0 | 0 | 0 | 0 | 0 | 0 | 0 | 0 | 0 | 0 | 0 | 0 | 0 | 0 | 0 | 0 | 0 | 0 | 0 | 0 | 0 | 0 | 0 | 0 | 0 | 0 | 0 | 0 | 0 | 0 | 0 | 0 | 0 | 0 | 0 | 0 | 0 | 0 | 0 | 0 | 0 | 0 | 0 | 0 | 0 | 0 | 0 | 0 | 0 | 0 | DWHR unit retrofitted to the main drain which includes outlets from showers, sinks and other fixtures too. | DWHR unit retrofitted to the main drain which includes outlets from showers, sinks and other fixtures too. | DWHR unit retrofitted to the main drain which includes outlets from showers, sinks and other fixtures too. | DWHR unit retrofitted to the main drain which includes outlets from showers, sinks and other fixtures too. | DWHR unit retrofitted to the main drain which includes outlets from showers, sinks and other fixtures too. | DWHR unit retrofitted to the main drain which includes outlets from showers, sinks and other fixtures too. | DWHR unit retrofitted to the main drain which includes outlets from showers, sinks and other fixtures too. | DWHR unit retrofitted to the main drain which includes outlets from showers, sinks and other fixtures too. | DWHR unit retrofitted to the main drain which includes outlets from showers, sinks and other fixtures too. | DWHR unit retrofitted to the main drain which includes outlets from showers, sinks and other fixtures too. | DWHR unit retrofitted to the main drain which includes outlets from showers, sinks and other fixtures too. | DWHR unit retrofitted to the main drain which includes outlets from showers, sinks and other fixtures too. | DWHR unit retrofitted to the main drain which includes outlets from showers, sinks and other fixtures too. | DWHR unit retrofitted to the main drain which includes outlets from showers, sinks and other fixtures too. | DWHR unit retrofitted to the main drain which includes outlets from showers, sinks and other fixtures too. | DWHR unit retrofitted to the main drain which includes outlets from showers, sinks and other fixtures too. | DWHR unit retrofitted to the main drain which includes outlets from showers, sinks and other fixtures too. | DWHR unit retrofitted to the main drain which includes outlets from showers, sinks and other fixtures too. | DWHR unit retrofitted to the main drain which includes outlets from showers, sinks and other fixtures too. | DWHR unit retrofitted to the main drain which includes outlets from showers, sinks and other fixtures too. | DWHR unit retrofitted to the main drain which includes outlets from showers, sinks and other fixtures too. | DWHR unit retrofitted to the main drain which includes outlets from showers, sinks and other fixtures too. | DWHR unit retrofitted to the main drain which includes outlets from showers, sinks and other fixtures too. | DWHR unit retrofitted to the main drain which includes outlets from showers, sinks and other fixtures too. | DWHR unit retrofitted to the main drain which includes outlets from showers, sinks and other fixtures too. | DWHR unit retrofitted to the main drain which includes outlets from showers, sinks and other fixtures too. | DWHR unit retrofitted to the main drain which includes outlets from showers, sinks and other fixtures too. | DWHR unit retrofitted to the main drain which includes outlets from showers, sinks and other fixtures too. | 986.4961 | 986.4961 | 986.4961 | 986.4961 | 986.4961 | 986.4961 | 986.4961 | 986.4961 | 986.4961 | 986.4961 | 986.4961 | 986.4961 | 986.4961 | 986.4961 | 986.4961 | 986.4961 | 986.4961 | 986.4961 | 986.4961 | 986.4961 | 986.4961 | 986.4961 | 986.4961 | 986.4961 | 986.4961 | 986.4961 | 986.4961 | 986.4961 | 1.436 | 1.436 | 1.436 | 1.436 | 1.436 | 1.436 | 1.436 | 1.436 | 1.436 | 1.436 | 1.436 | 1.436 | 1.436 | 1.436 | 1.436 | 1.436 | 1.436 | 1.436 | 1.436 | 1.436 | 1.436 | 1.436 | 1.436 | 1.436 | 1.436 | 1.436 | 1.436 | 1.436 | 0 | 0 | 0 | 0 | 0 | 0 | 0 | 0 | 0 | 0 | 0 | 0 | 0 | 0 | 0 | 0 | 0 | 0 | 0 | 0 | 0 | 0 | 0 | 0 | 0 | 0 | 0 | 0 | 0 | 0 | 0 | 0 | 0 | 0 | 0 | 0 | 0 | 0 | 0 | 0 | 0 | 0 | 0 | 0 | 0 | 0 | 0 | 0 | 0 | 0 | 0 | 0 | 0 | 0 | 0 | 0 | 0 | 0 | 0 | 0 | 0 | 0 | 0 | 0 | 0 | 0 | 0 | 0 | 0 | 0 | 0 | 0 | 0 | 0 | 0 | 0 | 0 | 0 | 0 | 0 | 0 | 0 | 0 | 0 | 0 | 0 | 0 | 0 | 0 | 0 | 0 | 0 | 0 | 0 | 0 | 0 | 0 | 0 | 0 | 0 | 0 | 0 | 0 | 0 | 0 | 0 | 0 | 0 | 0 | 0 | 0 | 0 | DWHR unit retrofitted to the main drain which includes outlets from showers, sinks and other fixtures too. | DWHR unit retrofitted to the main drain which includes outlets from showers, sinks and other fixtures too. | DWHR unit retrofitted to the main drain which includes outlets from showers, sinks and other fixtures too. | DWHR unit retrofitted to the main drain which includes outlets from showers, sinks and other fixtures too. | DWHR unit retrofitted to the main drain which includes outlets from showers, sinks and other fixtures too. | DWHR unit retrofitted to the main drain which includes outlets from showers, sinks and other fixtures too. | DWHR unit retrofitted to the main drain which includes outlets from showers, sinks and other fixtures too. | DWHR unit retrofitted to the main drain which includes outlets from showers, sinks and other fixtures too. | DWHR unit retrofitted to the main drain which includes outlets from showers, sinks and other fixtures too. | DWHR unit retrofitted to the main drain which includes outlets from showers, sinks and other fixtures too. | DWHR unit retrofitted to the main drain which includes outlets from showers, sinks and other fixtures too. | DWHR unit retrofitted to the main drain which includes outlets from showers, sinks and other fixtures too. | DWHR unit retrofitted to the main drain which includes outlets from showers, sinks and other fixtures too. | DWHR unit retrofitted to the main drain which includes outlets from showers, sinks and other fixtures too. | DWHR unit retrofitted to the main drain which includes outlets from showers, sinks and other fixtures too. | DWHR unit retrofitted to the main drain which includes outlets from showers, sinks and other fixtures too. | DWHR unit retrofitted to the main drain which includes outlets from showers, sinks and other fixtures too. | DWHR unit retrofitted to the main drain which includes outlets from showers, sinks and other fixtures too. | DWHR unit retrofitted to the main drain which includes outlets from showers, sinks and other fixtures too. | DWHR unit retrofitted to the main drain which includes outlets from showers, sinks and other fixtures too. | DWHR unit retrofitted to the main drain which includes outlets from showers, sinks and other fixtures too. | DWHR unit retrofitted to the main drain which includes outlets from showers, sinks and other fixtures too. | DWHR unit retrofitted to the main drain which includes outlets from showers, sinks and other fixtures too. | DWHR unit retrofitted to the main drain which includes outlets from showers, sinks and other fixtures too. | DWHR unit retrofitted to the main drain which includes outlets from showers, sinks and other fixtures too. | DWHR unit retrofitted to the main drain which includes outlets from showers, sinks and other fixtures too. | DWHR unit retrofitted to the main drain which includes outlets from showers, sinks and other fixtures too. | DWHR unit retrofitted to the main drain which includes outlets from showers, sinks and other fixtures too. | 986.4961 | 986.4961 | 986.4961 | 986.4961 | 986.4961 | 986.4961 | 986.4961 | 986.4961 | 986.4961 | 986.4961 | 986.4961 | 986.4961 | 986.4961 | 986.4961 | 986.4961 | 986.4961 | 986.4961 | 986.4961 | 986.4961 | 986.4961 | 986.4961 | 986.4961 | 986.4961 | 986.4961 | 986.4961 | 986.4961 | 986.4961 | 986.4961 | 1.436 | 1.436 | 1.436 | 1.436 | 1.436 | 1.436 | 1.436 | 1.436 | 1.436 | 1.436 | 1.436 | 1.436 | 1.436 | 1.436 | 1.436 | 1.436 | 1.436 | 1.436 | 1.436 | 1.436 | 1.436 | 1.436 | 1.436 | 1.436 | 1.436 | 1.436 | 1.436 | 1.436 | 0 | 0 | 0 | 0 | 0 | 0 | 0 | 0 | 0 | 0 | 0 | 0 | 0 | 0 | 0 | 0 | 0 | 0 | 0 | 0 | 0 | 0 | 0 | 0 | 0 | 0 | 0 | 0 | 0 | 0 | 0 | 0 | 0 | 0 | 0 | 0 | 0 | 0 | 0 | 0 | 0 | 0 | 0 | 0 | 0 | 0 | 0 | 0 | 0 | 0 | 0 | 0 | 0 | 0 | 0 | 0 | 0 | 0 | 0 | 0 | 0 | 0 | 0 | 0 | 0 | 0 | 0 | 0 | 0 | 0 | 0 | 0 | 0 | 0 | 0 | 0 | 0 | 0 | 0 | 0 | 0 | 0 | 0 | 0 | 0 | 0
Water Heater - Pipe Insulation_Office_New_Not Applicable Segment or Vintage | Water Heater - Pipe Insulation_Office_New | Water Heater - Pipe Insulation_Commercial_New_Not Applicable Segment or Vintage_Not Applicable Segment or Vintage | Commercial | Office | New | Water Heating | Natural Gas | Water Heater - Pipe Insulation | NEQ | Not Applicable Segment or Vintage | 15 | 15 | 15 | 0 | 0 | 0 | 0 | 0 | Retro3Slow | 0.004128203794943829 | TBD | A | WCM84 | 0.7 | 0.42 | sqft | 0.0321 | 0 | 0 | 0 | 0 | Not Applicable Segment or Vintage | Not Applicable Segment or Vintage | Not Applicable Segment or Vintage | 0 | 0 | 0 | Not Applicable Segment or Vintage | Not Applicable Segment or Vintage | Not Applicable Segment or Vintage | Not Applicable Segment or Vintage | Not Applicable Segment or Vintage | Not Applicable Segment or Vintage | Not Applicable Segment or Vintage | Not Applicable Segment or Vintage | Not Applicable Segment or Vintage | Not Applicable Segment or Vintage | Not Applicable Segment or Vintage | Not Applicable Segment or Vintage | Not Applicable Segment or Vintage | Not Applicable Segment or Vintage | Not Applicable Segment or Vintage | Not Applicable Segment or Vintage | Not Applicable Segment or Vintage | Not Applicable Segment or Vintage | Not Applicable Segment or Vintage | Not Applicable Segment or Vintage | Not Applicable Segment or Vintage | Not Applicable Segment or Vintage | Not Applicable Segment or Vintage | Not Applicable Segment or Vintage | Not Applicable Segment or Vintage | Not Applicable Segment or Vintage | Not Applicable Segment or Vintage | Not Applicable Segment or Vintage | 0 | 0 | 0 | 0 | 0 | 0 | 0 | 0 | 0 | 0 | 0 | 0 | 0 | 0 | 0 | 0 | 0 | 0 | 0 | 0 | 0 | 0 | 0 | 0 | 0 | 0 | 0 | 0 | 0 | 0 | 0 | 0 | 0 | 0 | 0 | 0 | 0 | 0 | 0 | 0 | 0 | 0 | 0 | 0 | 0 | 0 | 0 | 0 | 0 | 0 | 0 | 0 | 0 | 0 | 0 | 0 | 0 | 0 | 0 | 0 | 0 | 0 | 0 | 0 | 0 | 0 | 0 | 0 | 0 | 0 | 0 | 0 | 0 | 0 | 0 | 0 | 0 | 0 | 0 | 0 | 0 | 0 | 0 | 0 | 0 | 0 | 0 | 0 | 0 | 0 | 0 | 0 | 0 | 0 | 0 | 0 | 0 | 0 | 0 | 0 | 0 | 0 | 0 | 0 | 0 | 0 | 0 | 0 | 0 | 0 | 0 | 0 | Not Applicable Segment or Vintage | Not Applicable Segment or Vintage | Not Applicable Segment or Vintage | Not Applicable Segment or Vintage | Not Applicable Segment or Vintage | Not Applicable Segment or Vintage | Not Applicable Segment or Vintage | Not Applicable Segment or Vintage | Not Applicable Segment or Vintage | Not Applicable Segment or Vintage | Not Applicable Segment or Vintage | Not Applicable Segment or Vintage | Not Applicable Segment or Vintage | Not Applicable Segment or Vintage | Not Applicable Segment or Vintage | Not Applicable Segment or Vintage | Not Applicable Segment or Vintage | Not Applicable Segment or Vintage | Not Applicable Segment or Vintage | Not Applicable Segment or Vintage | Not Applicable Segment or Vintage | Not Applicable Segment or Vintage | Not Applicable Segment or Vintage | Not Applicable Segment or Vintage | Not Applicable Segment or Vintage | Not Applicable Segment or Vintage | Not Applicable Segment or Vintage | Not Applicable Segment or Vintage | 0 | 0 | 0 | 0 | 0 | 0 | 0 | 0 | 0 | 0 | 0 | 0 | 0 | 0 | 0 | 0 | 0 | 0 | 0 | 0 | 0 | 0 | 0 | 0 | 0 | 0 | 0 | 0 | 0 | 0 | 0 | 0 | 0 | 0 | 0 | 0 | 0 | 0 | 0 | 0 | 0 | 0 | 0 | 0 | 0 | 0 | 0 | 0 | 0 | 0 | 0 | 0 | 0 | 0 | 0 | 0 | 0 | 0 | 0 | 0 | 0 | 0 | 0 | 0 | 0 | 0 | 0 | 0 | 0 | 0 | 0 | 0 | 0 | 0 | 0 | 0 | 0 | 0 | 0 | 0 | 0 | 0 | 0 | 0 | 0 | 0 | 0 | 0 | 0 | 0 | 0 | 0 | 0 | 0 | 0 | 0 | 0 | 0 | 0 | 0 | 0 | 0 | 0 | 0 | 0 | 0 | 0 | 0 | 0 | 0 | 0 | 0 | 0 | 0 | 0 | 0 | 0 | 0 | 0 | 0 | 0 | 0 | 0 | 0 | 0 | 0 | 0 | 0 | 0 | 0 | 0 | 0 | 0 | 0 | 0 | 0 | 0 | 0 | 0 | 0 | 0 | 0 | 0 | 0 | 0 | 0 | 0 | 0 | 0 | 0 | 0 | 0 | 0 | 0 | 0 | 0 | 0 | 0 | 0 | 0 | 0 | 0 | 0 | 0 | 0 | 0 | 0 | 0 | Not Applicable Segment or Vintage | Not Applicable Segment or Vintage | Not Applicable Segment or Vintage | Not Applicable Segment or Vintage | Not Applicable Segment or Vintage | Not Applicable Segment or Vintage | Not Applicable Segment or Vintage | Not Applicable Segment or Vintage | Not Applicable Segment or Vintage | Not Applicable Segment or Vintage | Not Applicable Segment or Vintage | Not Applicable Segment or Vintage | Not Applicable Segment or Vintage | Not Applicable Segment or Vintage | Not Applicable Segment or Vintage | Not Applicable Segment or Vintage | Not Applicable Segment or Vintage | Not Applicable Segment or Vintage | Not Applicable Segment or Vintage | Not Applicable Segment or Vintage | Not Applicable Segment or Vintage | Not Applicable Segment or Vintage | Not Applicable Segment or Vintage | Not Applicable Segment or Vintage | Not Applicable Segment or Vintage | Not Applicable Segment or Vintage | Not Applicable Segment or Vintage | Not Applicable Segment or Vintage | 0 | 0 | 0 | 0 | 0 | 0 | 0 | 0 | 0 | 0 | 0 | 0 | 0 | 0 | 0 | 0 | 0 | 0 | 0 | 0 | 0 | 0 | 0 | 0 | 0 | 0 | 0 | 0 | 0 | 0 | 0 | 0 | 0 | 0 | 0 | 0 | 0 | 0 | 0 | 0 | 0 | 0 | 0 | 0 | 0 | 0 | 0 | 0 | 0 | 0 | 0 | 0 | 0 | 0 | 0 | 0 | 0 | 0 | 0 | 0 | 0 | 0 | 0 | 0 | 0 | 0 | 0 | 0 | 0 | 0 | 0 | 0 | 0 | 0 | 0 | 0 | 0 | 0 | 0 | 0 | 0 | 0 | 0 | 0 | 0 | 0 | 0 | 0 | 0 | 0 | 0 | 0 | 0 | 0 | 0 | 0 | 0 | 0 | 0 | 0 | 0 | 0 | 0 | 0 | 0 | 0 | 0 | 0 | 0 | 0 | 0 | 0 | 0 | 0 | 0 | 0 | 0 | 0 | 0 | 0 | 0 | 0 | 0 | 0 | 0 | 0 | 0 | 0 | 0 | 0 | 0 | 0 | 0 | 0 | 0 | 0 | 0 | 0 | 0 | 0 | 0 | 0
Water Heater - Thermostatic Shower Restriction Valve_Office_New_Showerhead with restrictor valve | Water Heater - Thermostatic Shower Restriction Valve_Office_New | Water Heater - Thermostatic Shower Restriction Valve_Commercial_New_Typical showerhead without valve_Showerhead with restrictor valve | Commercial | Office | New | Water Heating | Natural Gas | Water Heater - Thermostatic Shower Restriction Valve | NEQ | Typical showerhead without valve | 6 | 6 | 6 | 1.8 | 0 | 0 | 0.0004 | 0.02 | Retro12Med | 3.879925052500492E-06 | TBD | A | WCM81 | 0.7 | 0.42 | showerhead | 0.0321 | 0 | 0 | 0 | 0 | Regional Technical Forum. Thermostatic Shower Restriction Valve - UES Workbook, Version 6.1. Northwest Power and Conservation Council. August 29, 2023 | Regional Technical Forum. Thermostatic Shower Restriction Valve - UES Workbook, Version 6.1. Northwest Power and Conservation Council. August 29, 2023 | Regional Technical Forum. Thermostatic Shower Restriction Valve - UES Workbook, Version 6.1. Northwest Power and Conservation Council. August 29, 2023 | 0 | 0 | 34.4397 | Typical showerhead without valve | Typical showerhead without valve | Typical showerhead without valve | Typical showerhead without valve | Typical showerhead without valve | Typical showerhead without valve | Typical showerhead without valve | Typical showerhead without valve | Typical showerhead without valve | Typical showerhead without valve | Typical showerhead without valve | Typical showerhead without valve | Typical showerhead without valve | Typical showerhead without valve | Typical showerhead without valve | Typical showerhead without valve | Typical showerhead without valve | Typical showerhead without valve | Typical showerhead without valve | Typical showerhead without valve | Typical showerhead without valve | Typical showerhead without valve | Typical showerhead without valve | Typical showerhead without valve | Typical showerhead without valve | Typical showerhead without valve | Typical showerhead without valve | Typical showerhead without valve | 0 | 0 | 0 | 0 | 0 | 0 | 0 | 0 | 0 | 0 | 0 | 0 | 0 | 0 | 0 | 0 | 0 | 0 | 0 | 0 | 0 | 0 | 0 | 0 | 0 | 0 | 0 | 0 | 0 | 0 | 0 | 0 | 0 | 0 | 0 | 0 | 0 | 0 | 0 | 0 | 0 | 0 | 0 | 0 | 0 | 0 | 0 | 0 | 0 | 0 | 0 | 0 | 0 | 0 | 0 | 0 | 0 | 0 | 0 | 0 | 0 | 0 | 0 | 0 | 0 | 0 | 0 | 0 | 0 | 0 | 0 | 0 | 0 | 0 | 0 | 0 | 0 | 0 | 0 | 0 | 0 | 0 | 0 | 0 | 0 | 0 | 0 | 0 | 0 | 0 | 0 | 0 | 0 | 0 | 0 | 0 | 0 | 0 | 0 | 0 | 0 | 0 | 0 | 0 | 0 | 0 | 0 | 0 | 0 | 0 | 0 | 0 | Showerhead with restrictor valve | Showerhead with restrictor valve | Showerhead with restrictor valve | Showerhead with restrictor valve | Showerhead with restrictor valve | Showerhead with restrictor valve | Showerhead with restrictor valve | Showerhead with restrictor valve | Showerhead with restrictor valve | Showerhead with restrictor valve | Showerhead with restrictor valve | Showerhead with restrictor valve | Showerhead with restrictor valve | Showerhead with restrictor valve | Showerhead with restrictor valve | Showerhead with restrictor valve | Showerhead with restrictor valve | Showerhead with restrictor valve | Showerhead with restrictor valve | Showerhead with restrictor valve | Showerhead with restrictor valve | Showerhead with restrictor valve | Showerhead with restrictor valve | Showerhead with restrictor valve | Showerhead with restrictor valve | Showerhead with restrictor valve | Showerhead with restrictor valve | Showerhead with restrictor valve | 34.4397 | 34.4397 | 34.4397 | 34.4397 | 34.4397 | 34.4397 | 34.4397 | 34.4397 | 34.4397 | 34.4397 | 34.4397 | 34.4397 | 34.4397 | 34.4397 | 34.4397 | 34.4397 | 34.4397 | 34.4397 | 34.4397 | 34.4397 | 34.4397 | 34.4397 | 34.4397 | 34.4397 | 34.4397 | 34.4397 | 34.4397 | 34.4397 | 1.8 | 1.8 | 1.8 | 1.8 | 1.8 | 1.8 | 1.8 | 1.8 | 1.8 | 1.8 | 1.8 | 1.8 | 1.8 | 1.8 | 1.8 | 1.8 | 1.8 | 1.8 | 1.8 | 1.8 | 1.8 | 1.8 | 1.8 | 1.8 | 1.8 | 1.8 | 1.8 | 1.8 | 0 | 0 | 0 | 0 | 0 | 0 | 0 | 0 | 0 | 0 | 0 | 0 | 0 | 0 | 0 | 0 | 0 | 0 | 0 | 0 | 0 | 0 | 0 | 0 | 0 | 0 | 0 | 0 | 0 | 0 | 0 | 0 | 0 | 0 | 0 | 0 | 0 | 0 | 0 | 0 | 0 | 0 | 0 | 0 | 0 | 0 | 0 | 0 | 0 | 0 | 0 | 0 | 0 | 0 | 0 | 0 | 0 | 0 | 0 | 0 | 0 | 0 | 0 | 0 | 0 | 0 | 0 | 0 | 0 | 0 | 0 | 0 | 0 | 0 | 0 | 0 | 0 | 0 | 0 | 0 | 0 | 0 | 0 | 0 | 0 | 0 | 0 | 0 | 0 | 0 | 0 | 0 | 0 | 0 | 0 | 0 | 0 | 0 | 0 | 0 | 0 | 0 | 0 | 0 | 0 | 0 | 0 | 0 | 0 | 0 | 0 | 0 | Showerhead with restrictor valve | Showerhead with restrictor valve | Showerhead with restrictor valve | Showerhead with restrictor valve | Showerhead with restrictor valve | Showerhead with restrictor valve | Showerhead with restrictor valve | Showerhead with restrictor valve | Showerhead with restrictor valve | Showerhead with restrictor valve | Showerhead with restrictor valve | Showerhead with restrictor valve | Showerhead with restrictor valve | Showerhead with restrictor valve | Showerhead with restrictor valve | Showerhead with restrictor valve | Showerhead with restrictor valve | Showerhead with restrictor valve | Showerhead with restrictor valve | Showerhead with restrictor valve | Showerhead with restrictor valve | Showerhead with restrictor valve | Showerhead with restrictor valve | Showerhead with restrictor valve | Showerhead with restrictor valve | Showerhead with restrictor valve | Showerhead with restrictor valve | Showerhead with restrictor valve | 34.4397 | 34.4397 | 34.4397 | 34.4397 | 34.4397 | 34.4397 | 34.4397 | 34.4397 | 34.4397 | 34.4397 | 34.4397 | 34.4397 | 34.4397 | 34.4397 | 34.4397 | 34.4397 | 34.4397 | 34.4397 | 34.4397 | 34.4397 | 34.4397 | 34.4397 | 34.4397 | 34.4397 | 34.4397 | 34.4397 | 34.4397 | 34.4397 | 1.8 | 1.8 | 1.8 | 1.8 | 1.8 | 1.8 | 1.8 | 1.8 | 1.8 | 1.8 | 1.8 | 1.8 | 1.8 | 1.8 | 1.8 | 1.8 | 1.8 | 1.8 | 1.8 | 1.8 | 1.8 | 1.8 | 1.8 | 1.8 | 1.8 | 1.8 | 1.8 | 1.8 | 0 | 0 | 0 | 0 | 0 | 0 | 0 | 0 | 0 | 0 | 0 | 0 | 0 | 0 | 0 | 0 | 0 | 0 | 0 | 0 | 0 | 0 | 0 | 0 | 0 | 0 | 0 | 0 | 0 | 0 | 0 | 0 | 0 | 0 | 0 | 0 | 0 | 0 | 0 | 0 | 0 | 0 | 0 | 0 | 0 | 0 | 0 | 0 | 0 | 0 | 0 | 0 | 0 | 0 | 0 | 0 | 0 | 0 | 0 | 0 | 0 | 0 | 0 | 0 | 0 | 0 | 0 | 0 | 0 | 0 | 0 | 0 | 0 | 0 | 0 | 0 | 0 | 0 | 0 | 0 | 0 | 0 | 0 | 0 | 0 | 0
Advanced New Construction Designs_Office_New_Advanced new construction buildings exceeding ASHRAE 90.1 requirements using integrated design approach. | Advanced New Construction Designs_Office_New | Advanced New Construction Designs_Commercial_New_New construction building meeting current code._Advanced new construction buildings exceeding ASHRAE 90.1 requirements using integrated design approach. | Commercial | Office | New | Water Heating | Natural Gas | Advanced New Construction Designs | NEQ | New construction building meeting current code. | 30 | 30 | 30 | 0 | 0 | 0 | 0.25 | 0.75 | RetroEven20 | 0.03333333333333333 | TBD | A | WCM96 | 0.7 | 0.42 | sqft cond | 0.0321 | 0 | 0 | 0 | 0 | Pacific Northwest National Laboratory. Expanded Energy Credits in Energy Codes. PNNL-31572. July 2021. | The Technical Feasibility of Zero Net Energy Buildings in California, CALMAC Study ID - PGE0326.01. December 2012. | Pacific Northwest National Laboratory. Expanded Energy Credits in Energy Codes. PNNL-31572. July 2021. | 0 | 0 | 4.4221 | New construction building meeting current code. | New construction building meeting current code. | New construction building meeting current code. | New construction building meeting current code. | New construction building meeting current code. | New construction building meeting current code. | New construction building meeting current code. | New construction building meeting current code. | New construction building meeting current code. | New construction building meeting current code. | New construction building meeting current code. | New construction building meeting current code. | New construction building meeting current code. | New construction building meeting current code. | New construction building meeting current code. | New construction building meeting current code. | New construction building meeting current code. | New construction building meeting current code. | New construction building meeting current code. | New construction building meeting current code. | New construction building meeting current code. | New construction building meeting current code. | New construction building meeting current code. | New construction building meeting current code. | New construction building meeting current code. | New construction building meeting current code. | New construction building meeting current code. | New construction building meeting current code. | 0 | 0 | 0 | 0 | 0 | 0 | 0 | 0 | 0 | 0 | 0 | 0 | 0 | 0 | 0 | 0 | 0 | 0 | 0 | 0 | 0 | 0 | 0 | 0 | 0 | 0 | 0 | 0 | 0 | 0 | 0 | 0 | 0 | 0 | 0 | 0 | 0 | 0 | 0 | 0 | 0 | 0 | 0 | 0 | 0 | 0 | 0 | 0 | 0 | 0 | 0 | 0 | 0 | 0 | 0 | 0 | 0 | 0 | 0 | 0 | 0 | 0 | 0 | 0 | 0 | 0 | 0 | 0 | 0 | 0 | 0 | 0 | 0 | 0 | 0 | 0 | 0 | 0 | 0 | 0 | 0 | 0 | 0 | 0 | 0 | 0 | 0 | 0 | 0 | 0 | 0 | 0 | 0 | 0 | 0 | 0 | 0 | 0 | 0 | 0 | 0 | 0 | 0 | 0 | 0 | 0 | 0 | 0 | 0 | 0 | 0 | 0 | Advanced new construction buildings exceeding ASHRAE 90.1 requirements using integrated design approach. | Advanced new construction buildings exceeding ASHRAE 90.1 requirements using integrated design approach. | Advanced new construction buildings exceeding ASHRAE 90.1 requirements using integrated design approach. | Advanced new construction buildings exceeding ASHRAE 90.1 requirements using integrated design approach. | Advanced new construction buildings exceeding ASHRAE 90.1 requirements using integrated design approach. | Advanced new construction buildings exceeding ASHRAE 90.1 requirements using integrated design approach. | Advanced new construction buildings exceeding ASHRAE 90.1 requirements using integrated design approach. | Advanced new construction buildings exceeding ASHRAE 90.1 requirements using integrated design approach. | Advanced new construction buildings exceeding ASHRAE 90.1 requirements using integrated design approach. | Advanced new construction buildings exceeding ASHRAE 90.1 requirements using integrated design approach. | Advanced new construction buildings exceeding ASHRAE 90.1 requirements using integrated design approach. | Advanced new construction buildings exceeding ASHRAE 90.1 requirements using integrated design approach. | Advanced new construction buildings exceeding ASHRAE 90.1 requirements using integrated design approach. | Advanced new construction buildings exceeding ASHRAE 90.1 requirements using integrated design approach. | Advanced new construction buildings exceeding ASHRAE 90.1 requirements using integrated design approach. | Advanced new construction buildings exceeding ASHRAE 90.1 requirements using integrated design approach. | Advanced new construction buildings exceeding ASHRAE 90.1 requirements using integrated design approach. | Advanced new construction buildings exceeding ASHRAE 90.1 requirements using integrated design approach. | Advanced new construction buildings exceeding ASHRAE 90.1 requirements using integrated design approach. | Advanced new construction buildings exceeding ASHRAE 90.1 requirements using integrated design approach. | Advanced new construction buildings exceeding ASHRAE 90.1 requirements using integrated design approach. | Advanced new construction buildings exceeding ASHRAE 90.1 requirements using integrated design approach. | Advanced new construction buildings exceeding ASHRAE 90.1 requirements using integrated design approach. | Advanced new construction buildings exceeding ASHRAE 90.1 requirements using integrated design approach. | Advanced new construction buildings exceeding ASHRAE 90.1 requirements using integrated design approach. | Advanced new construction buildings exceeding ASHRAE 90.1 requirements using integrated design approach. | Advanced new construction buildings exceeding ASHRAE 90.1 requirements using integrated design approach. | Advanced new construction buildings exceeding ASHRAE 90.1 requirements using integrated design approach. | 4.4221 | 4.4221 | 4.4221 | 4.4221 | 4.4221 | 4.4221 | 4.4221 | 4.4221 | 4.4221 | 4.4221 | 4.4221 | 4.4221 | 4.4221 | 4.4221 | 4.4221 | 4.4221 | 4.4221 | 4.4221 | 4.4221 | 4.4221 | 4.4221 | 4.4221 | 4.4221 | 4.4221 | 4.4221 | 4.4221 | 4.4221 | 4.4221 | 0 | 0 | 0 | 0 | 0 | 0 | 0 | 0 | 0 | 0 | 0 | 0 | 0 | 0 | 0 | 0 | 0 | 0 | 0 | 0 | 0 | 0 | 0 | 0 | 0 | 0 | 0 | 0 | 0 | 0 | 0 | 0 | 0 | 0 | 0 | 0 | 0 | 0 | 0 | 0 | 0 | 0 | 0 | 0 | 0 | 0 | 0 | 0 | 0 | 0 | 0 | 0 | 0 | 0 | 0 | 0 | 0 | 0 | 0 | 0 | 0 | 0 | 0 | 0 | 0 | 0 | 0 | 0 | 0 | 0 | 0 | 0 | 0 | 0 | 0 | 0 | 0 | 0 | 0 | 0 | 0 | 0 | 0 | 0 | 0 | 0 | 0 | 0 | 0 | 0 | 0 | 0 | 0 | 0 | 0 | 0 | 0 | 0 | 0 | 0 | 0 | 0 | 0 | 0 | 0 | 0 | 0 | 0 | 0 | 0 | 0 | 0 | 0 | 0 | 0 | 0 | 0 | 0 | 0 | 0 | 0 | 0 | 0 | 0 | 0 | 0 | 0 | 0 | 0 | 0 | 0 | 0 | 0 | 0 | 0 | 0 | 0 | 0 | 0 | 0 | Advanced new construction buildings exceeding ASHRAE 90.1 requirements using integrated design approach. | Advanced new construction buildings exceeding ASHRAE 90.1 requirements using integrated design approach. | Advanced new construction buildings exceeding ASHRAE 90.1 requirements using integrated design approach. | Advanced new construction buildings exceeding ASHRAE 90.1 requirements using integrated design approach. | Advanced new construction buildings exceeding ASHRAE 90.1 requirements using integrated design approach. | Advanced new construction buildings exceeding ASHRAE 90.1 requirements using integrated design approach. | Advanced new construction buildings exceeding ASHRAE 90.1 requirements using integrated design approach. | Advanced new construction buildings exceeding ASHRAE 90.1 requirements using integrated design approach. | Advanced new construction buildings exceeding ASHRAE 90.1 requirements using integrated design approach. | Advanced new construction buildings exceeding ASHRAE 90.1 requirements using integrated design approach. | Advanced new construction buildings exceeding ASHRAE 90.1 requirements using integrated design approach. | Advanced new construction buildings exceeding ASHRAE 90.1 requirements using integrated design approach. | Advanced new construction buildings exceeding ASHRAE 90.1 requirements using integrated design approach. | Advanced new construction buildings exceeding ASHRAE 90.1 requirements using integrated design approach. | Advanced new construction buildings exceeding ASHRAE 90.1 requirements using integrated design approach. | Advanced new construction buildings exceeding ASHRAE 90.1 requirements using integrated design approach. | Advanced new construction buildings exceeding ASHRAE 90.1 requirements using integrated design approach. | Advanced new construction buildings exceeding ASHRAE 90.1 requirements using integrated design approach. | Advanced new construction buildings exceeding ASHRAE 90.1 requirements using integrated design approach. | Advanced new construction buildings exceeding ASHRAE 90.1 requirements using integrated design approach. | Advanced new construction buildings exceeding ASHRAE 90.1 requirements using integrated design approach. | Advanced new construction buildings exceeding ASHRAE 90.1 requirements using integrated design approach. | Advanced new construction buildings exceeding ASHRAE 90.1 requirements using integrated design approach. | Advanced new construction buildings exceeding ASHRAE 90.1 requirements using integrated design approach. | Advanced new construction buildings exceeding ASHRAE 90.1 requirements using integrated design approach. | Advanced new construction buildings exceeding ASHRAE 90.1 requirements using integrated design approach. | Advanced new construction buildings exceeding ASHRAE 90.1 requirements using integrated design approach. | Advanced new construction buildings exceeding ASHRAE 90.1 requirements using integrated design approach. | 4.4221 | 4.4221 | 4.4221 | 4.4221 | 4.4221 | 4.4221 | 4.4221 | 4.4221 | 4.4221 | 4.4221 | 4.4221 | 4.4221 | 4.4221 | 4.4221 | 4.4221 | 4.4221 | 4.4221 | 4.4221 | 4.4221 | 4.4221 | 4.4221 | 4.4221 | 4.4221 | 4.4221 | 4.4221 | 4.4221 | 4.4221 | 4.4221 | 0 | 0 | 0 | 0 | 0 | 0 | 0 | 0 | 0 | 0 | 0 | 0 | 0 | 0 | 0 | 0 | 0 | 0 | 0 | 0 | 0 | 0 | 0 | 0 | 0 | 0 | 0 | 0 | 0 | 0 | 0 | 0 | 0 | 0 | 0 | 0 | 0 | 0 | 0 | 0 | 0 | 0 | 0 | 0 | 0 | 0 | 0 | 0 | 0 | 0 | 0 | 0 | 0 | 0 | 0 | 0 | 0 | 0 | 0 | 0 | 0 | 0 | 0 | 0 | 0 | 0 | 0 | 0 | 0 | 0 | 0 | 0 | 0 | 0 | 0 | 0 | 0 | 0 | 0 | 0 | 0 | 0 | 0 | 0 | 0 | 0 | 0 | 0 | 0 | 0 | 0 | 0 | 0 | 0 | 0 | 0 | 0 | 0 | 0 | 0 | 0 | 0 | 0 | 0 | 0 | 0 | 0 | 0 | 0 | 0 | 0 | 0 | 0 | 0
Commercial Laundry - Ozone Treatment_Office_New_Not Applicable Segment or Vintage | Commercial Laundry - Ozone Treatment_Office_New | Commercial Laundry - Ozone Treatment_Commercial_New_Not Applicable Segment or Vintage_Not Applicable Segment or Vintage | Commercial | Office | New | Water Heating | Natural Gas | Commercial Laundry - Ozone Treatment | NEQ | Not Applicable Segment or Vintage | 10 | 10 | 10 | 0 | 0 | 0 | 0 | 0 | Retro5Med | 8.35569166605469E-06 | TBD | A | WCM87 | 0.7 | 0.42 | sqft | 0.0321 | 0 | 0 | 0 | 0 | Not Applicable Segment or Vintage | Not Applicable Segment or Vintage | Not Applicable Segment or Vintage | 0 | 0 | 0 | Not Applicable Segment or Vintage | Not Applicable Segment or Vintage | Not Applicable Segment or Vintage | Not Applicable Segment or Vintage | Not Applicable Segment or Vintage | Not Applicable Segment or Vintage | Not Applicable Segment or Vintage | Not Applicable Segment or Vintage | Not Applicable Segment or Vintage | Not Applicable Segment or Vintage | Not Applicable Segment or Vintage | Not Applicable Segment or Vintage | Not Applicable Segment or Vintage | Not Applicable Segment or Vintage | Not Applicable Segment or Vintage | Not Applicable Segment or Vintage | Not Applicable Segment or Vintage | Not Applicable Segment or Vintage | Not Applicable Segment or Vintage | Not Applicable Segment or Vintage | Not Applicable Segment or Vintage | Not Applicable Segment or Vintage | Not Applicable Segment or Vintage | Not Applicable Segment or Vintage | Not Applicable Segment or Vintage | Not Applicable Segment or Vintage | Not Applicable Segment or Vintage | Not Applicable Segment or Vintage | 0 | 0 | 0 | 0 | 0 | 0 | 0 | 0 | 0 | 0 | 0 | 0 | 0 | 0 | 0 | 0 | 0 | 0 | 0 | 0 | 0 | 0 | 0 | 0 | 0 | 0 | 0 | 0 | 0 | 0 | 0 | 0 | 0 | 0 | 0 | 0 | 0 | 0 | 0 | 0 | 0 | 0 | 0 | 0 | 0 | 0 | 0 | 0 | 0 | 0 | 0 | 0 | 0 | 0 | 0 | 0 | 0 | 0 | 0 | 0 | 0 | 0 | 0 | 0 | 0 | 0 | 0 | 0 | 0 | 0 | 0 | 0 | 0 | 0 | 0 | 0 | 0 | 0 | 0 | 0 | 0 | 0 | 0 | 0 | 0 | 0 | 0 | 0 | 0 | 0 | 0 | 0 | 0 | 0 | 0 | 0 | 0 | 0 | 0 | 0 | 0 | 0 | 0 | 0 | 0 | 0 | 0 | 0 | 0 | 0 | 0 | 0 | Not Applicable Segment or Vintage | Not Applicable Segment or Vintage | Not Applicable Segment or Vintage | Not Applicable Segment or Vintage | Not Applicable Segment or Vintage | Not Applicable Segment or Vintage | Not Applicable Segment or Vintage | Not Applicable Segment or Vintage | Not Applicable Segment or Vintage | Not Applicable Segment or Vintage | Not Applicable Segment or Vintage | Not Applicable Segment or Vintage | Not Applicable Segment or Vintage | Not Applicable Segment or Vintage | Not Applicable Segment or Vintage | Not Applicable Segment or Vintage | Not Applicable Segment or Vintage | Not Applicable Segment or Vintage | Not Applicable Segment or Vintage | Not Applicable Segment or Vintage | Not Applicable Segment or Vintage | Not Applicable Segment or Vintage | Not Applicable Segment or Vintage | Not Applicable Segment or Vintage | Not Applicable Segment or Vintage | Not Applicable Segment or Vintage | Not Applicable Segment or Vintage | Not Applicable Segment or Vintage | 0 | 0 | 0 | 0 | 0 | 0 | 0 | 0 | 0 | 0 | 0 | 0 | 0 | 0 | 0 | 0 | 0 | 0 | 0 | 0 | 0 | 0 | 0 | 0 | 0 | 0 | 0 | 0 | 0 | 0 | 0 | 0 | 0 | 0 | 0 | 0 | 0 | 0 | 0 | 0 | 0 | 0 | 0 | 0 | 0 | 0 | 0 | 0 | 0 | 0 | 0 | 0 | 0 | 0 | 0 | 0 | 0 | 0 | 0 | 0 | 0 | 0 | 0 | 0 | 0 | 0 | 0 | 0 | 0 | 0 | 0 | 0 | 0 | 0 | 0 | 0 | 0 | 0 | 0 | 0 | 0 | 0 | 0 | 0 | 0 | 0 | 0 | 0 | 0 | 0 | 0 | 0 | 0 | 0 | 0 | 0 | 0 | 0 | 0 | 0 | 0 | 0 | 0 | 0 | 0 | 0 | 0 | 0 | 0 | 0 | 0 | 0 | 0 | 0 | 0 | 0 | 0 | 0 | 0 | 0 | 0 | 0 | 0 | 0 | 0 | 0 | 0 | 0 | 0 | 0 | 0 | 0 | 0 | 0 | 0 | 0 | 0 | 0 | 0 | 0 | 0 | 0 | 0 | 0 | 0 | 0 | 0 | 0 | 0 | 0 | 0 | 0 | 0 | 0 | 0 | 0 | 0 | 0 | 0 | 0 | 0 | 0 | 0 | 0 | 0 | 0 | 0 | 0 | Not Applicable Segment or Vintage | Not Applicable Segment or Vintage | Not Applicable Segment or Vintage | Not Applicable Segment or Vintage | Not Applicable Segment or Vintage | Not Applicable Segment or Vintage | Not Applicable Segment or Vintage | Not Applicable Segment or Vintage | Not Applicable Segment or Vintage | Not Applicable Segment or Vintage | Not Applicable Segment or Vintage | Not Applicable Segment or Vintage | Not Applicable Segment or Vintage | Not Applicable Segment or Vintage | Not Applicable Segment or Vintage | Not Applicable Segment or Vintage | Not Applicable Segment or Vintage | Not Applicable Segment or Vintage | Not Applicable Segment or Vintage | Not Applicable Segment or Vintage | Not Applicable Segment or Vintage | Not Applicable Segment or Vintage | Not Applicable Segment or Vintage | Not Applicable Segment or Vintage | Not Applicable Segment or Vintage | Not Applicable Segment or Vintage | Not Applicable Segment or Vintage | Not Applicable Segment or Vintage | 0 | 0 | 0 | 0 | 0 | 0 | 0 | 0 | 0 | 0 | 0 | 0 | 0 | 0 | 0 | 0 | 0 | 0 | 0 | 0 | 0 | 0 | 0 | 0 | 0 | 0 | 0 | 0 | 0 | 0 | 0 | 0 | 0 | 0 | 0 | 0 | 0 | 0 | 0 | 0 | 0 | 0 | 0 | 0 | 0 | 0 | 0 | 0 | 0 | 0 | 0 | 0 | 0 | 0 | 0 | 0 | 0 | 0 | 0 | 0 | 0 | 0 | 0 | 0 | 0 | 0 | 0 | 0 | 0 | 0 | 0 | 0 | 0 | 0 | 0 | 0 | 0 | 0 | 0 | 0 | 0 | 0 | 0 | 0 | 0 | 0 | 0 | 0 | 0 | 0 | 0 | 0 | 0 | 0 | 0 | 0 | 0 | 0 | 0 | 0 | 0 | 0 | 0 | 0 | 0 | 0 | 0 | 0 | 0 | 0 | 0 | 0 | 0 | 0 | 0 | 0 | 0 | 0 | 0 | 0 | 0 | 0 | 0 | 0 | 0 | 0 | 0 | 0 | 0 | 0 | 0 | 0 | 0 | 0 | 0 | 0 | 0 | 0 | 0 | 0 | 0 | 0
Refrigeration - Heat Recovery_Office_New_0 | Refrigeration - Heat Recovery_Office_New | Refrigeration - Heat Recovery_Commercial_New_0_0 | Commercial | Office | New | Water Heating | Natural Gas | Refrigeration - Heat Recovery | NEQ | 0 | 15 | 15 | 15 | 0 | 0 | 0 | 0 | 0 | Retro5Med | 8.35569166605469E-06 | TBD | A | WCM91 | 0.7 | 0.42 | Fridge Ton | 0.0321 | 0 | 0 | 0 | 0 | 2025 MEMD Non-Wx - 7.10.01.FESG16.v01 - Refrigeration Waste Heat Recovery - DWH - N-CO-KR-000528-G-XX-XX-XX-XX-02 | 2025 MEMD Non-Wx - 7.10.01.FESG16.v01 - Refrigeration Waste Heat Recovery - DWH - N-CO-KR-000528-G-XX-XX-XX-XX-02 | 2025 MEMD Non-Wx - 7.10.01.FESG16.v01 - Refrigeration Waste Heat Recovery - DWH - N-CO-KR-000528-G-XX-XX-XX-XX-02 | 0 | 0 | 254.8782 | 0 | 0 | 0 | 0 | 0 | 0 | 0 | 0 | 0 | 0 | 0 | 0 | 0 | 0 | 0 | 0 | 0 | 0 | 0 | 0 | 0 | 0 | 0 | 0 | 0 | 0 | 0 | 0 | 0 | 0 | 0 | 0 | 0 | 0 | 0 | 0 | 0 | 0 | 0 | 0 | 0 | 0 | 0 | 0 | 0 | 0 | 0 | 0 | 0 | 0 | 0 | 0 | 0 | 0 | 0 | 0 | 0 | 0 | 0 | 0 | 0 | 0 | 0 | 0 | 0 | 0 | 0 | 0 | 0 | 0 | 0 | 0 | 0 | 0 | 0 | 0 | 0 | 0 | 0 | 0 | 0 | 0 | 0 | 0 | 0 | 0 | 0 | 0 | 0 | 0 | 0 | 0 | 0 | 0 | 0 | 0 | 0 | 0 | 0 | 0 | 0 | 0 | 0 | 0 | 0 | 0 | 0 | 0 | 0 | 0 | 0 | 0 | 0 | 0 | 0 | 0 | 0 | 0 | 0 | 0 | 0 | 0 | 0 | 0 | 0 | 0 | 0 | 0 | 0 | 0 | 0 | 0 | 0 | 0 | 0 | 0 | 0 | 0 | 0 | 0 | 0 | 0 | 0 | 0 | 0 | 0 | 0 | 0 | 0 | 0 | 0 | 0 | 0 | 0 | 0 | 0 | 0 | 0 | 0 | 0 | 0 | 0 | 0 | 0 | 0 | 0 | 0 | 0 | 254.8782 | 254.8782 | 254.8782 | 254.8782 | 254.8782 | 254.8782 | 254.8782 | 254.8782 | 254.8782 | 254.8782 | 254.8782 | 254.8782 | 254.8782 | 254.8782 | 254.8782 | 254.8782 | 254.8782 | 254.8782 | 254.8782 | 254.8782 | 254.8782 | 254.8782 | 254.8782 | 254.8782 | 254.8782 | 254.8782 | 254.8782 | 254.8782 | 0 | 0 | 0 | 0 | 0 | 0 | 0 | 0 | 0 | 0 | 0 | 0 | 0 | 0 | 0 | 0 | 0 | 0 | 0 | 0 | 0 | 0 | 0 | 0 | 0 | 0 | 0 | 0 | 0 | 0 | 0 | 0 | 0 | 0 | 0 | 0 | 0 | 0 | 0 | 0 | 0 | 0 | 0 | 0 | 0 | 0 | 0 | 0 | 0 | 0 | 0 | 0 | 0 | 0 | 0 | 0 | 0 | 0 | 0 | 0 | 0 | 0 | 0 | 0 | 0 | 0 | 0 | 0 | 0 | 0 | 0 | 0 | 0 | 0 | 0 | 0 | 0 | 0 | 0 | 0 | 0 | 0 | 0 | 0 | 0 | 0 | 0 | 0 | 0 | 0 | 0 | 0 | 0 | 0 | 0 | 0 | 0 | 0 | 0 | 0 | 0 | 0 | 0 | 0 | 0 | 0 | 0 | 0 | 0 | 0 | 0 | 0 | 0 | 0 | 0 | 0 | 0 | 0 | 0 | 0 | 0 | 0 | 0 | 0 | 0 | 0 | 0 | 0 | 0 | 0 | 0 | 0 | 0 | 0 | 0 | 0 | 0 | 0 | 0 | 0 | 0 | 0 | 0 | 0 | 0 | 0 | 0 | 0 | 0 | 0 | 0 | 0 | 0 | 0 | 0 | 0 | 0 | 0 | 0 | 0 | 0 | 0 | 0 | 0 | 0 | 0 | 0 | 0 | 254.8782 | 254.8782 | 254.8782 | 254.8782 | 254.8782 | 254.8782 | 254.8782 | 254.8782 | 254.8782 | 254.8782 | 254.8782 | 254.8782 | 254.8782 | 254.8782 | 254.8782 | 254.8782 | 254.8782 | 254.8782 | 254.8782 | 254.8782 | 254.8782 | 254.8782 | 254.8782 | 254.8782 | 254.8782 | 254.8782 | 254.8782 | 254.8782 | 0 | 0 | 0 | 0 | 0 | 0 | 0 | 0 | 0 | 0 | 0 | 0 | 0 | 0 | 0 | 0 | 0 | 0 | 0 | 0 | 0 | 0 | 0 | 0 | 0 | 0 | 0 | 0 | 0 | 0 | 0 | 0 | 0 | 0 | 0 | 0 | 0 | 0 | 0 | 0 | 0 | 0 | 0 | 0 | 0 | 0 | 0 | 0 | 0 | 0 | 0 | 0 | 0 | 0 | 0 | 0 | 0 | 0 | 0 | 0 | 0 | 0 | 0 | 0 | 0 | 0 | 0 | 0 | 0 | 0 | 0 | 0 | 0 | 0 | 0 | 0 | 0 | 0 | 0 | 0 | 0 | 0 | 0 | 0 | 0 | 0 | 0 | 0 | 0 | 0 | 0 | 0 | 0 | 0 | 0 | 0 | 0 | 0 | 0 | 0 | 0 | 0 | 0 | 0 | 0 | 0 | 0 | 0 | 0 | 0 | 0 | 0 | 0 | 0
Retrocommissioning_Office_New_Not Applicable Segment or Vintage | Retrocommissioning_Office_New | Retrocommissioning_Commercial_New_Not Applicable Segment or Vintage_Not Applicable Segment or Vintage | Commercial | Office | New | Water Heating | Natural Gas | Retrocommissioning | NEQ | Not Applicable Segment or Vintage | 3 | 3 | 3 | 0 | 0 | 0 | 0 | 0 | RetroEven20 | 0.03333333333333333 | TBD | A | WCM100 | 0.7 | 0.42 | sqft | 0.0321 | 0 | 0 | 0 | 0 | Not Applicable Segment or Vintage | Not Applicable Segment or Vintage | Not Applicable Segment or Vintage | 0 | 0 | 0 | Not Applicable Segment or Vintage | Not Applicable Segment or Vintage | Not Applicable Segment or Vintage | Not Applicable Segment or Vintage | Not Applicable Segment or Vintage | Not Applicable Segment or Vintage | Not Applicable Segment or Vintage | Not Applicable Segment or Vintage | Not Applicable Segment or Vintage | Not Applicable Segment or Vintage | Not Applicable Segment or Vintage | Not Applicable Segment or Vintage | Not Applicable Segment or Vintage | Not Applicable Segment or Vintage | Not Applicable Segment or Vintage | Not Applicable Segment or Vintage | Not Applicable Segment or Vintage | Not Applicable Segment or Vintage | Not Applicable Segment or Vintage | Not Applicable Segment or Vintage | Not Applicable Segment or Vintage | Not Applicable Segment or Vintage | Not Applicable Segment or Vintage | Not Applicable Segment or Vintage | Not Applicable Segment or Vintage | Not Applicable Segment or Vintage | Not Applicable Segment or Vintage | Not Applicable Segment or Vintage | 0 | 0 | 0 | 0 | 0 | 0 | 0 | 0 | 0 | 0 | 0 | 0 | 0 | 0 | 0 | 0 | 0 | 0 | 0 | 0 | 0 | 0 | 0 | 0 | 0 | 0 | 0 | 0 | 0 | 0 | 0 | 0 | 0 | 0 | 0 | 0 | 0 | 0 | 0 | 0 | 0 | 0 | 0 | 0 | 0 | 0 | 0 | 0 | 0 | 0 | 0 | 0 | 0 | 0 | 0 | 0 | 0 | 0 | 0 | 0 | 0 | 0 | 0 | 0 | 0 | 0 | 0 | 0 | 0 | 0 | 0 | 0 | 0 | 0 | 0 | 0 | 0 | 0 | 0 | 0 | 0 | 0 | 0 | 0 | 0 | 0 | 0 | 0 | 0 | 0 | 0 | 0 | 0 | 0 | 0 | 0 | 0 | 0 | 0 | 0 | 0 | 0 | 0 | 0 | 0 | 0 | 0 | 0 | 0 | 0 | 0 | 0 | Not Applicable Segment or Vintage | Not Applicable Segment or Vintage | Not Applicable Segment or Vintage | Not Applicable Segment or Vintage | Not Applicable Segment or Vintage | Not Applicable Segment or Vintage | Not Applicable Segment or Vintage | Not Applicable Segment or Vintage | Not Applicable Segment or Vintage | Not Applicable Segment or Vintage | Not Applicable Segment or Vintage | Not Applicable Segment or Vintage | Not Applicable Segment or Vintage | Not Applicable Segment or Vintage | Not Applicable Segment or Vintage | Not Applicable Segment or Vintage | Not Applicable Segment or Vintage | Not Applicable Segment or Vintage | Not Applicable Segment or Vintage | Not Applicable Segment or Vintage | Not Applicable Segment or Vintage | Not Applicable Segment or Vintage | Not Applicable Segment or Vintage | Not Applicable Segment or Vintage | Not Applicable Segment or Vintage | Not Applicable Segment or Vintage | Not Applicable Segment or Vintage | Not Applicable Segment or Vintage | 0 | 0 | 0 | 0 | 0 | 0 | 0 | 0 | 0 | 0 | 0 | 0 | 0 | 0 | 0 | 0 | 0 | 0 | 0 | 0 | 0 | 0 | 0 | 0 | 0 | 0 | 0 | 0 | 0 | 0 | 0 | 0 | 0 | 0 | 0 | 0 | 0 | 0 | 0 | 0 | 0 | 0 | 0 | 0 | 0 | 0 | 0 | 0 | 0 | 0 | 0 | 0 | 0 | 0 | 0 | 0 | 0 | 0 | 0 | 0 | 0 | 0 | 0 | 0 | 0 | 0 | 0 | 0 | 0 | 0 | 0 | 0 | 0 | 0 | 0 | 0 | 0 | 0 | 0 | 0 | 0 | 0 | 0 | 0 | 0 | 0 | 0 | 0 | 0 | 0 | 0 | 0 | 0 | 0 | 0 | 0 | 0 | 0 | 0 | 0 | 0 | 0 | 0 | 0 | 0 | 0 | 0 | 0 | 0 | 0 | 0 | 0 | 0 | 0 | 0 | 0 | 0 | 0 | 0 | 0 | 0 | 0 | 0 | 0 | 0 | 0 | 0 | 0 | 0 | 0 | 0 | 0 | 0 | 0 | 0 | 0 | 0 | 0 | 0 | 0 | 0 | 0 | 0 | 0 | 0 | 0 | 0 | 0 | 0 | 0 | 0 | 0 | 0 | 0 | 0 | 0 | 0 | 0 | 0 | 0 | 0 | 0 | 0 | 0 | 0 | 0 | 0 | 0 | Not Applicable Segment or Vintage | Not Applicable Segment or Vintage | Not Applicable Segment or Vintage | Not Applicable Segment or Vintage | Not Applicable Segment or Vintage | Not Applicable Segment or Vintage | Not Applicable Segment or Vintage | Not Applicable Segment or Vintage | Not Applicable Segment or Vintage | Not Applicable Segment or Vintage | Not Applicable Segment or Vintage | Not Applicable Segment or Vintage | Not Applicable Segment or Vintage | Not Applicable Segment or Vintage | Not Applicable Segment or Vintage | Not Applicable Segment or Vintage | Not Applicable Segment or Vintage | Not Applicable Segment or Vintage | Not Applicable Segment or Vintage | Not Applicable Segment or Vintage | Not Applicable Segment or Vintage | Not Applicable Segment or Vintage | Not Applicable Segment or Vintage | Not Applicable Segment or Vintage | Not Applicable Segment or Vintage | Not Applicable Segment or Vintage | Not Applicable Segment or Vintage | Not Applicable Segment or Vintage | 0 | 0 | 0 | 0 | 0 | 0 | 0 | 0 | 0 | 0 | 0 | 0 | 0 | 0 | 0 | 0 | 0 | 0 | 0 | 0 | 0 | 0 | 0 | 0 | 0 | 0 | 0 | 0 | 0 | 0 | 0 | 0 | 0 | 0 | 0 | 0 | 0 | 0 | 0 | 0 | 0 | 0 | 0 | 0 | 0 | 0 | 0 | 0 | 0 | 0 | 0 | 0 | 0 | 0 | 0 | 0 | 0 | 0 | 0 | 0 | 0 | 0 | 0 | 0 | 0 | 0 | 0 | 0 | 0 | 0 | 0 | 0 | 0 | 0 | 0 | 0 | 0 | 0 | 0 | 0 | 0 | 0 | 0 | 0 | 0 | 0 | 0 | 0 | 0 | 0 | 0 | 0 | 0 | 0 | 0 | 0 | 0 | 0 | 0 | 0 | 0 | 0 | 0 | 0 | 0 | 0 | 0 | 0 | 0 | 0 | 0 | 0 | 0 | 0 | 0 | 0 | 0 | 0 | 0 | 0 | 0 | 0 | 0 | 0 | 0 | 0 | 0 | 0 | 0 | 0 | 0 | 0 | 0 | 0 | 0 | 0 | 0 | 0 | 0 | 0 | 0 | 0
Strategic Energy Management_Office_New_Implementation of strategic energy management program. | Strategic Energy Management_Office_New | Strategic Energy Management_Commercial_New_No strategic energy management._Implementation of strategic energy management program. | Commercial | Office | New | Water Heating | Natural Gas | Strategic Energy Management | NEQ | No strategic energy management. | 3 | 3 | 3 | 0 | 0 | 0 | 0.05 | 0.125 | RetroEven20 | 0.03333333333333333 | TBD | A | WCM98 | 0.7 | 0.42 | sqft | 0.0321 | 0 | 0 | 0 | 0 | 2021 Power Plan - Com-EM-2021P_V4 - Commercial SEM, Northwest Power and Conservation Council (NWPCC), 2021 Power Plan Conservation Supply Workbooks. January 2022. | 2021 Power Plan - Com-EM-2021P_V4 - Commercial SEM, Northwest Power and Conservation Council (NWPCC), 2021 Power Plan Conservation Supply Workbooks. January 2022. | 2021 Power Plan - Com-EM-2021P_V4 - Commercial SEM, Northwest Power and Conservation Council (NWPCC), 2021 Power Plan Conservation Supply Workbooks. January 2022. | 0 | 0 | 0.15141 | No strategic energy management. | No strategic energy management. | No strategic energy management. | No strategic energy management. | No strategic energy management. | No strategic energy management. | No strategic energy management. | No strategic energy management. | No strategic energy management. | No strategic energy management. | No strategic energy management. | No strategic energy management. | No strategic energy management. | No strategic energy management. | No strategic energy management. | No strategic energy management. | No strategic energy management. | No strategic energy management. | No strategic energy management. | No strategic energy management. | No strategic energy management. | No strategic energy management. | No strategic energy management. | No strategic energy management. | No strategic energy management. | No strategic energy management. | No strategic energy management. | No strategic energy management. | 0 | 0 | 0 | 0 | 0 | 0 | 0 | 0 | 0 | 0 | 0 | 0 | 0 | 0 | 0 | 0 | 0 | 0 | 0 | 0 | 0 | 0 | 0 | 0 | 0 | 0 | 0 | 0 | 0 | 0 | 0 | 0 | 0 | 0 | 0 | 0 | 0 | 0 | 0 | 0 | 0 | 0 | 0 | 0 | 0 | 0 | 0 | 0 | 0 | 0 | 0 | 0 | 0 | 0 | 0 | 0 | 0 | 0 | 0 | 0 | 0 | 0 | 0 | 0 | 0 | 0 | 0 | 0 | 0 | 0 | 0 | 0 | 0 | 0 | 0 | 0 | 0 | 0 | 0 | 0 | 0 | 0 | 0 | 0 | 0 | 0 | 0 | 0 | 0 | 0 | 0 | 0 | 0 | 0 | 0 | 0 | 0 | 0 | 0 | 0 | 0 | 0 | 0 | 0 | 0 | 0 | 0 | 0 | 0 | 0 | 0 | 0 | Implementation of strategic energy management program. | Implementation of strategic energy management program. | Implementation of strategic energy management program. | Implementation of strategic energy management program. | Implementation of strategic energy management program. | Implementation of strategic energy management program. | Implementation of strategic energy management program. | Implementation of strategic energy management program. | Implementation of strategic energy management program. | Implementation of strategic energy management program. | Implementation of strategic energy management program. | Implementation of strategic energy management program. | Implementation of strategic energy management program. | Implementation of strategic energy management program. | Implementation of strategic energy management program. | Implementation of strategic energy management program. | Implementation of strategic energy management program. | Implementation of strategic energy management program. | Implementation of strategic energy management program. | Implementation of strategic energy management program. | Implementation of strategic energy management program. | Implementation of strategic energy management program. | Implementation of strategic energy management program. | Implementation of strategic energy management program. | Implementation of strategic energy management program. | Implementation of strategic energy management program. | Implementation of strategic energy management program. | Implementation of strategic energy management program. | 0.1514 | 0.1514 | 0.1514 | 0.1514 | 0.1514 | 0.1514 | 0.1514 | 0.1514 | 0.1514 | 0.1514 | 0.1514 | 0.1514 | 0.1514 | 0.1514 | 0.1514 | 0.1514 | 0.1514 | 0.1514 | 0.1514 | 0.1514 | 0.1514 | 0.1514 | 0.1514 | 0.1514 | 0.1514 | 0.1514 | 0.1514 | 0.1514 | 0 | 0 | 0 | 0 | 0 | 0 | 0 | 0 | 0 | 0 | 0 | 0 | 0 | 0 | 0 | 0 | 0 | 0 | 0 | 0 | 0 | 0 | 0 | 0 | 0 | 0 | 0 | 0 | 0 | 0 | 0 | 0 | 0 | 0 | 0 | 0 | 0 | 0 | 0 | 0 | 0 | 0 | 0 | 0 | 0 | 0 | 0 | 0 | 0 | 0 | 0 | 0 | 0 | 0 | 0 | 0 | 0 | 0 | 0 | 0 | 0 | 0 | 0 | 0 | 0 | 0 | 0 | 0 | 0 | 0 | 0 | 0 | 0 | 0 | 0 | 0 | 0 | 0 | 0 | 0 | 0 | 0 | 0 | 0 | 0 | 0 | 0 | 0 | 0 | 0 | 0 | 0 | 0 | 0 | 0 | 0 | 0 | 0 | 0 | 0 | 0 | 0 | 0 | 0 | 0 | 0 | 0 | 0 | 0 | 0 | 0 | 0 | 0 | 0 | 0 | 0 | 0 | 0 | 0 | 0 | 0 | 0 | 0 | 0 | 0 | 0 | 0 | 0 | 0 | 0 | 0 | 0 | 0 | 0 | 0 | 0 | 0 | 0 | 0 | 0 | Implementation of strategic energy management program. | Implementation of strategic energy management program. | Implementation of strategic energy management program. | Implementation of strategic energy management program. | Implementation of strategic energy management program. | Implementation of strategic energy management program. | Implementation of strategic energy management program. | Implementation of strategic energy management program. | Implementation of strategic energy management program. | Implementation of strategic energy management program. | Implementation of strategic energy management program. | Implementation of strategic energy management program. | Implementation of strategic energy management program. | Implementation of strategic energy management program. | Implementation of strategic energy management program. | Implementation of strategic energy management program. | Implementation of strategic energy management program. | Implementation of strategic energy management program. | Implementation of strategic energy management program. | Implementation of strategic energy management program. | Implementation of strategic energy management program. | Implementation of strategic energy management program. | Implementation of strategic energy management program. | Implementation of strategic energy management program. | Implementation of strategic energy management program. | Implementation of strategic energy management program. | Implementation of strategic energy management program. | Implementation of strategic energy management program. | 0.1514 | 0.1514 | 0.1514 | 0.1514 | 0.1514 | 0.1514 | 0.1514 | 0.1514 | 0.1514 | 0.1514 | 0.1514 | 0.1514 | 0.1514 | 0.1514 | 0.1514 | 0.1514 | 0.1514 | 0.1514 | 0.1514 | 0.1514 | 0.1514 | 0.1514 | 0.1514 | 0.1514 | 0.1514 | 0.1514 | 0.1514 | 0.1514 | 0 | 0 | 0 | 0 | 0 | 0 | 0 | 0 | 0 | 0 | 0 | 0 | 0 | 0 | 0 | 0 | 0 | 0 | 0 | 0 | 0 | 0 | 0 | 0 | 0 | 0 | 0 | 0 | 0 | 0 | 0 | 0 | 0 | 0 | 0 | 0 | 0 | 0 | 0 | 0 | 0 | 0 | 0 | 0 | 0 | 0 | 0 | 0 | 0 | 0 | 0 | 0 | 0 | 0 | 0 | 0 | 0 | 0 | 0 | 0 | 0 | 0 | 0 | 0 | 0 | 0 | 0 | 0 | 0 | 0 | 0 | 0 | 0 | 0 | 0 | 0 | 0 | 0 | 0 | 0 | 0 | 0 | 0 | 0 | 0 | 0 | 0 | 0 | 0 | 0 | 0 | 0 | 0 | 0 | 0 | 0 | 0 | 0 | 0 | 0 | 0 | 0 | 0 | 0 | 0 | 0 | 0 | 0 | 0 | 0 | 0 | 0 | 0 | 0
Water Heater - Pre-Rinse Spray Valve_Office_New_New/replacement pre-rinse spray nozzle rated 1.0 GPM (0.92 GPM in situ) | Water Heater - Pre-Rinse Spray Valve_Office_New | Water Heater - Pre-Rinse Spray Valve_Commercial_New_Pre-rinse spray valve rated 1.6GPM (1.33 GPM in situ)_New/replacement pre-rinse spray nozzle rated 1.0 GPM (0.92 GPM in situ) | Commercial | Office | New | Water Heating | Natural Gas | Water Heater - Pre-Rinse Spray Valve | NEQ | Pre-rinse spray valve rated 1.6GPM (1.33 GPM in situ) | 5 | 5 | 5 | 54.7674 | 0 | 0 | 0.25 | 0.53333 | Retro12Med | 3.879925052500492E-06 | TBD | A | WCM82 | 0.7 | 0.42 | KitchenFaucet | 0.0321 | 0 | 0 | 0 | 0 | Regional Technical Forum. Pre-Rinse Spray Valve - UES Workbook, Version 2.5. Northwest Power and Conservation Council. December 20, 2019 | Regional Technical Forum. Pre-Rinse Spray Valve - UES Workbook, Version 2.5. Northwest Power and Conservation Council. December 20, 2019 | Regional Technical Forum. Pre-Rinse Spray Valve - UES Workbook, Version 2.5. Northwest Power and Conservation Council. December 20, 2019 | 0 | 0 | 104.6129 | Pre-rinse spray valve rated 1.6GPM (1.33 GPM in situ) | Pre-rinse spray valve rated 1.6GPM (1.33 GPM in situ) | Pre-rinse spray valve rated 1.6GPM (1.33 GPM in situ) | Pre-rinse spray valve rated 1.6GPM (1.33 GPM in situ) | Pre-rinse spray valve rated 1.6GPM (1.33 GPM in situ) | Pre-rinse spray valve rated 1.6GPM (1.33 GPM in situ) | Pre-rinse spray valve rated 1.6GPM (1.33 GPM in situ) | Pre-rinse spray valve rated 1.6GPM (1.33 GPM in situ) | Pre-rinse spray valve rated 1.6GPM (1.33 GPM in situ) | Pre-rinse spray valve rated 1.6GPM (1.33 GPM in situ) | Pre-rinse spray valve rated 1.6GPM (1.33 GPM in situ) | Pre-rinse spray valve rated 1.6GPM (1.33 GPM in situ) | Pre-rinse spray valve rated 1.6GPM (1.33 GPM in situ) | Pre-rinse spray valve rated 1.6GPM (1.33 GPM in situ) | Pre-rinse spray valve rated 1.6GPM (1.33 GPM in situ) | Pre-rinse spray valve rated 1.6GPM (1.33 GPM in situ) | Pre-rinse spray valve rated 1.6GPM (1.33 GPM in situ) | Pre-rinse spray valve rated 1.6GPM (1.33 GPM in situ) | Pre-rinse spray valve rated 1.6GPM (1.33 GPM in situ) | Pre-rinse spray valve rated 1.6GPM (1.33 GPM in situ) | Pre-rinse spray valve rated 1.6GPM (1.33 GPM in situ) | Pre-rinse spray valve rated 1.6GPM (1.33 GPM in situ) | Pre-rinse spray valve rated 1.6GPM (1.33 GPM in situ) | Pre-rinse spray valve rated 1.6GPM (1.33 GPM in situ) | Pre-rinse spray valve rated 1.6GPM (1.33 GPM in situ) | Pre-rinse spray valve rated 1.6GPM (1.33 GPM in situ) | Pre-rinse spray valve rated 1.6GPM (1.33 GPM in situ) | Pre-rinse spray valve rated 1.6GPM (1.33 GPM in situ) | 0 | 0 | 0 | 0 | 0 | 0 | 0 | 0 | 0 | 0 | 0 | 0 | 0 | 0 | 0 | 0 | 0 | 0 | 0 | 0 | 0 | 0 | 0 | 0 | 0 | 0 | 0 | 0 | 0 | 0 | 0 | 0 | 0 | 0 | 0 | 0 | 0 | 0 | 0 | 0 | 0 | 0 | 0 | 0 | 0 | 0 | 0 | 0 | 0 | 0 | 0 | 0 | 0 | 0 | 0 | 0 | 0 | 0 | 0 | 0 | 0 | 0 | 0 | 0 | 0 | 0 | 0 | 0 | 0 | 0 | 0 | 0 | 0 | 0 | 0 | 0 | 0 | 0 | 0 | 0 | 0 | 0 | 0 | 0 | 0 | 0 | 0 | 0 | 0 | 0 | 0 | 0 | 0 | 0 | 0 | 0 | 0 | 0 | 0 | 0 | 0 | 0 | 0 | 0 | 0 | 0 | 0 | 0 | 0 | 0 | 0 | 0 | New/replacement pre-rinse spray nozzle rated 1.0 GPM (0.92 GPM in situ) | New/replacement pre-rinse spray nozzle rated 1.0 GPM (0.92 GPM in situ) | New/replacement pre-rinse spray nozzle rated 1.0 GPM (0.92 GPM in situ) | New/replacement pre-rinse spray nozzle rated 1.0 GPM (0.92 GPM in situ) | New/replacement pre-rinse spray nozzle rated 1.0 GPM (0.92 GPM in situ) | New/replacement pre-rinse spray nozzle rated 1.0 GPM (0.92 GPM in situ) | New/replacement pre-rinse spray nozzle rated 1.0 GPM (0.92 GPM in situ) | New/replacement pre-rinse spray nozzle rated 1.0 GPM (0.92 GPM in situ) | New/replacement pre-rinse spray nozzle rated 1.0 GPM (0.92 GPM in situ) | New/replacement pre-rinse spray nozzle rated 1.0 GPM (0.92 GPM in situ) | New/replacement pre-rinse spray nozzle rated 1.0 GPM (0.92 GPM in situ) | New/replacement pre-rinse spray nozzle rated 1.0 GPM (0.92 GPM in situ) | New/replacement pre-rinse spray nozzle rated 1.0 GPM (0.92 GPM in situ) | New/replacement pre-rinse spray nozzle rated 1.0 GPM (0.92 GPM in situ) | New/replacement pre-rinse spray nozzle rated 1.0 GPM (0.92 GPM in situ) | New/replacement pre-rinse spray nozzle rated 1.0 GPM (0.92 GPM in situ) | New/replacement pre-rinse spray nozzle rated 1.0 GPM (0.92 GPM in situ) | New/replacement pre-rinse spray nozzle rated 1.0 GPM (0.92 GPM in situ) | New/replacement pre-rinse spray nozzle rated 1.0 GPM (0.92 GPM in situ) | New/replacement pre-rinse spray nozzle rated 1.0 GPM (0.92 GPM in situ) | New/replacement pre-rinse spray nozzle rated 1.0 GPM (0.92 GPM in situ) | New/replacement pre-rinse spray nozzle rated 1.0 GPM (0.92 GPM in situ) | New/replacement pre-rinse spray nozzle rated 1.0 GPM (0.92 GPM in situ) | New/replacement pre-rinse spray nozzle rated 1.0 GPM (0.92 GPM in situ) | New/replacement pre-rinse spray nozzle rated 1.0 GPM (0.92 GPM in situ) | New/replacement pre-rinse spray nozzle rated 1.0 GPM (0.92 GPM in situ) | New/replacement pre-rinse spray nozzle rated 1.0 GPM (0.92 GPM in situ) | New/replacement pre-rinse spray nozzle rated 1.0 GPM (0.92 GPM in situ) | 104.6129 | 104.6129 | 104.6129 | 104.6129 | 104.6129 | 104.6129 | 104.6129 | 104.6129 | 104.6129 | 104.6129 | 104.6129 | 104.6129 | 104.6129 | 104.6129 | 104.6129 | 104.6129 | 104.6129 | 104.6129 | 104.6129 | 104.6129 | 104.6129 | 104.6129 | 104.6129 | 104.6129 | 104.6129 | 104.6129 | 104.6129 | 104.6129 | 54.7674 | 54.7674 | 54.7674 | 54.7674 | 54.7674 | 54.7674 | 54.7674 | 54.7674 | 54.7674 | 54.7674 | 54.7674 | 54.7674 | 54.7674 | 54.7674 | 54.7674 | 54.7674 | 54.7674 | 54.7674 | 54.7674 | 54.7674 | 54.7674 | 54.7674 | 54.7674 | 54.7674 | 54.7674 | 54.7674 | 54.7674 | 54.7674 | 0 | 0 | 0 | 0 | 0 | 0 | 0 | 0 | 0 | 0 | 0 | 0 | 0 | 0 | 0 | 0 | 0 | 0 | 0 | 0 | 0 | 0 | 0 | 0 | 0 | 0 | 0 | 0 | 0 | 0 | 0 | 0 | 0 | 0 | 0 | 0 | 0 | 0 | 0 | 0 | 0 | 0 | 0 | 0 | 0 | 0 | 0 | 0 | 0 | 0 | 0 | 0 | 0 | 0 | 0 | 0 | 0 | 0 | 0 | 0 | 0 | 0 | 0 | 0 | 0 | 0 | 0 | 0 | 0 | 0 | 0 | 0 | 0 | 0 | 0 | 0 | 0 | 0 | 0 | 0 | 0 | 0 | 0 | 0 | 0 | 0 | 0 | 0 | 0 | 0 | 0 | 0 | 0 | 0 | 0 | 0 | 0 | 0 | 0 | 0 | 0 | 0 | 0 | 0 | 0 | 0 | 0 | 0 | 0 | 0 | 0 | 0 | New/replacement pre-rinse spray nozzle rated 1.0 GPM (0.92 GPM in situ) | New/replacement pre-rinse spray nozzle rated 1.0 GPM (0.92 GPM in situ) | New/replacement pre-rinse spray nozzle rated 1.0 GPM (0.92 GPM in situ) | New/replacement pre-rinse spray nozzle rated 1.0 GPM (0.92 GPM in situ) | New/replacement pre-rinse spray nozzle rated 1.0 GPM (0.92 GPM in situ) | New/replacement pre-rinse spray nozzle rated 1.0 GPM (0.92 GPM in situ) | New/replacement pre-rinse spray nozzle rated 1.0 GPM (0.92 GPM in situ) | New/replacement pre-rinse spray nozzle rated 1.0 GPM (0.92 GPM in situ) | New/replacement pre-rinse spray nozzle rated 1.0 GPM (0.92 GPM in situ) | New/replacement pre-rinse spray nozzle rated 1.0 GPM (0.92 GPM in situ) | New/replacement pre-rinse spray nozzle rated 1.0 GPM (0.92 GPM in situ) | New/replacement pre-rinse spray nozzle rated 1.0 GPM (0.92 GPM in situ) | New/replacement pre-rinse spray nozzle rated 1.0 GPM (0.92 GPM in situ) | New/replacement pre-rinse spray nozzle rated 1.0 GPM (0.92 GPM in situ) | New/replacement pre-rinse spray nozzle rated 1.0 GPM (0.92 GPM in situ) | New/replacement pre-rinse spray nozzle rated 1.0 GPM (0.92 GPM in situ) | New/replacement pre-rinse spray nozzle rated 1.0 GPM (0.92 GPM in situ) | New/replacement pre-rinse spray nozzle rated 1.0 GPM (0.92 GPM in situ) | New/replacement pre-rinse spray nozzle rated 1.0 GPM (0.92 GPM in situ) | New/replacement pre-rinse spray nozzle rated 1.0 GPM (0.92 GPM in situ) | New/replacement pre-rinse spray nozzle rated 1.0 GPM (0.92 GPM in situ) | New/replacement pre-rinse spray nozzle rated 1.0 GPM (0.92 GPM in situ) | New/replacement pre-rinse spray nozzle rated 1.0 GPM (0.92 GPM in situ) | New/replacement pre-rinse spray nozzle rated 1.0 GPM (0.92 GPM in situ) | New/replacement pre-rinse spray nozzle rated 1.0 GPM (0.92 GPM in situ) | New/replacement pre-rinse spray nozzle rated 1.0 GPM (0.92 GPM in situ) | New/replacement pre-rinse spray nozzle rated 1.0 GPM (0.92 GPM in situ) | New/replacement pre-rinse spray nozzle rated 1.0 GPM (0.92 GPM in situ) | 104.6129 | 104.6129 | 104.6129 | 104.6129 | 104.6129 | 104.6129 | 104.6129 | 104.6129 | 104.6129 | 104.6129 | 104.6129 | 104.6129 | 104.6129 | 104.6129 | 104.6129 | 104.6129 | 104.6129 | 104.6129 | 104.6129 | 104.6129 | 104.6129 | 104.6129 | 104.6129 | 104.6129 | 104.6129 | 104.6129 | 104.6129 | 104.6129 | 54.7674 | 54.7674 | 54.7674 | 54.7674 | 54.7674 | 54.7674 | 54.7674 | 54.7674 | 54.7674 | 54.7674 | 54.7674 | 54.7674 | 54.7674 | 54.7674 | 54.7674 | 54.7674 | 54.7674 | 54.7674 | 54.7674 | 54.7674 | 54.7674 | 54.7674 | 54.7674 | 54.7674 | 54.7674 | 54.7674 | 54.7674 | 54.7674 | 0 | 0 | 0 | 0 | 0 | 0 | 0 | 0 | 0 | 0 | 0 | 0 | 0 | 0 | 0 | 0 | 0 | 0 | 0 | 0 | 0 | 0 | 0 | 0 | 0 | 0 | 0 | 0 | 0 | 0 | 0 | 0 | 0 | 0 | 0 | 0 | 0 | 0 | 0 | 0 | 0 | 0 | 0 | 0 | 0 | 0 | 0 | 0 | 0 | 0 | 0 | 0 | 0 | 0 | 0 | 0 | 0 | 0 | 0 | 0 | 0 | 0 | 0 | 0 | 0 | 0 | 0 | 0 | 0 | 0 | 0 | 0 | 0 | 0 | 0 | 0 | 0 | 0 | 0 | 0 | 0 | 0 | 0 | 0 | 0 | 0
Water Heater - Solar System_Office_New_Solar water heating system | Water Heater - Solar System_Office_New | Water Heater - Solar System_Commercial_New_Central storage gas water heater_Solar water heating system | Commercial | Office | New | Water Heating | Natural Gas | Water Heater - Solar System | NEQ | Central storage gas water heater | 15 | 15 | 15 | 0.017077 | 0 | 0 | 0 | 0.1 | Retro1Slow | 0.012666666666666666 | TBD | A | WCM85 | 0.7 | 0.42 | sqft cond | 0.0321 | 0 | 0 | 0 | 0 | CA eTRM - Solar Thermal Water Heating System, Multifamily - SWWH034-03 | CA eTRM - Solar Thermal Water Heating System, Multifamily - SWWH034-03 and Applied Energy Group Research - AEG Measure Research v1.3 SEP23 | CA eTRM - Solar Thermal Water Heating System, Multifamily - SWWH034-03 | 0 | 0 | 0.36293 | Central storage gas water heater | Central storage gas water heater | Central storage gas water heater | Central storage gas water heater | Central storage gas water heater | Central storage gas water heater | Central storage gas water heater | Central storage gas water heater | Central storage gas water heater | Central storage gas water heater | Central storage gas water heater | Central storage gas water heater | Central storage gas water heater | Central storage gas water heater | Central storage gas water heater | Central storage gas water heater | Central storage gas water heater | Central storage gas water heater | Central storage gas water heater | Central storage gas water heater | Central storage gas water heater | Central storage gas water heater | Central storage gas water heater | Central storage gas water heater | Central storage gas water heater | Central storage gas water heater | Central storage gas water heater | Central storage gas water heater | 0 | 0 | 0 | 0 | 0 | 0 | 0 | 0 | 0 | 0 | 0 | 0 | 0 | 0 | 0 | 0 | 0 | 0 | 0 | 0 | 0 | 0 | 0 | 0 | 0 | 0 | 0 | 0 | 0 | 0 | 0 | 0 | 0 | 0 | 0 | 0 | 0 | 0 | 0 | 0 | 0 | 0 | 0 | 0 | 0 | 0 | 0 | 0 | 0 | 0 | 0 | 0 | 0 | 0 | 0 | 0 | 0 | 0 | 0 | 0 | 0 | 0 | 0 | 0 | 0 | 0 | 0 | 0 | 0 | 0 | 0 | 0 | 0 | 0 | 0 | 0 | 0 | 0 | 0 | 0 | 0 | 0 | 0 | 0 | 0 | 0 | 0 | 0 | 0 | 0 | 0 | 0 | 0 | 0 | 0 | 0 | 0 | 0 | 0 | 0 | 0 | 0 | 0 | 0 | 0 | 0 | 0 | 0 | 0 | 0 | 0 | 0 | Solar water heating system | Solar water heating system | Solar water heating system | Solar water heating system | Solar water heating system | Solar water heating system | Solar water heating system | Solar water heating system | Solar water heating system | Solar water heating system | Solar water heating system | Solar water heating system | Solar water heating system | Solar water heating system | Solar water heating system | Solar water heating system | Solar water heating system | Solar water heating system | Solar water heating system | Solar water heating system | Solar water heating system | Solar water heating system | Solar water heating system | Solar water heating system | Solar water heating system | Solar water heating system | Solar water heating system | Solar water heating system | 0.3629 | 0.3629 | 0.3629 | 0.3629 | 0.3629 | 0.3629 | 0.3629 | 0.3629 | 0.3629 | 0.3629 | 0.3629 | 0.3629 | 0.3629 | 0.3629 | 0.3629 | 0.3629 | 0.3629 | 0.3629 | 0.3629 | 0.3629 | 0.3629 | 0.3629 | 0.3629 | 0.3629 | 0.3629 | 0.3629 | 0.3629 | 0.3629 | 0.0171 | 0.0171 | 0.0171 | 0.0171 | 0.0171 | 0.0171 | 0.0171 | 0.0171 | 0.0171 | 0.0171 | 0.0171 | 0.0171 | 0.0171 | 0.0171 | 0.0171 | 0.0171 | 0.0171 | 0.0171 | 0.0171 | 0.0171 | 0.0171 | 0.0171 | 0.0171 | 0.0171 | 0.0171 | 0.0171 | 0.0171 | 0.0171 | 0 | 0 | 0 | 0 | 0 | 0 | 0 | 0 | 0 | 0 | 0 | 0 | 0 | 0 | 0 | 0 | 0 | 0 | 0 | 0 | 0 | 0 | 0 | 0 | 0 | 0 | 0 | 0 | 0 | 0 | 0 | 0 | 0 | 0 | 0 | 0 | 0 | 0 | 0 | 0 | 0 | 0 | 0 | 0 | 0 | 0 | 0 | 0 | 0 | 0 | 0 | 0 | 0 | 0 | 0 | 0 | 0 | 0 | 0 | 0 | 0 | 0 | 0 | 0 | 0 | 0 | 0 | 0 | 0 | 0 | 0 | 0 | 0 | 0 | 0 | 0 | 0 | 0 | 0 | 0 | 0 | 0 | 0 | 0 | 0 | 0 | 0 | 0 | 0 | 0 | 0 | 0 | 0 | 0 | 0 | 0 | 0 | 0 | 0 | 0 | 0 | 0 | 0 | 0 | 0 | 0 | 0 | 0 | 0 | 0 | 0 | 0 | Solar water heating system | Solar water heating system | Solar water heating system | Solar water heating system | Solar water heating system | Solar water heating system | Solar water heating system | Solar water heating system | Solar water heating system | Solar water heating system | Solar water heating system | Solar water heating system | Solar water heating system | Solar water heating system | Solar water heating system | Solar water heating system | Solar water heating system | Solar water heating system | Solar water heating system | Solar water heating system | Solar water heating system | Solar water heating system | Solar water heating system | Solar water heating system | Solar water heating system | Solar water heating system | Solar water heating system | Solar water heating system | 0.3629 | 0.3629 | 0.3629 | 0.3629 | 0.3629 | 0.3629 | 0.3629 | 0.3629 | 0.3629 | 0.3629 | 0.3629 | 0.3629 | 0.3629 | 0.3629 | 0.3629 | 0.3629 | 0.3629 | 0.3629 | 0.3629 | 0.3629 | 0.3629 | 0.3629 | 0.3629 | 0.3629 | 0.3629 | 0.3629 | 0.3629 | 0.3629 | 0.0171 | 0.0171 | 0.0171 | 0.0171 | 0.0171 | 0.0171 | 0.0171 | 0.0171 | 0.0171 | 0.0171 | 0.0171 | 0.0171 | 0.0171 | 0.0171 | 0.0171 | 0.0171 | 0.0171 | 0.0171 | 0.0171 | 0.0171 | 0.0171 | 0.0171 | 0.0171 | 0.0171 | 0.0171 | 0.0171 | 0.0171 | 0.0171 | 0 | 0 | 0 | 0 | 0 | 0 | 0 | 0 | 0 | 0 | 0 | 0 | 0 | 0 | 0 | 0 | 0 | 0 | 0 | 0 | 0 | 0 | 0 | 0 | 0 | 0 | 0 | 0 | 0 | 0 | 0 | 0 | 0 | 0 | 0 | 0 | 0 | 0 | 0 | 0 | 0 | 0 | 0 | 0 | 0 | 0 | 0 | 0 | 0 | 0 | 0 | 0 | 0 | 0 | 0 | 0 | 0 | 0 | 0 | 0 | 0 | 0 | 0 | 0 | 0 | 0 | 0 | 0 | 0 | 0 | 0 | 0 | 0 | 0 | 0 | 0 | 0 | 0 | 0 | 0 | 0 | 0 | 0 | 0 | 0 | 0
Circulation Pump - Controls_Office_New_Not Applicable Segment or Vintage | Circulation Pump - Controls_Office_New | Circulation Pump - Controls_Commercial_New_Not Applicable Segment or Vintage_Not Applicable Segment or Vintage | Commercial | Office | New | Water Heating | Natural Gas | Circulation Pump - Controls | NEQ | Not Applicable Segment or Vintage | 11 | 11 | 11 | 0 | 0 | 0 | 0 | 0 | Retro3Slow | 0.004128203794943829 | TBD | A | WCM86 | 0.7 | 0.42 | sqft | 0.0321 | 0 | 0 | 0 | 0 | Not Applicable Segment or Vintage | Not Applicable Segment or Vintage | Not Applicable Segment or Vintage | 0 | 0 | 0 | Not Applicable Segment or Vintage | Not Applicable Segment or Vintage | Not Applicable Segment or Vintage | Not Applicable Segment or Vintage | Not Applicable Segment or Vintage | Not Applicable Segment or Vintage | Not Applicable Segment or Vintage | Not Applicable Segment or Vintage | Not Applicable Segment or Vintage | Not Applicable Segment or Vintage | Not Applicable Segment or Vintage | Not Applicable Segment or Vintage | Not Applicable Segment or Vintage | Not Applicable Segment or Vintage | Not Applicable Segment or Vintage | Not Applicable Segment or Vintage | Not Applicable Segment or Vintage | Not Applicable Segment or Vintage | Not Applicable Segment or Vintage | Not Applicable Segment or Vintage | Not Applicable Segment or Vintage | Not Applicable Segment or Vintage | Not Applicable Segment or Vintage | Not Applicable Segment or Vintage | Not Applicable Segment or Vintage | Not Applicable Segment or Vintage | Not Applicable Segment or Vintage | Not Applicable Segment or Vintage | 0 | 0 | 0 | 0 | 0 | 0 | 0 | 0 | 0 | 0 | 0 | 0 | 0 | 0 | 0 | 0 | 0 | 0 | 0 | 0 | 0 | 0 | 0 | 0 | 0 | 0 | 0 | 0 | 0 | 0 | 0 | 0 | 0 | 0 | 0 | 0 | 0 | 0 | 0 | 0 | 0 | 0 | 0 | 0 | 0 | 0 | 0 | 0 | 0 | 0 | 0 | 0 | 0 | 0 | 0 | 0 | 0 | 0 | 0 | 0 | 0 | 0 | 0 | 0 | 0 | 0 | 0 | 0 | 0 | 0 | 0 | 0 | 0 | 0 | 0 | 0 | 0 | 0 | 0 | 0 | 0 | 0 | 0 | 0 | 0 | 0 | 0 | 0 | 0 | 0 | 0 | 0 | 0 | 0 | 0 | 0 | 0 | 0 | 0 | 0 | 0 | 0 | 0 | 0 | 0 | 0 | 0 | 0 | 0 | 0 | 0 | 0 | Not Applicable Segment or Vintage | Not Applicable Segment or Vintage | Not Applicable Segment or Vintage | Not Applicable Segment or Vintage | Not Applicable Segment or Vintage | Not Applicable Segment or Vintage | Not Applicable Segment or Vintage | Not Applicable Segment or Vintage | Not Applicable Segment or Vintage | Not Applicable Segment or Vintage | Not Applicable Segment or Vintage | Not Applicable Segment or Vintage | Not Applicable Segment or Vintage | Not Applicable Segment or Vintage | Not Applicable Segment or Vintage | Not Applicable Segment or Vintage | Not Applicable Segment or Vintage | Not Applicable Segment or Vintage | Not Applicable Segment or Vintage | Not Applicable Segment or Vintage | Not Applicable Segment or Vintage | Not Applicable Segment or Vintage | Not Applicable Segment or Vintage | Not Applicable Segment or Vintage | Not Applicable Segment or Vintage | Not Applicable Segment or Vintage | Not Applicable Segment or Vintage | Not Applicable Segment or Vintage | 0 | 0 | 0 | 0 | 0 | 0 | 0 | 0 | 0 | 0 | 0 | 0 | 0 | 0 | 0 | 0 | 0 | 0 | 0 | 0 | 0 | 0 | 0 | 0 | 0 | 0 | 0 | 0 | 0 | 0 | 0 | 0 | 0 | 0 | 0 | 0 | 0 | 0 | 0 | 0 | 0 | 0 | 0 | 0 | 0 | 0 | 0 | 0 | 0 | 0 | 0 | 0 | 0 | 0 | 0 | 0 | 0 | 0 | 0 | 0 | 0 | 0 | 0 | 0 | 0 | 0 | 0 | 0 | 0 | 0 | 0 | 0 | 0 | 0 | 0 | 0 | 0 | 0 | 0 | 0 | 0 | 0 | 0 | 0 | 0 | 0 | 0 | 0 | 0 | 0 | 0 | 0 | 0 | 0 | 0 | 0 | 0 | 0 | 0 | 0 | 0 | 0 | 0 | 0 | 0 | 0 | 0 | 0 | 0 | 0 | 0 | 0 | 0 | 0 | 0 | 0 | 0 | 0 | 0 | 0 | 0 | 0 | 0 | 0 | 0 | 0 | 0 | 0 | 0 | 0 | 0 | 0 | 0 | 0 | 0 | 0 | 0 | 0 | 0 | 0 | 0 | 0 | 0 | 0 | 0 | 0 | 0 | 0 | 0 | 0 | 0 | 0 | 0 | 0 | 0 | 0 | 0 | 0 | 0 | 0 | 0 | 0 | 0 | 0 | 0 | 0 | 0 | 0 | Not Applicable Segment or Vintage | Not Applicable Segment or Vintage | Not Applicable Segment or Vintage | Not Applicable Segment or Vintage | Not Applicable Segment or Vintage | Not Applicable Segment or Vintage | Not Applicable Segment or Vintage | Not Applicable Segment or Vintage | Not Applicable Segment or Vintage | Not Applicable Segment or Vintage | Not Applicable Segment or Vintage | Not Applicable Segment or Vintage | Not Applicable Segment or Vintage | Not Applicable Segment or Vintage | Not Applicable Segment or Vintage | Not Applicable Segment or Vintage | Not Applicable Segment or Vintage | Not Applicable Segment or Vintage | Not Applicable Segment or Vintage | Not Applicable Segment or Vintage | Not Applicable Segment or Vintage | Not Applicable Segment or Vintage | Not Applicable Segment or Vintage | Not Applicable Segment or Vintage | Not Applicable Segment or Vintage | Not Applicable Segment or Vintage | Not Applicable Segment or Vintage | Not Applicable Segment or Vintage | 0 | 0 | 0 | 0 | 0 | 0 | 0 | 0 | 0 | 0 | 0 | 0 | 0 | 0 | 0 | 0 | 0 | 0 | 0 | 0 | 0 | 0 | 0 | 0 | 0 | 0 | 0 | 0 | 0 | 0 | 0 | 0 | 0 | 0 | 0 | 0 | 0 | 0 | 0 | 0 | 0 | 0 | 0 | 0 | 0 | 0 | 0 | 0 | 0 | 0 | 0 | 0 | 0 | 0 | 0 | 0 | 0 | 0 | 0 | 0 | 0 | 0 | 0 | 0 | 0 | 0 | 0 | 0 | 0 | 0 | 0 | 0 | 0 | 0 | 0 | 0 | 0 | 0 | 0 | 0 | 0 | 0 | 0 | 0 | 0 | 0 | 0 | 0 | 0 | 0 | 0 | 0 | 0 | 0 | 0 | 0 | 0 | 0 | 0 | 0 | 0 | 0 | 0 | 0 | 0 | 0 | 0 | 0 | 0 | 0 | 0 | 0 | 0 | 0 | 0 | 0 | 0 | 0 | 0 | 0 | 0 | 0 | 0 | 0 | 0 | 0 | 0 | 0 | 0 | 0 | 0 | 0 | 0 | 0 | 0 | 0 | 0 | 0 | 0 | 0 | 0 | 0
Commercial Laundry - ENERGY STAR Washer (8.0)_Office_New_Not Applicable Segment or Vintage | Commercial Laundry - ENERGY STAR Washer (8.0)_Office_New | Commercial Laundry - ENERGY STAR Washer (8.0)_Commercial_New_Not Applicable Segment or Vintage_Not Applicable Segment or Vintage | Commercial | Office | New | Water Heating | Natural Gas | Commercial Laundry - ENERGY STAR Washer (8.0) | NEQ | Not Applicable Segment or Vintage | 7 | 7 | 7 | 0 | 0 | 0 | 0 | 0 | Retro5Med | 8.35569166605469E-06 | TBD | A | WCM88 | 0.7 | 0.42 | sqft | 0.0321 | 0 | 0 | 0 | 0 | Not Applicable Segment or Vintage | Not Applicable Segment or Vintage | Not Applicable Segment or Vintage | 0 | 0 | 0 | Not Applicable Segment or Vintage | Not Applicable Segment or Vintage | Not Applicable Segment or Vintage | Not Applicable Segment or Vintage | Not Applicable Segment or Vintage | Not Applicable Segment or Vintage | Not Applicable Segment or Vintage | Not Applicable Segment or Vintage | Not Applicable Segment or Vintage | Not Applicable Segment or Vintage | Not Applicable Segment or Vintage | Not Applicable Segment or Vintage | Not Applicable Segment or Vintage | Not Applicable Segment or Vintage | Not Applicable Segment or Vintage | Not Applicable Segment or Vintage | Not Applicable Segment or Vintage | Not Applicable Segment or Vintage | Not Applicable Segment or Vintage | Not Applicable Segment or Vintage | Not Applicable Segment or Vintage | Not Applicable Segment or Vintage | Not Applicable Segment or Vintage | Not Applicable Segment or Vintage | Not Applicable Segment or Vintage | Not Applicable Segment or Vintage | Not Applicable Segment or Vintage | Not Applicable Segment or Vintage | 0 | 0 | 0 | 0 | 0 | 0 | 0 | 0 | 0 | 0 | 0 | 0 | 0 | 0 | 0 | 0 | 0 | 0 | 0 | 0 | 0 | 0 | 0 | 0 | 0 | 0 | 0 | 0 | 0 | 0 | 0 | 0 | 0 | 0 | 0 | 0 | 0 | 0 | 0 | 0 | 0 | 0 | 0 | 0 | 0 | 0 | 0 | 0 | 0 | 0 | 0 | 0 | 0 | 0 | 0 | 0 | 0 | 0 | 0 | 0 | 0 | 0 | 0 | 0 | 0 | 0 | 0 | 0 | 0 | 0 | 0 | 0 | 0 | 0 | 0 | 0 | 0 | 0 | 0 | 0 | 0 | 0 | 0 | 0 | 0 | 0 | 0 | 0 | 0 | 0 | 0 | 0 | 0 | 0 | 0 | 0 | 0 | 0 | 0 | 0 | 0 | 0 | 0 | 0 | 0 | 0 | 0 | 0 | 0 | 0 | 0 | 0 | Not Applicable Segment or Vintage | Not Applicable Segment or Vintage | Not Applicable Segment or Vintage | Not Applicable Segment or Vintage | Not Applicable Segment or Vintage | Not Applicable Segment or Vintage | Not Applicable Segment or Vintage | Not Applicable Segment or Vintage | Not Applicable Segment or Vintage | Not Applicable Segment or Vintage | Not Applicable Segment or Vintage | Not Applicable Segment or Vintage | Not Applicable Segment or Vintage | Not Applicable Segment or Vintage | Not Applicable Segment or Vintage | Not Applicable Segment or Vintage | Not Applicable Segment or Vintage | Not Applicable Segment or Vintage | Not Applicable Segment or Vintage | Not Applicable Segment or Vintage | Not Applicable Segment or Vintage | Not Applicable Segment or Vintage | Not Applicable Segment or Vintage | Not Applicable Segment or Vintage | Not Applicable Segment or Vintage | Not Applicable Segment or Vintage | Not Applicable Segment or Vintage | Not Applicable Segment or Vintage | 0 | 0 | 0 | 0 | 0 | 0 | 0 | 0 | 0 | 0 | 0 | 0 | 0 | 0 | 0 | 0 | 0 | 0 | 0 | 0 | 0 | 0 | 0 | 0 | 0 | 0 | 0 | 0 | 0 | 0 | 0 | 0 | 0 | 0 | 0 | 0 | 0 | 0 | 0 | 0 | 0 | 0 | 0 | 0 | 0 | 0 | 0 | 0 | 0 | 0 | 0 | 0 | 0 | 0 | 0 | 0 | 0 | 0 | 0 | 0 | 0 | 0 | 0 | 0 | 0 | 0 | 0 | 0 | 0 | 0 | 0 | 0 | 0 | 0 | 0 | 0 | 0 | 0 | 0 | 0 | 0 | 0 | 0 | 0 | 0 | 0 | 0 | 0 | 0 | 0 | 0 | 0 | 0 | 0 | 0 | 0 | 0 | 0 | 0 | 0 | 0 | 0 | 0 | 0 | 0 | 0 | 0 | 0 | 0 | 0 | 0 | 0 | 0 | 0 | 0 | 0 | 0 | 0 | 0 | 0 | 0 | 0 | 0 | 0 | 0 | 0 | 0 | 0 | 0 | 0 | 0 | 0 | 0 | 0 | 0 | 0 | 0 | 0 | 0 | 0 | 0 | 0 | 0 | 0 | 0 | 0 | 0 | 0 | 0 | 0 | 0 | 0 | 0 | 0 | 0 | 0 | 0 | 0 | 0 | 0 | 0 | 0 | 0 | 0 | 0 | 0 | 0 | 0 | Not Applicable Segment or Vintage | Not Applicable Segment or Vintage | Not Applicable Segment or Vintage | Not Applicable Segment or Vintage | Not Applicable Segment or Vintage | Not Applicable Segment or Vintage | Not Applicable Segment or Vintage | Not Applicable Segment or Vintage | Not Applicable Segment or Vintage | Not Applicable Segment or Vintage | Not Applicable Segment or Vintage | Not Applicable Segment or Vintage | Not Applicable Segment or Vintage | Not Applicable Segment or Vintage | Not Applicable Segment or Vintage | Not Applicable Segment or Vintage | Not Applicable Segment or Vintage | Not Applicable Segment or Vintage | Not Applicable Segment or Vintage | Not Applicable Segment or Vintage | Not Applicable Segment or Vintage | Not Applicable Segment or Vintage | Not Applicable Segment or Vintage | Not Applicable Segment or Vintage | Not Applicable Segment or Vintage | Not Applicable Segment or Vintage | Not Applicable Segment or Vintage | Not Applicable Segment or Vintage | 0 | 0 | 0 | 0 | 0 | 0 | 0 | 0 | 0 | 0 | 0 | 0 | 0 | 0 | 0 | 0 | 0 | 0 | 0 | 0 | 0 | 0 | 0 | 0 | 0 | 0 | 0 | 0 | 0 | 0 | 0 | 0 | 0 | 0 | 0 | 0 | 0 | 0 | 0 | 0 | 0 | 0 | 0 | 0 | 0 | 0 | 0 | 0 | 0 | 0 | 0 | 0 | 0 | 0 | 0 | 0 | 0 | 0 | 0 | 0 | 0 | 0 | 0 | 0 | 0 | 0 | 0 | 0 | 0 | 0 | 0 | 0 | 0 | 0 | 0 | 0 | 0 | 0 | 0 | 0 | 0 | 0 | 0 | 0 | 0 | 0 | 0 | 0 | 0 | 0 | 0 | 0 | 0 | 0 | 0 | 0 | 0 | 0 | 0 | 0 | 0 | 0 | 0 | 0 | 0 | 0 | 0 | 0 | 0 | 0 | 0 | 0 | 0 | 0 | 0 | 0 | 0 | 0 | 0 | 0 | 0 | 0 | 0 | 0 | 0 | 0 | 0 | 0 | 0 | 0 | 0 | 0 | 0 | 0 | 0 | 0 | 0 | 0 | 0 | 0 | 0 | 0
Gas-Fired Combination Heat Pump Conversion_Office_New_Gas-fired heat pump, COP 1.3 | Gas-Fired Combination Heat Pump Conversion_Office_New | Gas-Fired Combination Heat Pump Conversion_Commercial_New_Federal standard gas-fired central heating and DHW system_Gas-fired heat pump, COP 1.3 | Commercial | Office | New | Water Heating | Natural Gas | Gas-Fired Combination Heat Pump Conversion | NEQ | Federal standard gas-fired central heating and DHW system | 20 | 20 | 20 | 0 | 0 | 0 | 0 | 0.1 | Retro1Slow | 0.012666666666666666 | TBD | A | WCM65 | 0.7 | 0.42 | kBtuh heat | 0.0321 | 0 | 0 | 0 | 0 | AEO 2021 - gas_eng-driven_RTHP-heat 2017 typical | EIA - Technology Forecast Updates. Appendix A. U.S. Energy Information Administration. March 3, 2023.¦ Technical Support Documents for Baseline Costs | AEG Analysis, Comparison of Baseline TE vs COP | 0 | 0 | 195.1704 | Federal standard gas-fired central heating and DHW system | Federal standard gas-fired central heating and DHW system | Federal standard gas-fired central heating and DHW system | Federal standard gas-fired central heating and DHW system | Federal standard gas-fired central heating and DHW system | Federal standard gas-fired central heating and DHW system | Federal standard gas-fired central heating and DHW system | Federal standard gas-fired central heating and DHW system | Federal standard gas-fired central heating and DHW system | Federal standard gas-fired central heating and DHW system | Federal standard gas-fired central heating and DHW system | Federal standard gas-fired central heating and DHW system | Federal standard gas-fired central heating and DHW system | Federal standard gas-fired central heating and DHW system | Federal standard gas-fired central heating and DHW system | Federal standard gas-fired central heating and DHW system | Federal standard gas-fired central heating and DHW system | Federal standard gas-fired central heating and DHW system | Federal standard gas-fired central heating and DHW system | Federal standard gas-fired central heating and DHW system | Federal standard gas-fired central heating and DHW system | Federal standard gas-fired central heating and DHW system | Federal standard gas-fired central heating and DHW system | Federal standard gas-fired central heating and DHW system | Federal standard gas-fired central heating and DHW system | Federal standard gas-fired central heating and DHW system | Federal standard gas-fired central heating and DHW system | Federal standard gas-fired central heating and DHW system | 0 | 0 | 0 | 0 | 0 | 0 | 0 | 0 | 0 | 0 | 0 | 0 | 0 | 0 | 0 | 0 | 0 | 0 | 0 | 0 | 0 | 0 | 0 | 0 | 0 | 0 | 0 | 0 | 0 | 0 | 0 | 0 | 0 | 0 | 0 | 0 | 0 | 0 | 0 | 0 | 0 | 0 | 0 | 0 | 0 | 0 | 0 | 0 | 0 | 0 | 0 | 0 | 0 | 0 | 0 | 0 | 0 | 0 | 0 | 0 | 0 | 0 | 0 | 0 | 0 | 0 | 0 | 0 | 0 | 0 | 0 | 0 | 0 | 0 | 0 | 0 | 0 | 0 | 0 | 0 | 0 | 0 | 0 | 0 | 0 | 0 | 0 | 0 | 0 | 0 | 0 | 0 | 0 | 0 | 0 | 0 | 0 | 0 | 0 | 0 | 0 | 0 | 0 | 0 | 0 | 0 | 0 | 0 | 0 | 0 | 0 | 0 | Gas-fired heat pump, COP 1.3 | Gas-fired heat pump, COP 1.3 | Gas-fired heat pump, COP 1.3 | Gas-fired heat pump, COP 1.3 | Gas-fired heat pump, COP 1.3 | Gas-fired heat pump, COP 1.3 | Gas-fired heat pump, COP 1.3 | Gas-fired heat pump, COP 1.3 | Gas-fired heat pump, COP 1.3 | Gas-fired heat pump, COP 1.3 | Gas-fired heat pump, COP 1.3 | Gas-fired heat pump, COP 1.3 | Gas-fired heat pump, COP 1.3 | Gas-fired heat pump, COP 1.3 | Gas-fired heat pump, COP 1.3 | Gas-fired heat pump, COP 1.3 | Gas-fired heat pump, COP 1.3 | Gas-fired heat pump, COP 1.3 | Gas-fired heat pump, COP 1.3 | Gas-fired heat pump, COP 1.3 | Gas-fired heat pump, COP 1.3 | Gas-fired heat pump, COP 1.3 | Gas-fired heat pump, COP 1.3 | Gas-fired heat pump, COP 1.3 | Gas-fired heat pump, COP 1.3 | Gas-fired heat pump, COP 1.3 | Gas-fired heat pump, COP 1.3 | Gas-fired heat pump, COP 1.3 | 195.1704 | 195.1704 | 195.1704 | 195.1704 | 195.1704 | 195.1704 | 195.1704 | 195.1704 | 195.1704 | 195.1704 | 195.1704 | 195.1704 | 195.1704 | 195.1704 | 195.1704 | 195.1704 | 195.1704 | 195.1704 | 195.1704 | 195.1704 | 195.1704 | 195.1704 | 195.1704 | 195.1704 | 195.1704 | 195.1704 | 195.1704 | 195.1704 | 0 | 0 | 0 | 0 | 0 | 0 | 0 | 0 | 0 | 0 | 0 | 0 | 0 | 0 | 0 | 0 | 0 | 0 | 0 | 0 | 0 | 0 | 0 | 0 | 0 | 0 | 0 | 0 | 0 | 0 | 0 | 0 | 0 | 0 | 0 | 0 | 0 | 0 | 0 | 0 | 0 | 0 | 0 | 0 | 0 | 0 | 0 | 0 | 0 | 0 | 0 | 0 | 0 | 0 | 0 | 0 | 0 | 0 | 0 | 0 | 0 | 0 | 0 | 0 | 0 | 0 | 0 | 0 | 0 | 0 | 0 | 0 | 0 | 0 | 0 | 0 | 0 | 0 | 0 | 0 | 0 | 0 | 0 | 0 | 0 | 0 | 0 | 0 | 0 | 0 | 0 | 0 | 0 | 0 | 0 | 0 | 0 | 0 | 0 | 0 | 0 | 0 | 0 | 0 | 0 | 0 | 0 | 0 | 0 | 0 | 0 | 0 | 0 | 0 | 0 | 0 | 0 | 0 | 0 | 0 | 0 | 0 | 0 | 0 | 0 | 0 | 0 | 0 | 0 | 0 | 0 | 0 | 0 | 0 | 0 | 0 | 0 | 0 | 0 | 0 | Gas-fired heat pump, COP 1.3 | Gas-fired heat pump, COP 1.3 | Gas-fired heat pump, COP 1.3 | Gas-fired heat pump, COP 1.3 | Gas-fired heat pump, COP 1.3 | Gas-fired heat pump, COP 1.3 | Gas-fired heat pump, COP 1.3 | Gas-fired heat pump, COP 1.3 | Gas-fired heat pump, COP 1.3 | Gas-fired heat pump, COP 1.3 | Gas-fired heat pump, COP 1.3 | Gas-fired heat pump, COP 1.3 | Gas-fired heat pump, COP 1.3 | Gas-fired heat pump, COP 1.3 | Gas-fired heat pump, COP 1.3 | Gas-fired heat pump, COP 1.3 | Gas-fired heat pump, COP 1.3 | Gas-fired heat pump, COP 1.3 | Gas-fired heat pump, COP 1.3 | Gas-fired heat pump, COP 1.3 | Gas-fired heat pump, COP 1.3 | Gas-fired heat pump, COP 1.3 | Gas-fired heat pump, COP 1.3 | Gas-fired heat pump, COP 1.3 | Gas-fired heat pump, COP 1.3 | Gas-fired heat pump, COP 1.3 | Gas-fired heat pump, COP 1.3 | Gas-fired heat pump, COP 1.3 | 195.1704 | 195.1704 | 195.1704 | 195.1704 | 195.1704 | 195.1704 | 195.1704 | 195.1704 | 195.1704 | 195.1704 | 195.1704 | 195.1704 | 195.1704 | 195.1704 | 195.1704 | 195.1704 | 195.1704 | 195.1704 | 195.1704 | 195.1704 | 195.1704 | 195.1704 | 195.1704 | 195.1704 | 195.1704 | 195.1704 | 195.1704 | 195.1704 | 0 | 0 | 0 | 0 | 0 | 0 | 0 | 0 | 0 | 0 | 0 | 0 | 0 | 0 | 0 | 0 | 0 | 0 | 0 | 0 | 0 | 0 | 0 | 0 | 0 | 0 | 0 | 0 | 0 | 0 | 0 | 0 | 0 | 0 | 0 | 0 | 0 | 0 | 0 | 0 | 0 | 0 | 0 | 0 | 0 | 0 | 0 | 0 | 0 | 0 | 0 | 0 | 0 | 0 | 0 | 0 | 0 | 0 | 0 | 0 | 0 | 0 | 0 | 0 | 0 | 0 | 0 | 0 | 0 | 0 | 0 | 0 | 0 | 0 | 0 | 0 | 0 | 0 | 0 | 0 | 0 | 0 | 0 | 0 | 0 | 0 | 0 | 0 | 0 | 0 | 0 | 0 | 0 | 0 | 0 | 0 | 0 | 0 | 0 | 0 | 0 | 0 | 0 | 0 | 0 | 0 | 0 | 0 | 0 | 0 | 0 | 0 | 0 | 0
Ducting - Repair and Sealing_Office_Existing_Sealed Ductwork | Ducting - Repair and Sealing_Office_Existing | Ducting - Repair and Sealing_Commercial_Existing_Existing ductwork_Sealed Ductwork | Commercial | Office | Existing | Space Heating | Natural Gas | Ducting - Repair and Sealing | NEQ | Existing ductwork | 20 | 20 | 20 | -0.002117 | 0 | 0 | 0.15 | 0.5 | Retro5Med | 8.35569166605469E-06 | TBD | A | WCM4 | 0.7 | 0.42 | sqft duct | 0.0321 | 9999 | 9999 | 9999 | 9999 | IL TRM v13 - 4.4.56 Commercial Duct Sealing - CI-HVC-DSEAL-V02-250101 | IL TRM v13 - 4.4.56 Commercial Duct Sealing - CI-HVC-DSEAL-V02-250101 | AEG BEST | 0 | 0 | 3.6908 | Existing ductwork | Existing ductwork | Existing ductwork | Existing ductwork | Existing ductwork | Existing ductwork | Existing ductwork | Existing ductwork | Existing ductwork | Existing ductwork | Existing ductwork | Existing ductwork | Existing ductwork | Existing ductwork | Existing ductwork | Existing ductwork | Existing ductwork | Existing ductwork | Existing ductwork | Existing ductwork | Existing ductwork | Existing ductwork | Existing ductwork | Existing ductwork | Existing ductwork | Existing ductwork | Existing ductwork | Existing ductwork | 0 | 0 | 0 | -902.5606 | -1087.6142 | -1302.0049 | -1472.8762 | -1629.5911 | -1837.9134 | -1934.6163 | -1887.6267 | -1693.4935 | -1383.6123 | -1017.8246 | -641.4974 | -355.7374 | -164.187 | -66.8652 | -23.5018 | -7.1282 | -1.5152 | -0.13668 | -0.08953 | -1.8465e-18 | -1.824e-18 | -1.8032e-18 | -1.7841e-18 | -1.7664e-18 | 0 | 0 | 0 | -902.5606 | -1973.4085 | -3232.5377 | -4622.9733 | -6113.8461 | -7735.8719 | -9357.3913 | -10824.954 | -11998.9547 | -12788.3582 | -13174.6701 | -13187.9513 | -12950.8255 | -12578.6265 | -12174.945 | -11791.4411 | -11456.9055 | -11174.9033 | -10951.1067 | -10760.1851 | -10619.9819 | -10490.6451 | -10371.3273 | -10261.2478 | -10159.6875 | 0 | 0 | 0 | 218736.0771922994 | 268573.01835701807 | 328654.77861046046 | 381516.413707499 | 435167.78237768187 | 508763.4460198039 | 558121.4011297135 | 570160.4352463938 | 537307.7847519437 | 461861.5525413898 | 357407.9692723624 | 236540.1764986493 | 137345.90893469963 | 66129.51170929983 | 27977.87033854991 | 10173.771032199977 | 3177.8283506615517 | 692.622288978965 | 63.75667036957647 | 42.50444691305097 | 8.881784197001252E-16 | 8.881784197001252E-16 | 8.881784197001252E-16 | 8.881784197001252E-16 | 8.881784197001252E-16 | 0 | 0 | 0 | 218736.0771922994 | 487309.0955493174 | 815963.8741597779 | 1197480.287867277 | 1632648.0702449589 | 2141411.5162647627 | 2699532.917394476 | 3269693.35264087 | 3807001.137392814 | 4268862.689934203 | 4626270.6592065655 | 4862810.835705215 | 5000156.7446399145 | 5066286.256349214 | 5094264.126687764 | 5104437.897719964 | 5107615.726070626 | 5108308.348359604 | 5108372.105029974 | 5108414.609476888 | 5108414.609476888 | 5108414.609476888 | 5108414.609476888 | 5108414.609476888 | 5108414.609476888 | Sealed Ductwork | Sealed Ductwork | Sealed Ductwork | Sealed Ductwork | Sealed Ductwork | Sealed Ductwork | Sealed Ductwork | Sealed Ductwork | Sealed Ductwork | Sealed Ductwork | Sealed Ductwork | Sealed Ductwork | Sealed Ductwork | Sealed Ductwork | Sealed Ductwork | Sealed Ductwork | Sealed Ductwork | Sealed Ductwork | Sealed Ductwork | Sealed Ductwork | Sealed Ductwork | Sealed Ductwork | Sealed Ductwork | Sealed Ductwork | Sealed Ductwork | Sealed Ductwork | Sealed Ductwork | Sealed Ductwork | 3.6908 | 3.6908 | 3.6908 | 3.6908 | 3.6908 | 3.6908 | 3.6908 | 3.6908 | 3.6908 | 3.6908 | 3.6908 | 3.6908 | 3.6908 | 3.6908 | 3.6908 | 3.6908 | 3.6908 | 3.6908 | 3.6908 | 3.6908 | 3.6908 | 3.6908 | 3.6908 | 3.6908 | 3.6908 | 3.6908 | 3.6908 | 3.6908 | -0.0021 | -0.0021 | -0.0021 | -0.0021 | -0.0021 | -0.0021 | -0.0021 | -0.0021 | -0.0021 | -0.0021 | -0.0021 | -0.0021 | -0.0021 | -0.0021 | -0.0021 | -0.0021 | -0.0021 | -0.0021 | -0.0021 | -0.0021 | -0.0021 | -0.0021 | -0.0021 | -0.0021 | -0.0021 | -0.0021 | -0.0021 | -0.0021 | 0 | 0 | 0 | 0 | 0 | 0 | 0 | 0 | 0 | 0 | 0 | 0 | 0 | 0 | 0 | 0 | 0 | 0 | 0 | 0 | 0 | 0 | 0 | 0 | 0 | 0 | 0 | 0 | 0 | 0 | 0 | 0 | 0 | 0 | 0 | 0 | 0 | 0 | 0 | 0 | 0 | 0 | 0 | 0 | 0 | 0 | 0 | 0 | 0 | 0 | 0 | 0 | 0 | 0 | 0 | 0 | 0 | 0 | 0 | 0 | 0 | 0 | 0 | 0 | 0 | 0 | 0 | 0 | 0 | 0 | 0 | 0 | 0 | 0 | 0 | 0 | 0 | 0 | 0 | 0 | 0 | 0 | 0 | 0 | 0 | 0 | 0 | 0 | 0 | 0 | 0 | 0 | 0 | 0 | 0 | 0 | 0 | 0 | 0 | 0 | 0 | 0 | 0 | 0 | 0 | 0 | 0 | 0 | 0 | 0 | 0 | 0 | Sealed Ductwork | Sealed Ductwork | Sealed Ductwork | Sealed Ductwork | Sealed Ductwork | Sealed Ductwork | Sealed Ductwork | Sealed Ductwork | Sealed Ductwork | Sealed Ductwork | Sealed Ductwork | Sealed Ductwork | Sealed Ductwork | Sealed Ductwork | Sealed Ductwork | Sealed Ductwork | Sealed Ductwork | Sealed Ductwork | Sealed Ductwork | Sealed Ductwork | Sealed Ductwork | Sealed Ductwork | Sealed Ductwork | Sealed Ductwork | Sealed Ductwork | Sealed Ductwork | Sealed Ductwork | Sealed Ductwork | 3.6908 | 3.6908 | 3.6908 | 3.6908 | 3.6908 | 3.6908 | 3.6908 | 3.6908 | 3.6908 | 3.6908 | 3.6908 | 3.6908 | 3.6908 | 3.6908 | 3.6908 | 3.6908 | 3.6908 | 3.6908 | 3.6908 | 3.6908 | 3.6908 | 3.6908 | 3.6908 | 3.6908 | 3.6908 | 3.6908 | 3.6908 | 3.6908 | -0.0021 | -0.0021 | -0.0021 | -0.0021 | -0.0021 | -0.0021 | -0.0021 | -0.0021 | -0.0021 | -0.0021 | -0.0021 | -0.0021 | -0.0021 | -0.0021 | -0.0021 | -0.0021 | -0.0021 | -0.0021 | -0.0021 | -0.0021 | -0.0021 | -0.0021 | -0.0021 | -0.0021 | -0.0021 | -0.0021 | -0.0021 | -0.0021 | 0 | 0 | 0 | 0 | 0 | 0 | 0 | 0 | 0 | 0 | 0 | 0 | 0 | 0 | 0 | 0 | 0 | 0 | 0 | 0 | 0 | 0 | 0 | 0 | 0 | 0 | 0 | 0 | 0 | 0 | 0 | 0 | 0 | 0 | 0 | 0 | 0 | 0 | 0 | 0 | 0 | 0 | 0 | 0 | 0 | 0 | 0 | 0 | 0 | 0 | 0 | 0 | 0 | 0 | 0 | 0 | 0 | 0 | 0 | 0 | 0 | 0 | 0 | 0 | 0 | 0 | 0 | 0 | 0 | 0 | 0 | 0 | 0 | 0 | 0 | 0 | 0 | 0 | 0 | 0 | 0 | 0 | 0 | 0 | 0 | 0
Insulation - Ducting_Office_Existing_Insulated duct. | Insulation - Ducting_Office_Existing | Insulation - Ducting_Commercial_Existing_Uninsulated duct._Insulated duct. | Commercial | Office | Existing | Space Heating | Natural Gas | Insulation - Ducting | NEQ | Uninsulated duct. | 20 | 20 | 20 | -0.0027137 | 0 | 0 | 0.05 | 0.2 | Retro5Med | 8.35569166605469E-06 | TBD | A | WCM3 | 0.7 | 0.42 | sqft duct | 0.0321 | 9998.999999999998 | 9999 | 9998.999999999998 | 9999 | IL TRM v13 - 4.4.56 Commercial Duct Sealing - CI-HVC-DSEAL-V02-250101 | IL TRM v13 - 4.4.56 Commercial Duct Sealing - CI-HVC-DSEAL-V02-250101 | AEG BEST | 0 | 0 | 9.2 | Uninsulated duct. | Uninsulated duct. | Uninsulated duct. | Uninsulated duct. | Uninsulated duct. | Uninsulated duct. | Uninsulated duct. | Uninsulated duct. | Uninsulated duct. | Uninsulated duct. | Uninsulated duct. | Uninsulated duct. | Uninsulated duct. | Uninsulated duct. | Uninsulated duct. | Uninsulated duct. | Uninsulated duct. | Uninsulated duct. | Uninsulated duct. | Uninsulated duct. | Uninsulated duct. | Uninsulated duct. | Uninsulated duct. | Uninsulated duct. | Uninsulated duct. | Uninsulated duct. | Uninsulated duct. | Uninsulated duct. | 0 | 0 | 0 | -495.8488 | -597.5457 | -715.3813 | -809.3277 | -895.5189 | -1010.1025 | -1063.3686 | -1037.6592 | -931.0413 | -760.7466 | -559.6668 | -352.7541 | -195.6224 | -90.2887 | -36.7703 | -12.9241 | -3.9199 | -0.83322 | -0.075162 | -0.049234 | 0 | 0 | 0 | 0 | 0 | 0 | 0 | 0 | -495.8488 | -1084.2097 | -1776.1046 | -2540.2682 | -3359.7781 | -4251.5734 | -5143.323 | -5950.6541 | -6596.7316 | -7031.3768 | -7244.2994 | -7251.945 | -7121.7464 | -6917.1622 | -6695.2085 | -6484.3254 | -6300.3614 | -6145.2832 | -6022.2127 | -5917.2208 | -5840.1198 | -5768.9946 | -5703.379 | -5642.8439 | -5586.9935 | 0 | 0 | 0 | 93744.03308241405 | 115102.72215300777 | 140852.04797591167 | 163507.03444607102 | 186500.4781618637 | 218041.47686563025 | 239194.88619844872 | 244354.47224845458 | 230274.76489369024 | 197940.66537488144 | 153174.84397386966 | 101374.36135656404 | 58862.532400585565 | 28341.219303985643 | 11990.515859378535 | 4360.187585228561 | 1361.9264359978079 | 296.8381238481279 | 27.324287301247068 | 18.216191534164707 | 0 | 0 | 0 | 0 | 0 | 0 | 0 | 0 | 93744.03308241405 | 208846.75523542182 | 349698.80321133346 | 513205.8376574045 | 699706.3158192681 | 917747.7926848984 | 1156942.6788833472 | 1401297.1511318018 | 1631571.916025492 | 1829512.5814003733 | 1982687.425374243 | 2084061.786730807 | 2142924.3191313925 | 2171265.538435378 | 2183256.0542947566 | 2187616.241879985 | 2188978.168315983 | 2189275.006439831 | 2189302.3307271325 | 2189320.5469186665 | 2189320.5469186665 | 2189320.5469186665 | 2189320.5469186665 | 2189320.5469186665 | 2189320.5469186665 | Insulated duct. | Insulated duct. | Insulated duct. | Insulated duct. | Insulated duct. | Insulated duct. | Insulated duct. | Insulated duct. | Insulated duct. | Insulated duct. | Insulated duct. | Insulated duct. | Insulated duct. | Insulated duct. | Insulated duct. | Insulated duct. | Insulated duct. | Insulated duct. | Insulated duct. | Insulated duct. | Insulated duct. | Insulated duct. | Insulated duct. | Insulated duct. | Insulated duct. | Insulated duct. | Insulated duct. | Insulated duct. | 9.2 | 9.2 | 9.2 | 9.2 | 9.2 | 9.2 | 9.2 | 9.2 | 9.2 | 9.2 | 9.2 | 9.2 | 9.2 | 9.2 | 9.2 | 9.2 | 9.2 | 9.2 | 9.2 | 9.2 | 9.2 | 9.2 | 9.2 | 9.2 | 9.2 | 9.2 | 9.2 | 9.2 | -0.0027 | -0.0027 | -0.0027 | -0.0027 | -0.0027 | -0.0027 | -0.0027 | -0.0027 | -0.0027 | -0.0027 | -0.0027 | -0.0027 | -0.0027 | -0.0027 | -0.0027 | -0.0027 | -0.0027 | -0.0027 | -0.0027 | -0.0027 | -0.0027 | -0.0027 | -0.0027 | -0.0027 | -0.0027 | -0.0027 | -0.0027 | -0.0027 | 0 | 0 | 0 | 0 | 0 | 0 | 0 | 0 | 0 | 0 | 0 | 0 | 0 | 0 | 0 | 0 | 0 | 0 | 0 | 0 | 0 | 0 | 0 | 0 | 0 | 0 | 0 | 0 | 0 | 0 | 0 | 0 | 0 | 0 | 0 | 0 | 0 | 0 | 0 | 0 | 0 | 0 | 0 | 0 | 0 | 0 | 0 | 0 | 0 | 0 | 0 | 0 | 0 | 0 | 0 | 0 | 0 | 0 | 0 | 0 | 0 | 0 | 0 | 0 | 0 | 0 | 0 | 0 | 0 | 0 | 0 | 0 | 0 | 0 | 0 | 0 | 0 | 0 | 0 | 0 | 0 | 0 | 0 | 0 | 0 | 0 | 0 | 0 | 0 | 0 | 0 | 0 | 0 | 0 | 0 | 0 | 0 | 0 | 0 | 0 | 0 | 0 | 0 | 0 | 0 | 0 | 0 | 0 | 0 | 0 | 0 | 0 | Insulated duct. | Insulated duct. | Insulated duct. | Insulated duct. | Insulated duct. | Insulated duct. | Insulated duct. | Insulated duct. | Insulated duct. | Insulated duct. | Insulated duct. | Insulated duct. | Insulated duct. | Insulated duct. | Insulated duct. | Insulated duct. | Insulated duct. | Insulated duct. | Insulated duct. | Insulated duct. | Insulated duct. | Insulated duct. | Insulated duct. | Insulated duct. | Insulated duct. | Insulated duct. | Insulated duct. | Insulated duct. | 9.2 | 9.2 | 9.2 | 9.2 | 9.2 | 9.2 | 9.2 | 9.2 | 9.2 | 9.2 | 9.2 | 9.2 | 9.2 | 9.2 | 9.2 | 9.2 | 9.2 | 9.2 | 9.2 | 9.2 | 9.2 | 9.2 | 9.2 | 9.2 | 9.2 | 9.2 | 9.2 | 9.2 | -0.0027 | -0.0027 | -0.0027 | -0.0027 | -0.0027 | -0.0027 | -0.0027 | -0.0027 | -0.0027 | -0.0027 | -0.0027 | -0.0027 | -0.0027 | -0.0027 | -0.0027 | -0.0027 | -0.0027 | -0.0027 | -0.0027 | -0.0027 | -0.0027 | -0.0027 | -0.0027 | -0.0027 | -0.0027 | -0.0027 | -0.0027 | -0.0027 | 0 | 0 | 0 | 0 | 0 | 0 | 0 | 0 | 0 | 0 | 0 | 0 | 0 | 0 | 0 | 0 | 0 | 0 | 0 | 0 | 0 | 0 | 0 | 0 | 0 | 0 | 0 | 0 | 0 | 0 | 0 | 0 | 0 | 0 | 0 | 0 | 0 | 0 | 0 | 0 | 0 | 0 | 0 | 0 | 0 | 0 | 0 | 0 | 0 | 0 | 0 | 0 | 0 | 0 | 0 | 0 | 0 | 0 | 0 | 0 | 0 | 0 | 0 | 0 | 0 | 0 | 0 | 0 | 0 | 0 | 0 | 0 | 0 | 0 | 0 | 0 | 0 | 0 | 0 | 0 | 0 | 0 | 0 | 0 | 0 | 0
Advanced New Construction Designs_Office_Existing_Not Applicable Segment or Vintage | Advanced New Construction Designs_Office_Existing | Advanced New Construction Designs_Commercial_Existing_Not Applicable Segment or Vintage_Not Applicable Segment or Vintage | Commercial | Office | Existing | Space Heating | Natural Gas | Advanced New Construction Designs | NEQ | Not Applicable Segment or Vintage | 20 | 20 | 20 | 0 | 0 | 0 | 0.25 | 0.75 | RetroEven20 | 0.03333333333333333 | TBD | A | WCM45 | 0.7 | 0.42 | sqft | 0.0321 | 0 | 0 | 0 | 0 | Not Applicable Segment or Vintage | Not Applicable Segment or Vintage | Not Applicable Segment or Vintage | 0 | 0 | 0 | Not Applicable Segment or Vintage | Not Applicable Segment or Vintage | Not Applicable Segment or Vintage | Not Applicable Segment or Vintage | Not Applicable Segment or Vintage | Not Applicable Segment or Vintage | Not Applicable Segment or Vintage | Not Applicable Segment or Vintage | Not Applicable Segment or Vintage | Not Applicable Segment or Vintage | Not Applicable Segment or Vintage | Not Applicable Segment or Vintage | Not Applicable Segment or Vintage | Not Applicable Segment or Vintage | Not Applicable Segment or Vintage | Not Applicable Segment or Vintage | Not Applicable Segment or Vintage | Not Applicable Segment or Vintage | Not Applicable Segment or Vintage | Not Applicable Segment or Vintage | Not Applicable Segment or Vintage | Not Applicable Segment or Vintage | Not Applicable Segment or Vintage | Not Applicable Segment or Vintage | Not Applicable Segment or Vintage | Not Applicable Segment or Vintage | Not Applicable Segment or Vintage | Not Applicable Segment or Vintage | 0 | 0 | 0 | 0 | 0 | 0 | 0 | 0 | 0 | 0 | 0 | 0 | 0 | 0 | 0 | 0 | 0 | 0 | 0 | 0 | 0 | 0 | 0 | 0 | 0 | 0 | 0 | 0 | 0 | 0 | 0 | 0 | 0 | 0 | 0 | 0 | 0 | 0 | 0 | 0 | 0 | 0 | 0 | 0 | 0 | 0 | 0 | 0 | 0 | 0 | 0 | 0 | 0 | 0 | 0 | 0 | 0 | 0 | 0 | 1679082.3475913552 | 1679082.3475913554 | 1679082.3475913554 | 1679082.3475913552 | 1679082.3475913547 | 1679082.3475913545 | 1679082.3475913554 | 1679082.3475913552 | 1679082.3475913552 | 1679082.3475913547 | 1679082.3475913547 | 1679082.3475913552 | 1679082.3475913552 | 1679082.3475913552 | 1679082.3475913545 | 1679082.3475913554 | 1679082.3475913547 | 1679082.3475913552 | 1679082.3475913554 | 1119388.2317275703 | 0 | 0 | 0 | 0 | 0 | 0 | 0 | 0 | 1679082.3475913552 | 3358164.695182711 | 5037247.042774066 | 6716329.390365422 | 8395411.737956777 | 10074494.085548133 | 11753576.433139488 | 13432658.780730844 | 15111741.128322199 | 16790823.475913554 | 18469905.82350491 | 20148988.171096265 | 21828070.51868762 | 23507152.866278976 | 25186235.21387033 | 26865317.561461687 | 28544399.909053043 | 30223482.256644398 | 31902564.604235753 | 33021952.835963324 | 33021952.835963324 | 33021952.835963324 | 33021952.835963324 | 33021952.835963324 | 33021952.835963324 | Not Applicable Segment or Vintage | Not Applicable Segment or Vintage | Not Applicable Segment or Vintage | Not Applicable Segment or Vintage | Not Applicable Segment or Vintage | Not Applicable Segment or Vintage | Not Applicable Segment or Vintage | Not Applicable Segment or Vintage | Not Applicable Segment or Vintage | Not Applicable Segment or Vintage | Not Applicable Segment or Vintage | Not Applicable Segment or Vintage | Not Applicable Segment or Vintage | Not Applicable Segment or Vintage | Not Applicable Segment or Vintage | Not Applicable Segment or Vintage | Not Applicable Segment or Vintage | Not Applicable Segment or Vintage | Not Applicable Segment or Vintage | Not Applicable Segment or Vintage | Not Applicable Segment or Vintage | Not Applicable Segment or Vintage | Not Applicable Segment or Vintage | Not Applicable Segment or Vintage | Not Applicable Segment or Vintage | Not Applicable Segment or Vintage | Not Applicable Segment or Vintage | Not Applicable Segment or Vintage | 0 | 0 | 0 | 0 | 0 | 0 | 0 | 0 | 0 | 0 | 0 | 0 | 0 | 0 | 0 | 0 | 0 | 0 | 0 | 0 | 0 | 0 | 0 | 0 | 0 | 0 | 0 | 0 | 0 | 0 | 0 | 0 | 0 | 0 | 0 | 0 | 0 | 0 | 0 | 0 | 0 | 0 | 0 | 0 | 0 | 0 | 0 | 0 | 0 | 0 | 0 | 0 | 0 | 0 | 0 | 0 | 0 | 0 | 0 | 0 | 0 | 0 | 0 | 0 | 0 | 0 | 0 | 0 | 0 | 0 | 0 | 0 | 0 | 0 | 0 | 0 | 0 | 0 | 0 | 0 | 0 | 0 | 0 | 0 | 0 | 0 | 0 | 0 | 0 | 0 | 0 | 0 | 0 | 0 | 0 | 0 | 0 | 0 | 0 | 0 | 0 | 0 | 0 | 0 | 0 | 0 | 0 | 0 | 0 | 0 | 0 | 0 | 0 | 0 | 0 | 0 | 0 | 0 | 0 | 0 | 0 | 0 | 0 | 0 | 0 | 0 | 0 | 0 | 0 | 0 | 0 | 0 | 0 | 0 | 0 | 0 | 0 | 0 | 0 | 0 | 0 | 0 | 0 | 0 | 0 | 0 | 0 | 0 | 0 | 0 | 0 | 0 | 0 | 0 | 0 | 0 | 0 | 0 | 0 | 0 | 0 | 0 | 0 | 0 | 0 | 0 | 0 | 0 | Not Applicable Segment or Vintage | Not Applicable Segment or Vintage | Not Applicable Segment or Vintage | Not Applicable Segment or Vintage | Not Applicable Segment or Vintage | Not Applicable Segment or Vintage | Not Applicable Segment or Vintage | Not Applicable Segment or Vintage | Not Applicable Segment or Vintage | Not Applicable Segment or Vintage | Not Applicable Segment or Vintage | Not Applicable Segment or Vintage | Not Applicable Segment or Vintage | Not Applicable Segment or Vintage | Not Applicable Segment or Vintage | Not Applicable Segment or Vintage | Not Applicable Segment or Vintage | Not Applicable Segment or Vintage | Not Applicable Segment or Vintage | Not Applicable Segment or Vintage | Not Applicable Segment or Vintage | Not Applicable Segment or Vintage | Not Applicable Segment or Vintage | Not Applicable Segment or Vintage | Not Applicable Segment or Vintage | Not Applicable Segment or Vintage | Not Applicable Segment or Vintage | Not Applicable Segment or Vintage | 0 | 0 | 0 | 0 | 0 | 0 | 0 | 0 | 0 | 0 | 0 | 0 | 0 | 0 | 0 | 0 | 0 | 0 | 0 | 0 | 0 | 0 | 0 | 0 | 0 | 0 | 0 | 0 | 0 | 0 | 0 | 0 | 0 | 0 | 0 | 0 | 0 | 0 | 0 | 0 | 0 | 0 | 0 | 0 | 0 | 0 | 0 | 0 | 0 | 0 | 0 | 0 | 0 | 0 | 0 | 0 | 0 | 0 | 0 | 0 | 0 | 0 | 0 | 0 | 0 | 0 | 0 | 0 | 0 | 0 | 0 | 0 | 0 | 0 | 0 | 0 | 0 | 0 | 0 | 0 | 0 | 0 | 0 | 0 | 0 | 0 | 0 | 0 | 0 | 0 | 0 | 0 | 0 | 0 | 0 | 0 | 0 | 0 | 0 | 0 | 0 | 0 | 0 | 0 | 0 | 0 | 0 | 0 | 0 | 0 | 0 | 0 | 0 | 0 | 0 | 0 | 0 | 0 | 0 | 0 | 0 | 0 | 0 | 0 | 0 | 0 | 0 | 0 | 0 | 0 | 0 | 0 | 0 | 0 | 0 | 0 | 0 | 0 | 0 | 0 | 0 | 0
Lodging - Guest Room Controls_Office_Existing_Equipment that determines the occupancy of the room | Lodging - Guest Room Controls_Office_Existing | Lodging - Guest Room Controls_Commercial_Existing_manual heating/cooling temperature set-point and fan On/Off/Auto thermostat controls_Equipment that determines the occupancy of the room | Commercial | Office | Existing | Space Heating | Natural Gas | Lodging - Guest Room Controls | NEQ | manual heating/cooling temperature set-point and fan On/Off/Auto thermostat controls | 15 | 15 | 15 | 0 | 0 | 0 | 0 | 0 | Retro5Med | 8.35569166605469E-06 | TBD | A | WCM43 | 0.7 | 0.42 | LodgUnit | 0.0321 | 0 | 0 | 0 | 0 | IL TRM v13 - 4.4.8 - Guest Room Energy Management (PTAC & PTHP) - CI-HVC-GREM-V06-0601 | IL TRM v13 - 4.4.8 - Guest Room Energy Management (PTAC & PTHP) - CI-HVC-GREM-V06-0601 | AEG BEST | 0 | 0 | 319.8724 | manual heating/cooling temperature set-point and fan On/Off/Auto thermostat controls | manual heating/cooling temperature set-point and fan On/Off/Auto thermostat controls | manual heating/cooling temperature set-point and fan On/Off/Auto thermostat controls | manual heating/cooling temperature set-point and fan On/Off/Auto thermostat controls | manual heating/cooling temperature set-point and fan On/Off/Auto thermostat controls | manual heating/cooling temperature set-point and fan On/Off/Auto thermostat controls | manual heating/cooling temperature set-point and fan On/Off/Auto thermostat controls | manual heating/cooling temperature set-point and fan On/Off/Auto thermostat controls | manual heating/cooling temperature set-point and fan On/Off/Auto thermostat controls | manual heating/cooling temperature set-point and fan On/Off/Auto thermostat controls | manual heating/cooling temperature set-point and fan On/Off/Auto thermostat controls | manual heating/cooling temperature set-point and fan On/Off/Auto thermostat controls | manual heating/cooling temperature set-point and fan On/Off/Auto thermostat controls | manual heating/cooling temperature set-point and fan On/Off/Auto thermostat controls | manual heating/cooling temperature set-point and fan On/Off/Auto thermostat controls | manual heating/cooling temperature set-point and fan On/Off/Auto thermostat controls | manual heating/cooling temperature set-point and fan On/Off/Auto thermostat controls | manual heating/cooling temperature set-point and fan On/Off/Auto thermostat controls | manual heating/cooling temperature set-point and fan On/Off/Auto thermostat controls | manual heating/cooling temperature set-point and fan On/Off/Auto thermostat controls | manual heating/cooling temperature set-point and fan On/Off/Auto thermostat controls | manual heating/cooling temperature set-point and fan On/Off/Auto thermostat controls | manual heating/cooling temperature set-point and fan On/Off/Auto thermostat controls | manual heating/cooling temperature set-point and fan On/Off/Auto thermostat controls | manual heating/cooling temperature set-point and fan On/Off/Auto thermostat controls | manual heating/cooling temperature set-point and fan On/Off/Auto thermostat controls | manual heating/cooling temperature set-point and fan On/Off/Auto thermostat controls | manual heating/cooling temperature set-point and fan On/Off/Auto thermostat controls | 0 | 0 | 0 | 0 | 0 | 0 | 0 | 0 | 0 | 0 | 0 | 0 | 0 | 0 | 0 | 0 | 0 | 0 | 0 | 0 | 0 | 0 | 0 | 0 | 0 | 0 | 0 | 0 | 0 | 0 | 0 | 0 | 0 | 0 | 0 | 0 | 0 | 0 | 0 | 0 | 0 | 0 | 0 | 0 | 0 | 0 | 0 | 0 | 0 | 0 | 0 | 0 | 0 | 0 | 0 | 0 | 0 | 0 | 0 | 0 | 0 | 0 | 0 | 0 | 0 | 0 | 0 | 0 | 0 | 0 | 0 | 0 | 0 | 0 | 0 | 0 | 0 | 0 | 0 | 0 | 0 | 0 | 0 | 0 | 0 | 0 | 0 | 0 | 0 | 0 | 0 | 0 | 0 | 0 | 0 | 0 | 0 | 0 | 0 | 0 | 0 | 0 | 0 | 0 | 0 | 0 | 0 | 0 | 0 | 0 | 0 | 0 | Equipment that determines the occupancy of the room | Equipment that determines the occupancy of the room | Equipment that determines the occupancy of the room | Equipment that determines the occupancy of the room | Equipment that determines the occupancy of the room | Equipment that determines the occupancy of the room | Equipment that determines the occupancy of the room | Equipment that determines the occupancy of the room | Equipment that determines the occupancy of the room | Equipment that determines the occupancy of the room | Equipment that determines the occupancy of the room | Equipment that determines the occupancy of the room | Equipment that determines the occupancy of the room | Equipment that determines the occupancy of the room | Equipment that determines the occupancy of the room | Equipment that determines the occupancy of the room | Equipment that determines the occupancy of the room | Equipment that determines the occupancy of the room | Equipment that determines the occupancy of the room | Equipment that determines the occupancy of the room | Equipment that determines the occupancy of the room | Equipment that determines the occupancy of the room | Equipment that determines the occupancy of the room | Equipment that determines the occupancy of the room | Equipment that determines the occupancy of the room | Equipment that determines the occupancy of the room | Equipment that determines the occupancy of the room | Equipment that determines the occupancy of the room | 319.8724 | 319.8724 | 319.8724 | 319.8724 | 319.8724 | 319.8724 | 319.8724 | 319.8724 | 319.8724 | 319.8724 | 319.8724 | 319.8724 | 319.8724 | 319.8724 | 319.8724 | 319.8724 | 319.8724 | 319.8724 | 319.8724 | 319.8724 | 319.8724 | 319.8724 | 319.8724 | 319.8724 | 319.8724 | 319.8724 | 319.8724 | 319.8724 | 0 | 0 | 0 | 0 | 0 | 0 | 0 | 0 | 0 | 0 | 0 | 0 | 0 | 0 | 0 | 0 | 0 | 0 | 0 | 0 | 0 | 0 | 0 | 0 | 0 | 0 | 0 | 0 | 0 | 0 | 0 | 0 | 0 | 0 | 0 | 0 | 0 | 0 | 0 | 0 | 0 | 0 | 0 | 0 | 0 | 0 | 0 | 0 | 0 | 0 | 0 | 0 | 0 | 0 | 0 | 0 | 0 | 0 | 0 | 0 | 0 | 0 | 0 | 0 | 0 | 0 | 0 | 0 | 0 | 0 | 0 | 0 | 0 | 0 | 0 | 0 | 0 | 0 | 0 | 0 | 0 | 0 | 0 | 0 | 0 | 0 | 0 | 0 | 0 | 0 | 0 | 0 | 0 | 0 | 0 | 0 | 0 | 0 | 0 | 0 | 0 | 0 | 0 | 0 | 0 | 0 | 0 | 0 | 0 | 0 | 0 | 0 | 0 | 0 | 0 | 0 | 0 | 0 | 0 | 0 | 0 | 0 | 0 | 0 | 0 | 0 | 0 | 0 | 0 | 0 | 0 | 0 | 0 | 0 | 0 | 0 | 0 | 0 | 0 | 0 | Equipment that determines the occupancy of the room | Equipment that determines the occupancy of the room | Equipment that determines the occupancy of the room | Equipment that determines the occupancy of the room | Equipment that determines the occupancy of the room | Equipment that determines the occupancy of the room | Equipment that determines the occupancy of the room | Equipment that determines the occupancy of the room | Equipment that determines the occupancy of the room | Equipment that determines the occupancy of the room | Equipment that determines the occupancy of the room | Equipment that determines the occupancy of the room | Equipment that determines the occupancy of the room | Equipment that determines the occupancy of the room | Equipment that determines the occupancy of the room | Equipment that determines the occupancy of the room | Equipment that determines the occupancy of the room | Equipment that determines the occupancy of the room | Equipment that determines the occupancy of the room | Equipment that determines the occupancy of the room | Equipment that determines the occupancy of the room | Equipment that determines the occupancy of the room | Equipment that determines the occupancy of the room | Equipment that determines the occupancy of the room | Equipment that determines the occupancy of the room | Equipment that determines the occupancy of the room | Equipment that determines the occupancy of the room | Equipment that determines the occupancy of the room | 319.8724 | 319.8724 | 319.8724 | 319.8724 | 319.8724 | 319.8724 | 319.8724 | 319.8724 | 319.8724 | 319.8724 | 319.8724 | 319.8724 | 319.8724 | 319.8724 | 319.8724 | 319.8724 | 319.8724 | 319.8724 | 319.8724 | 319.8724 | 319.8724 | 319.8724 | 319.8724 | 319.8724 | 319.8724 | 319.8724 | 319.8724 | 319.8724 | 0 | 0 | 0 | 0 | 0 | 0 | 0 | 0 | 0 | 0 | 0 | 0 | 0 | 0 | 0 | 0 | 0 | 0 | 0 | 0 | 0 | 0 | 0 | 0 | 0 | 0 | 0 | 0 | 0 | 0 | 0 | 0 | 0 | 0 | 0 | 0 | 0 | 0 | 0 | 0 | 0 | 0 | 0 | 0 | 0 | 0 | 0 | 0 | 0 | 0 | 0 | 0 | 0 | 0 | 0 | 0 | 0 | 0 | 0 | 0 | 0 | 0 | 0 | 0 | 0 | 0 | 0 | 0 | 0 | 0 | 0 | 0 | 0 | 0 | 0 | 0 | 0 | 0 | 0 | 0 | 0 | 0 | 0 | 0 | 0 | 0 | 0 | 0 | 0 | 0 | 0 | 0 | 0 | 0 | 0 | 0 | 0 | 0 | 0 | 0 | 0 | 0 | 0 | 0 | 0 | 0 | 0 | 0 | 0 | 0 | 0 | 0 | 0 | 0
Ducting - Repair and Sealing_Office_New_Not Applicable Segment or Vintage | Ducting - Repair and Sealing_Office_New | Ducting - Repair and Sealing_Commercial_New_Not Applicable Segment or Vintage_Not Applicable Segment or Vintage | Commercial | Office | New | Space Heating | Natural Gas | Ducting - Repair and Sealing | NEQ | Not Applicable Segment or Vintage | 15 | 15 | 15 | 0 | 0 | 0 | 0 | 0 | Retro5Med | 8.35569166605469E-06 | TBD | A | WCM54 | 0.7 | 0.42 | sqft | 0.0321 | 0 | 0 | 0 | 0 | Not Applicable Segment or Vintage | Not Applicable Segment or Vintage | AEG BEST | 0 | 0 | 0 | Not Applicable Segment or Vintage | Not Applicable Segment or Vintage | Not Applicable Segment or Vintage | Not Applicable Segment or Vintage | Not Applicable Segment or Vintage | Not Applicable Segment or Vintage | Not Applicable Segment or Vintage | Not Applicable Segment or Vintage | Not Applicable Segment or Vintage | Not Applicable Segment or Vintage | Not Applicable Segment or Vintage | Not Applicable Segment or Vintage | Not Applicable Segment or Vintage | Not Applicable Segment or Vintage | Not Applicable Segment or Vintage | Not Applicable Segment or Vintage | Not Applicable Segment or Vintage | Not Applicable Segment or Vintage | Not Applicable Segment or Vintage | Not Applicable Segment or Vintage | Not Applicable Segment or Vintage | Not Applicable Segment or Vintage | Not Applicable Segment or Vintage | Not Applicable Segment or Vintage | Not Applicable Segment or Vintage | Not Applicable Segment or Vintage | Not Applicable Segment or Vintage | Not Applicable Segment or Vintage | 0 | 0 | 0 | 0 | 0 | 0 | 0 | 0 | 0 | 0 | 0 | 0 | 0 | 0 | 0 | 0 | 0 | 0 | 0 | 0 | 0 | 0 | 0 | 0 | 0 | 0 | 0 | 0 | 0 | 0 | 0 | 0 | 0 | 0 | 0 | 0 | 0 | 0 | 0 | 0 | 0 | 0 | 0 | 0 | 0 | 0 | 0 | 0 | 0 | 0 | 0 | 0 | 0 | 0 | 0 | 0 | 0 | 0 | 0 | 0 | 0 | 0 | 0 | 0 | 0 | 0 | 0 | 0 | 0 | 0 | 0 | 0 | 0 | 0 | 0 | 0 | 0 | 0 | 0 | 0 | 0 | 0 | 0 | 0 | 0 | 0 | 0 | 0 | 0 | 0 | 0 | 0 | 0 | 0 | 0 | 0 | 0 | 0 | 0 | 0 | 0 | 0 | 0 | 0 | 0 | 0 | 0 | 0 | 0 | 0 | 0 | 0 | Not Applicable Segment or Vintage | Not Applicable Segment or Vintage | Not Applicable Segment or Vintage | Not Applicable Segment or Vintage | Not Applicable Segment or Vintage | Not Applicable Segment or Vintage | Not Applicable Segment or Vintage | Not Applicable Segment or Vintage | Not Applicable Segment or Vintage | Not Applicable Segment or Vintage | Not Applicable Segment or Vintage | Not Applicable Segment or Vintage | Not Applicable Segment or Vintage | Not Applicable Segment or Vintage | Not Applicable Segment or Vintage | Not Applicable Segment or Vintage | Not Applicable Segment or Vintage | Not Applicable Segment or Vintage | Not Applicable Segment or Vintage | Not Applicable Segment or Vintage | Not Applicable Segment or Vintage | Not Applicable Segment or Vintage | Not Applicable Segment or Vintage | Not Applicable Segment or Vintage | Not Applicable Segment or Vintage | Not Applicable Segment or Vintage | Not Applicable Segment or Vintage | Not Applicable Segment or Vintage | 0 | 0 | 0 | 0 | 0 | 0 | 0 | 0 | 0 | 0 | 0 | 0 | 0 | 0 | 0 | 0 | 0 | 0 | 0 | 0 | 0 | 0 | 0 | 0 | 0 | 0 | 0 | 0 | 0 | 0 | 0 | 0 | 0 | 0 | 0 | 0 | 0 | 0 | 0 | 0 | 0 | 0 | 0 | 0 | 0 | 0 | 0 | 0 | 0 | 0 | 0 | 0 | 0 | 0 | 0 | 0 | 0 | 0 | 0 | 0 | 0 | 0 | 0 | 0 | 0 | 0 | 0 | 0 | 0 | 0 | 0 | 0 | 0 | 0 | 0 | 0 | 0 | 0 | 0 | 0 | 0 | 0 | 0 | 0 | 0 | 0 | 0 | 0 | 0 | 0 | 0 | 0 | 0 | 0 | 0 | 0 | 0 | 0 | 0 | 0 | 0 | 0 | 0 | 0 | 0 | 0 | 0 | 0 | 0 | 0 | 0 | 0 | 0 | 0 | 0 | 0 | 0 | 0 | 0 | 0 | 0 | 0 | 0 | 0 | 0 | 0 | 0 | 0 | 0 | 0 | 0 | 0 | 0 | 0 | 0 | 0 | 0 | 0 | 0 | 0 | 0 | 0 | 0 | 0 | 0 | 0 | 0 | 0 | 0 | 0 | 0 | 0 | 0 | 0 | 0 | 0 | 0 | 0 | 0 | 0 | 0 | 0 | 0 | 0 | 0 | 0 | 0 | 0 | Not Applicable Segment or Vintage | Not Applicable Segment or Vintage | Not Applicable Segment or Vintage | Not Applicable Segment or Vintage | Not Applicable Segment or Vintage | Not Applicable Segment or Vintage | Not Applicable Segment or Vintage | Not Applicable Segment or Vintage | Not Applicable Segment or Vintage | Not Applicable Segment or Vintage | Not Applicable Segment or Vintage | Not Applicable Segment or Vintage | Not Applicable Segment or Vintage | Not Applicable Segment or Vintage | Not Applicable Segment or Vintage | Not Applicable Segment or Vintage | Not Applicable Segment or Vintage | Not Applicable Segment or Vintage | Not Applicable Segment or Vintage | Not Applicable Segment or Vintage | Not Applicable Segment or Vintage | Not Applicable Segment or Vintage | Not Applicable Segment or Vintage | Not Applicable Segment or Vintage | Not Applicable Segment or Vintage | Not Applicable Segment or Vintage | Not Applicable Segment or Vintage | Not Applicable Segment or Vintage | 0 | 0 | 0 | 0 | 0 | 0 | 0 | 0 | 0 | 0 | 0 | 0 | 0 | 0 | 0 | 0 | 0 | 0 | 0 | 0 | 0 | 0 | 0 | 0 | 0 | 0 | 0 | 0 | 0 | 0 | 0 | 0 | 0 | 0 | 0 | 0 | 0 | 0 | 0 | 0 | 0 | 0 | 0 | 0 | 0 | 0 | 0 | 0 | 0 | 0 | 0 | 0 | 0 | 0 | 0 | 0 | 0 | 0 | 0 | 0 | 0 | 0 | 0 | 0 | 0 | 0 | 0 | 0 | 0 | 0 | 0 | 0 | 0 | 0 | 0 | 0 | 0 | 0 | 0 | 0 | 0 | 0 | 0 | 0 | 0 | 0 | 0 | 0 | 0 | 0 | 0 | 0 | 0 | 0 | 0 | 0 | 0 | 0 | 0 | 0 | 0 | 0 | 0 | 0 | 0 | 0 | 0 | 0 | 0 | 0 | 0 | 0 | 0 | 0 | 0 | 0 | 0 | 0 | 0 | 0 | 0 | 0 | 0 | 0 | 0 | 0 | 0 | 0 | 0 | 0 | 0 | 0 | 0 | 0 | 0 | 0 | 0 | 0 | 0 | 0 | 0 | 0
Insulation - Ducting_Office_New_Not Applicable Segment or Vintage | Insulation - Ducting_Office_New | Insulation - Ducting_Commercial_New_Not Applicable Segment or Vintage_Not Applicable Segment or Vintage | Commercial | Office | New | Space Heating | Natural Gas | Insulation - Ducting | NEQ | Not Applicable Segment or Vintage | 15 | 15 | 15 | 0 | 0 | 0 | 0 | 0 | Retro5Med | 8.35569166605469E-06 | TBD | A | WCM53 | 0.7 | 0.42 | sqft | 0.0321 | 0 | 0 | 0 | 0 | Not Applicable Segment or Vintage | Not Applicable Segment or Vintage | AEG BEST | 0 | 0 | 0 | Not Applicable Segment or Vintage | Not Applicable Segment or Vintage | Not Applicable Segment or Vintage | Not Applicable Segment or Vintage | Not Applicable Segment or Vintage | Not Applicable Segment or Vintage | Not Applicable Segment or Vintage | Not Applicable Segment or Vintage | Not Applicable Segment or Vintage | Not Applicable Segment or Vintage | Not Applicable Segment or Vintage | Not Applicable Segment or Vintage | Not Applicable Segment or Vintage | Not Applicable Segment or Vintage | Not Applicable Segment or Vintage | Not Applicable Segment or Vintage | Not Applicable Segment or Vintage | Not Applicable Segment or Vintage | Not Applicable Segment or Vintage | Not Applicable Segment or Vintage | Not Applicable Segment or Vintage | Not Applicable Segment or Vintage | Not Applicable Segment or Vintage | Not Applicable Segment or Vintage | Not Applicable Segment or Vintage | Not Applicable Segment or Vintage | Not Applicable Segment or Vintage | Not Applicable Segment or Vintage | 0 | 0 | 0 | 0 | 0 | 0 | 0 | 0 | 0 | 0 | 0 | 0 | 0 | 0 | 0 | 0 | 0 | 0 | 0 | 0 | 0 | 0 | 0 | 0 | 0 | 0 | 0 | 0 | 0 | 0 | 0 | 0 | 0 | 0 | 0 | 0 | 0 | 0 | 0 | 0 | 0 | 0 | 0 | 0 | 0 | 0 | 0 | 0 | 0 | 0 | 0 | 0 | 0 | 0 | 0 | 0 | 0 | 0 | 0 | 0 | 0 | 0 | 0 | 0 | 0 | 0 | 0 | 0 | 0 | 0 | 0 | 0 | 0 | 0 | 0 | 0 | 0 | 0 | 0 | 0 | 0 | 0 | 0 | 0 | 0 | 0 | 0 | 0 | 0 | 0 | 0 | 0 | 0 | 0 | 0 | 0 | 0 | 0 | 0 | 0 | 0 | 0 | 0 | 0 | 0 | 0 | 0 | 0 | 0 | 0 | 0 | 0 | Not Applicable Segment or Vintage | Not Applicable Segment or Vintage | Not Applicable Segment or Vintage | Not Applicable Segment or Vintage | Not Applicable Segment or Vintage | Not Applicable Segment or Vintage | Not Applicable Segment or Vintage | Not Applicable Segment or Vintage | Not Applicable Segment or Vintage | Not Applicable Segment or Vintage | Not Applicable Segment or Vintage | Not Applicable Segment or Vintage | Not Applicable Segment or Vintage | Not Applicable Segment or Vintage | Not Applicable Segment or Vintage | Not Applicable Segment or Vintage | Not Applicable Segment or Vintage | Not Applicable Segment or Vintage | Not Applicable Segment or Vintage | Not Applicable Segment or Vintage | Not Applicable Segment or Vintage | Not Applicable Segment or Vintage | Not Applicable Segment or Vintage | Not Applicable Segment or Vintage | Not Applicable Segment or Vintage | Not Applicable Segment or Vintage | Not Applicable Segment or Vintage | Not Applicable Segment or Vintage | 0 | 0 | 0 | 0 | 0 | 0 | 0 | 0 | 0 | 0 | 0 | 0 | 0 | 0 | 0 | 0 | 0 | 0 | 0 | 0 | 0 | 0 | 0 | 0 | 0 | 0 | 0 | 0 | 0 | 0 | 0 | 0 | 0 | 0 | 0 | 0 | 0 | 0 | 0 | 0 | 0 | 0 | 0 | 0 | 0 | 0 | 0 | 0 | 0 | 0 | 0 | 0 | 0 | 0 | 0 | 0 | 0 | 0 | 0 | 0 | 0 | 0 | 0 | 0 | 0 | 0 | 0 | 0 | 0 | 0 | 0 | 0 | 0 | 0 | 0 | 0 | 0 | 0 | 0 | 0 | 0 | 0 | 0 | 0 | 0 | 0 | 0 | 0 | 0 | 0 | 0 | 0 | 0 | 0 | 0 | 0 | 0 | 0 | 0 | 0 | 0 | 0 | 0 | 0 | 0 | 0 | 0 | 0 | 0 | 0 | 0 | 0 | 0 | 0 | 0 | 0 | 0 | 0 | 0 | 0 | 0 | 0 | 0 | 0 | 0 | 0 | 0 | 0 | 0 | 0 | 0 | 0 | 0 | 0 | 0 | 0 | 0 | 0 | 0 | 0 | 0 | 0 | 0 | 0 | 0 | 0 | 0 | 0 | 0 | 0 | 0 | 0 | 0 | 0 | 0 | 0 | 0 | 0 | 0 | 0 | 0 | 0 | 0 | 0 | 0 | 0 | 0 | 0 | Not Applicable Segment or Vintage | Not Applicable Segment or Vintage | Not Applicable Segment or Vintage | Not Applicable Segment or Vintage | Not Applicable Segment or Vintage | Not Applicable Segment or Vintage | Not Applicable Segment or Vintage | Not Applicable Segment or Vintage | Not Applicable Segment or Vintage | Not Applicable Segment or Vintage | Not Applicable Segment or Vintage | Not Applicable Segment or Vintage | Not Applicable Segment or Vintage | Not Applicable Segment or Vintage | Not Applicable Segment or Vintage | Not Applicable Segment or Vintage | Not Applicable Segment or Vintage | Not Applicable Segment or Vintage | Not Applicable Segment or Vintage | Not Applicable Segment or Vintage | Not Applicable Segment or Vintage | Not Applicable Segment or Vintage | Not Applicable Segment or Vintage | Not Applicable Segment or Vintage | Not Applicable Segment or Vintage | Not Applicable Segment or Vintage | Not Applicable Segment or Vintage | Not Applicable Segment or Vintage | 0 | 0 | 0 | 0 | 0 | 0 | 0 | 0 | 0 | 0 | 0 | 0 | 0 | 0 | 0 | 0 | 0 | 0 | 0 | 0 | 0 | 0 | 0 | 0 | 0 | 0 | 0 | 0 | 0 | 0 | 0 | 0 | 0 | 0 | 0 | 0 | 0 | 0 | 0 | 0 | 0 | 0 | 0 | 0 | 0 | 0 | 0 | 0 | 0 | 0 | 0 | 0 | 0 | 0 | 0 | 0 | 0 | 0 | 0 | 0 | 0 | 0 | 0 | 0 | 0 | 0 | 0 | 0 | 0 | 0 | 0 | 0 | 0 | 0 | 0 | 0 | 0 | 0 | 0 | 0 | 0 | 0 | 0 | 0 | 0 | 0 | 0 | 0 | 0 | 0 | 0 | 0 | 0 | 0 | 0 | 0 | 0 | 0 | 0 | 0 | 0 | 0 | 0 | 0 | 0 | 0 | 0 | 0 | 0 | 0 | 0 | 0 | 0 | 0 | 0 | 0 | 0 | 0 | 0 | 0 | 0 | 0 | 0 | 0 | 0 | 0 | 0 | 0 | 0 | 0 | 0 | 0 | 0 | 0 | 0 | 0 | 0 | 0 | 0 | 0 | 0 | 0
Advanced New Construction Designs_Office_New_Advanced new construction buildings exceeding ASHRAE 90.1 requirements using integrated design approach. | Advanced New Construction Designs_Office_New | Advanced New Construction Designs_Commercial_New_New construction building meeting current code._Advanced new construction buildings exceeding ASHRAE 90.1 requirements using integrated design approach. | Commercial | Office | New | Space Heating | Natural Gas | Advanced New Construction Designs | NEQ | New construction building meeting current code. | 30 | 30 | 30 | 0 | 0 | 0 | 0.25 | 0.75 | RetroEven20 | 0.03333333333333333 | TBD | A | WCM95 | 0.7 | 0.42 | sqft cond | 0.0321 | 0 | 0 | 0 | 0 | Pacific Northwest National Laboratory. Expanded Energy Credits in Energy Codes. PNNL-31572. July 2021. | The Technical Feasibility of Zero Net Energy Buildings in California, CALMAC Study ID - PGE0326.01. December 2012. | Pacific Northwest National Laboratory. Expanded Energy Credits in Energy Codes. PNNL-31572. July 2021. | 0 | 0 | 4.4221 | New construction building meeting current code. | New construction building meeting current code. | New construction building meeting current code. | New construction building meeting current code. | New construction building meeting current code. | New construction building meeting current code. | New construction building meeting current code. | New construction building meeting current code. | New construction building meeting current code. | New construction building meeting current code. | New construction building meeting current code. | New construction building meeting current code. | New construction building meeting current code. | New construction building meeting current code. | New construction building meeting current code. | New construction building meeting current code. | New construction building meeting current code. | New construction building meeting current code. | New construction building meeting current code. | New construction building meeting current code. | New construction building meeting current code. | New construction building meeting current code. | New construction building meeting current code. | New construction building meeting current code. | New construction building meeting current code. | New construction building meeting current code. | New construction building meeting current code. | New construction building meeting current code. | 0 | 0 | 0 | 0 | 0 | 0 | 0 | 0 | 0 | 0 | 0 | 0 | 0 | 0 | 0 | 0 | 0 | 0 | 0 | 0 | 0 | 0 | 0 | 0 | 0 | 0 | 0 | 0 | 0 | 0 | 0 | 0 | 0 | 0 | 0 | 0 | 0 | 0 | 0 | 0 | 0 | 0 | 0 | 0 | 0 | 0 | 0 | 0 | 0 | 0 | 0 | 0 | 0 | 0 | 0 | 0 | 0 | 0 | 0 | 0 | 0 | 0 | 0 | 0 | 0 | 0 | 0 | 0 | 0 | 0 | 0 | 0 | 0 | 0 | 0 | 0 | 0 | 0 | 0 | 0 | 0 | 0 | 0 | 0 | 0 | 0 | 0 | 0 | 0 | 0 | 0 | 0 | 0 | 0 | 0 | 0 | 0 | 0 | 0 | 0 | 0 | 0 | 0 | 0 | 0 | 0 | 0 | 0 | 0 | 0 | 0 | 0 | Advanced new construction buildings exceeding ASHRAE 90.1 requirements using integrated design approach. | Advanced new construction buildings exceeding ASHRAE 90.1 requirements using integrated design approach. | Advanced new construction buildings exceeding ASHRAE 90.1 requirements using integrated design approach. | Advanced new construction buildings exceeding ASHRAE 90.1 requirements using integrated design approach. | Advanced new construction buildings exceeding ASHRAE 90.1 requirements using integrated design approach. | Advanced new construction buildings exceeding ASHRAE 90.1 requirements using integrated design approach. | Advanced new construction buildings exceeding ASHRAE 90.1 requirements using integrated design approach. | Advanced new construction buildings exceeding ASHRAE 90.1 requirements using integrated design approach. | Advanced new construction buildings exceeding ASHRAE 90.1 requirements using integrated design approach. | Advanced new construction buildings exceeding ASHRAE 90.1 requirements using integrated design approach. | Advanced new construction buildings exceeding ASHRAE 90.1 requirements using integrated design approach. | Advanced new construction buildings exceeding ASHRAE 90.1 requirements using integrated design approach. | Advanced new construction buildings exceeding ASHRAE 90.1 requirements using integrated design approach. | Advanced new construction buildings exceeding ASHRAE 90.1 requirements using integrated design approach. | Advanced new construction buildings exceeding ASHRAE 90.1 requirements using integrated design approach. | Advanced new construction buildings exceeding ASHRAE 90.1 requirements using integrated design approach. | Advanced new construction buildings exceeding ASHRAE 90.1 requirements using integrated design approach. | Advanced new construction buildings exceeding ASHRAE 90.1 requirements using integrated design approach. | Advanced new construction buildings exceeding ASHRAE 90.1 requirements using integrated design approach. | Advanced new construction buildings exceeding ASHRAE 90.1 requirements using integrated design approach. | Advanced new construction buildings exceeding ASHRAE 90.1 requirements using integrated design approach. | Advanced new construction buildings exceeding ASHRAE 90.1 requirements using integrated design approach. | Advanced new construction buildings exceeding ASHRAE 90.1 requirements using integrated design approach. | Advanced new construction buildings exceeding ASHRAE 90.1 requirements using integrated design approach. | Advanced new construction buildings exceeding ASHRAE 90.1 requirements using integrated design approach. | Advanced new construction buildings exceeding ASHRAE 90.1 requirements using integrated design approach. | Advanced new construction buildings exceeding ASHRAE 90.1 requirements using integrated design approach. | Advanced new construction buildings exceeding ASHRAE 90.1 requirements using integrated design approach. | 4.4221 | 4.4221 | 4.4221 | 4.4221 | 4.4221 | 4.4221 | 4.4221 | 4.4221 | 4.4221 | 4.4221 | 4.4221 | 4.4221 | 4.4221 | 4.4221 | 4.4221 | 4.4221 | 4.4221 | 4.4221 | 4.4221 | 4.4221 | 4.4221 | 4.4221 | 4.4221 | 4.4221 | 4.4221 | 4.4221 | 4.4221 | 4.4221 | 0 | 0 | 0 | 0 | 0 | 0 | 0 | 0 | 0 | 0 | 0 | 0 | 0 | 0 | 0 | 0 | 0 | 0 | 0 | 0 | 0 | 0 | 0 | 0 | 0 | 0 | 0 | 0 | 0 | 0 | 0 | 0 | 0 | 0 | 0 | 0 | 0 | 0 | 0 | 0 | 0 | 0 | 0 | 0 | 0 | 0 | 0 | 0 | 0 | 0 | 0 | 0 | 0 | 0 | 0 | 0 | 0 | 0 | 0 | 0 | 0 | 0 | 0 | 0 | 0 | 0 | 0 | 0 | 0 | 0 | 0 | 0 | 0 | 0 | 0 | 0 | 0 | 0 | 0 | 0 | 0 | 0 | 0 | 0 | 0 | 0 | 0 | 0 | 0 | 0 | 0 | 0 | 0 | 0 | 0 | 0 | 0 | 0 | 0 | 0 | 0 | 0 | 0 | 0 | 0 | 0 | 0 | 0 | 0 | 0 | 0 | 0 | 0 | 0 | 0 | 0 | 0 | 0 | 0 | 0 | 0 | 0 | 0 | 0 | 0 | 0 | 0 | 0 | 0 | 0 | 0 | 0 | 0 | 0 | 0 | 0 | 0 | 0 | 0 | 0 | Advanced new construction buildings exceeding ASHRAE 90.1 requirements using integrated design approach. | Advanced new construction buildings exceeding ASHRAE 90.1 requirements using integrated design approach. | Advanced new construction buildings exceeding ASHRAE 90.1 requirements using integrated design approach. | Advanced new construction buildings exceeding ASHRAE 90.1 requirements using integrated design approach. | Advanced new construction buildings exceeding ASHRAE 90.1 requirements using integrated design approach. | Advanced new construction buildings exceeding ASHRAE 90.1 requirements using integrated design approach. | Advanced new construction buildings exceeding ASHRAE 90.1 requirements using integrated design approach. | Advanced new construction buildings exceeding ASHRAE 90.1 requirements using integrated design approach. | Advanced new construction buildings exceeding ASHRAE 90.1 requirements using integrated design approach. | Advanced new construction buildings exceeding ASHRAE 90.1 requirements using integrated design approach. | Advanced new construction buildings exceeding ASHRAE 90.1 requirements using integrated design approach. | Advanced new construction buildings exceeding ASHRAE 90.1 requirements using integrated design approach. | Advanced new construction buildings exceeding ASHRAE 90.1 requirements using integrated design approach. | Advanced new construction buildings exceeding ASHRAE 90.1 requirements using integrated design approach. | Advanced new construction buildings exceeding ASHRAE 90.1 requirements using integrated design approach. | Advanced new construction buildings exceeding ASHRAE 90.1 requirements using integrated design approach. | Advanced new construction buildings exceeding ASHRAE 90.1 requirements using integrated design approach. | Advanced new construction buildings exceeding ASHRAE 90.1 requirements using integrated design approach. | Advanced new construction buildings exceeding ASHRAE 90.1 requirements using integrated design approach. | Advanced new construction buildings exceeding ASHRAE 90.1 requirements using integrated design approach. | Advanced new construction buildings exceeding ASHRAE 90.1 requirements using integrated design approach. | Advanced new construction buildings exceeding ASHRAE 90.1 requirements using integrated design approach. | Advanced new construction buildings exceeding ASHRAE 90.1 requirements using integrated design approach. | Advanced new construction buildings exceeding ASHRAE 90.1 requirements using integrated design approach. | Advanced new construction buildings exceeding ASHRAE 90.1 requirements using integrated design approach. | Advanced new construction buildings exceeding ASHRAE 90.1 requirements using integrated design approach. | Advanced new construction buildings exceeding ASHRAE 90.1 requirements using integrated design approach. | Advanced new construction buildings exceeding ASHRAE 90.1 requirements using integrated design approach. | 4.4221 | 4.4221 | 4.4221 | 4.4221 | 4.4221 | 4.4221 | 4.4221 | 4.4221 | 4.4221 | 4.4221 | 4.4221 | 4.4221 | 4.4221 | 4.4221 | 4.4221 | 4.4221 | 4.4221 | 4.4221 | 4.4221 | 4.4221 | 4.4221 | 4.4221 | 4.4221 | 4.4221 | 4.4221 | 4.4221 | 4.4221 | 4.4221 | 0 | 0 | 0 | 0 | 0 | 0 | 0 | 0 | 0 | 0 | 0 | 0 | 0 | 0 | 0 | 0 | 0 | 0 | 0 | 0 | 0 | 0 | 0 | 0 | 0 | 0 | 0 | 0 | 0 | 0 | 0 | 0 | 0 | 0 | 0 | 0 | 0 | 0 | 0 | 0 | 0 | 0 | 0 | 0 | 0 | 0 | 0 | 0 | 0 | 0 | 0 | 0 | 0 | 0 | 0 | 0 | 0 | 0 | 0 | 0 | 0 | 0 | 0 | 0 | 0 | 0 | 0 | 0 | 0 | 0 | 0 | 0 | 0 | 0 | 0 | 0 | 0 | 0 | 0 | 0 | 0 | 0 | 0 | 0 | 0 | 0 | 0 | 0 | 0 | 0 | 0 | 0 | 0 | 0 | 0 | 0 | 0 | 0 | 0 | 0 | 0 | 0 | 0 | 0 | 0 | 0 | 0 | 0 | 0 | 0 | 0 | 0 | 0 | 0
Building Shell - Air Sealing (Infiltration Control)_Office_New_Not Applicable Segment or Vintage | Building Shell - Air Sealing (Infiltration Control)_Office_New | Building Shell - Air Sealing (Infiltration Control)_Commercial_New_Not Applicable Segment or Vintage_Not Applicable Segment or Vintage | Commercial | Office | New | Space Heating | Natural Gas | Building Shell - Air Sealing (Infiltration Control) | NEQ | Not Applicable Segment or Vintage | 15 | 15 | 15 | 0 | 0 | 0 | 0 | 0 | Retro1Slow | 0.012666666666666666 | TBD | A | WCM58 | 0.7 | 0.42 | sqft | 0.0321 | 0 | 0 | 0 | 0 | Not Applicable Segment or Vintage | Not Applicable Segment or Vintage | AEG BEST | 0 | 0 | 0 | Not Applicable Segment or Vintage | Not Applicable Segment or Vintage | Not Applicable Segment or Vintage | Not Applicable Segment or Vintage | Not Applicable Segment or Vintage | Not Applicable Segment or Vintage | Not Applicable Segment or Vintage | Not Applicable Segment or Vintage | Not Applicable Segment or Vintage | Not Applicable Segment or Vintage | Not Applicable Segment or Vintage | Not Applicable Segment or Vintage | Not Applicable Segment or Vintage | Not Applicable Segment or Vintage | Not Applicable Segment or Vintage | Not Applicable Segment or Vintage | Not Applicable Segment or Vintage | Not Applicable Segment or Vintage | Not Applicable Segment or Vintage | Not Applicable Segment or Vintage | Not Applicable Segment or Vintage | Not Applicable Segment or Vintage | Not Applicable Segment or Vintage | Not Applicable Segment or Vintage | Not Applicable Segment or Vintage | Not Applicable Segment or Vintage | Not Applicable Segment or Vintage | Not Applicable Segment or Vintage | 0 | 0 | 0 | 0 | 0 | 0 | 0 | 0 | 0 | 0 | 0 | 0 | 0 | 0 | 0 | 0 | 0 | 0 | 0 | 0 | 0 | 0 | 0 | 0 | 0 | 0 | 0 | 0 | 0 | 0 | 0 | 0 | 0 | 0 | 0 | 0 | 0 | 0 | 0 | 0 | 0 | 0 | 0 | 0 | 0 | 0 | 0 | 0 | 0 | 0 | 0 | 0 | 0 | 0 | 0 | 0 | 0 | 0 | 0 | 0 | 0 | 0 | 0 | 0 | 0 | 0 | 0 | 0 | 0 | 0 | 0 | 0 | 0 | 0 | 0 | 0 | 0 | 0 | 0 | 0 | 0 | 0 | 0 | 0 | 0 | 0 | 0 | 0 | 0 | 0 | 0 | 0 | 0 | 0 | 0 | 0 | 0 | 0 | 0 | 0 | 0 | 0 | 0 | 0 | 0 | 0 | 0 | 0 | 0 | 0 | 0 | 0 | Not Applicable Segment or Vintage | Not Applicable Segment or Vintage | Not Applicable Segment or Vintage | Not Applicable Segment or Vintage | Not Applicable Segment or Vintage | Not Applicable Segment or Vintage | Not Applicable Segment or Vintage | Not Applicable Segment or Vintage | Not Applicable Segment or Vintage | Not Applicable Segment or Vintage | Not Applicable Segment or Vintage | Not Applicable Segment or Vintage | Not Applicable Segment or Vintage | Not Applicable Segment or Vintage | Not Applicable Segment or Vintage | Not Applicable Segment or Vintage | Not Applicable Segment or Vintage | Not Applicable Segment or Vintage | Not Applicable Segment or Vintage | Not Applicable Segment or Vintage | Not Applicable Segment or Vintage | Not Applicable Segment or Vintage | Not Applicable Segment or Vintage | Not Applicable Segment or Vintage | Not Applicable Segment or Vintage | Not Applicable Segment or Vintage | Not Applicable Segment or Vintage | Not Applicable Segment or Vintage | 0 | 0 | 0 | 0 | 0 | 0 | 0 | 0 | 0 | 0 | 0 | 0 | 0 | 0 | 0 | 0 | 0 | 0 | 0 | 0 | 0 | 0 | 0 | 0 | 0 | 0 | 0 | 0 | 0 | 0 | 0 | 0 | 0 | 0 | 0 | 0 | 0 | 0 | 0 | 0 | 0 | 0 | 0 | 0 | 0 | 0 | 0 | 0 | 0 | 0 | 0 | 0 | 0 | 0 | 0 | 0 | 0 | 0 | 0 | 0 | 0 | 0 | 0 | 0 | 0 | 0 | 0 | 0 | 0 | 0 | 0 | 0 | 0 | 0 | 0 | 0 | 0 | 0 | 0 | 0 | 0 | 0 | 0 | 0 | 0 | 0 | 0 | 0 | 0 | 0 | 0 | 0 | 0 | 0 | 0 | 0 | 0 | 0 | 0 | 0 | 0 | 0 | 0 | 0 | 0 | 0 | 0 | 0 | 0 | 0 | 0 | 0 | 0 | 0 | 0 | 0 | 0 | 0 | 0 | 0 | 0 | 0 | 0 | 0 | 0 | 0 | 0 | 0 | 0 | 0 | 0 | 0 | 0 | 0 | 0 | 0 | 0 | 0 | 0 | 0 | 0 | 0 | 0 | 0 | 0 | 0 | 0 | 0 | 0 | 0 | 0 | 0 | 0 | 0 | 0 | 0 | 0 | 0 | 0 | 0 | 0 | 0 | 0 | 0 | 0 | 0 | 0 | 0 | Not Applicable Segment or Vintage | Not Applicable Segment or Vintage | Not Applicable Segment or Vintage | Not Applicable Segment or Vintage | Not Applicable Segment or Vintage | Not Applicable Segment or Vintage | Not Applicable Segment or Vintage | Not Applicable Segment or Vintage | Not Applicable Segment or Vintage | Not Applicable Segment or Vintage | Not Applicable Segment or Vintage | Not Applicable Segment or Vintage | Not Applicable Segment or Vintage | Not Applicable Segment or Vintage | Not Applicable Segment or Vintage | Not Applicable Segment or Vintage | Not Applicable Segment or Vintage | Not Applicable Segment or Vintage | Not Applicable Segment or Vintage | Not Applicable Segment or Vintage | Not Applicable Segment or Vintage | Not Applicable Segment or Vintage | Not Applicable Segment or Vintage | Not Applicable Segment or Vintage | Not Applicable Segment or Vintage | Not Applicable Segment or Vintage | Not Applicable Segment or Vintage | Not Applicable Segment or Vintage | 0 | 0 | 0 | 0 | 0 | 0 | 0 | 0 | 0 | 0 | 0 | 0 | 0 | 0 | 0 | 0 | 0 | 0 | 0 | 0 | 0 | 0 | 0 | 0 | 0 | 0 | 0 | 0 | 0 | 0 | 0 | 0 | 0 | 0 | 0 | 0 | 0 | 0 | 0 | 0 | 0 | 0 | 0 | 0 | 0 | 0 | 0 | 0 | 0 | 0 | 0 | 0 | 0 | 0 | 0 | 0 | 0 | 0 | 0 | 0 | 0 | 0 | 0 | 0 | 0 | 0 | 0 | 0 | 0 | 0 | 0 | 0 | 0 | 0 | 0 | 0 | 0 | 0 | 0 | 0 | 0 | 0 | 0 | 0 | 0 | 0 | 0 | 0 | 0 | 0 | 0 | 0 | 0 | 0 | 0 | 0 | 0 | 0 | 0 | 0 | 0 | 0 | 0 | 0 | 0 | 0 | 0 | 0 | 0 | 0 | 0 | 0 | 0 | 0 | 0 | 0 | 0 | 0 | 0 | 0 | 0 | 0 | 0 | 0 | 0 | 0 | 0 | 0 | 0 | 0 | 0 | 0 | 0 | 0 | 0 | 0 | 0 | 0 | 0 | 0 | 0 | 0
Destratification Fans (HVLS)_Office_New_High Volume, Low Speed (HVLS) fans with a minimum diameter of 14 ft with Variable Speed Drive (VSD) installed | Destratification Fans (HVLS)_Office_New | Destratification Fans (HVLS)_Commercial_New_No destratification fans or other means to effectively mix indoor air_High Volume, Low Speed (HVLS) fans with a minimum diameter of 14 ft with Variable Speed Drive (VSD) installed | Commercial | Office | New | Space Heating | Natural Gas | Destratification Fans (HVLS) | NEQ | No destratification fans or other means to effectively mix indoor air | 10 | 10 | 10 | 0 | 0 | 0 | 0.15 | 0.2 | Retro1Slow | 0.012666666666666666 | TBD | A | WCM63 | 0.7 | 0.42 | sqft roof | 0.0321 | 0 | 0 | 0 | 0 | IL TRM v12 - 4.4.34 - Destratification Fan - CI-HVC-DSFN-V07-240101 | IL TRM v12 - 4.4.34 - Destratification Fan - CI-HVC-DSFN-V07-240101 | IL TRM v12 - 4.4.34 - Destratification Fan - CI-HVC-DSFN-V07-240101 | 0 | 0 | 0.71324 | No destratification fans or other means to effectively mix indoor air | No destratification fans or other means to effectively mix indoor air | No destratification fans or other means to effectively mix indoor air | No destratification fans or other means to effectively mix indoor air | No destratification fans or other means to effectively mix indoor air | No destratification fans or other means to effectively mix indoor air | No destratification fans or other means to effectively mix indoor air | No destratification fans or other means to effectively mix indoor air | No destratification fans or other means to effectively mix indoor air | No destratification fans or other means to effectively mix indoor air | No destratification fans or other means to effectively mix indoor air | No destratification fans or other means to effectively mix indoor air | No destratification fans or other means to effectively mix indoor air | No destratification fans or other means to effectively mix indoor air | No destratification fans or other means to effectively mix indoor air | No destratification fans or other means to effectively mix indoor air | No destratification fans or other means to effectively mix indoor air | No destratification fans or other means to effectively mix indoor air | No destratification fans or other means to effectively mix indoor air | No destratification fans or other means to effectively mix indoor air | No destratification fans or other means to effectively mix indoor air | No destratification fans or other means to effectively mix indoor air | No destratification fans or other means to effectively mix indoor air | No destratification fans or other means to effectively mix indoor air | No destratification fans or other means to effectively mix indoor air | No destratification fans or other means to effectively mix indoor air | No destratification fans or other means to effectively mix indoor air | No destratification fans or other means to effectively mix indoor air | 0 | 0 | 0 | 0 | 0 | 0 | 0 | 0 | 0 | 0 | 0 | 0 | 0 | 0 | 0 | 0 | 0 | 0 | 0 | 0 | 0 | 0 | 0 | 0 | 0 | 0 | 0 | 0 | 0 | 0 | 0 | 0 | 0 | 0 | 0 | 0 | 0 | 0 | 0 | 0 | 0 | 0 | 0 | 0 | 0 | 0 | 0 | 0 | 0 | 0 | 0 | 0 | 0 | 0 | 0 | 0 | 0 | 0 | 0 | 0 | 0 | 0 | 0 | 0 | 0 | 0 | 0 | 0 | 0 | 0 | 0 | 0 | 0 | 0 | 0 | 0 | 0 | 0 | 0 | 0 | 0 | 0 | 0 | 0 | 0 | 0 | 0 | 0 | 0 | 0 | 0 | 0 | 0 | 0 | 0 | 0 | 0 | 0 | 0 | 0 | 0 | 0 | 0 | 0 | 0 | 0 | 0 | 0 | 0 | 0 | 0 | 0 | High Volume, Low Speed (HVLS) fans with a minimum diameter of 14 ft with Variable Speed Drive (VSD) installed | High Volume, Low Speed (HVLS) fans with a minimum diameter of 14 ft with Variable Speed Drive (VSD) installed | High Volume, Low Speed (HVLS) fans with a minimum diameter of 14 ft with Variable Speed Drive (VSD) installed | High Volume, Low Speed (HVLS) fans with a minimum diameter of 14 ft with Variable Speed Drive (VSD) installed | High Volume, Low Speed (HVLS) fans with a minimum diameter of 14 ft with Variable Speed Drive (VSD) installed | High Volume, Low Speed (HVLS) fans with a minimum diameter of 14 ft with Variable Speed Drive (VSD) installed | High Volume, Low Speed (HVLS) fans with a minimum diameter of 14 ft with Variable Speed Drive (VSD) installed | High Volume, Low Speed (HVLS) fans with a minimum diameter of 14 ft with Variable Speed Drive (VSD) installed | High Volume, Low Speed (HVLS) fans with a minimum diameter of 14 ft with Variable Speed Drive (VSD) installed | High Volume, Low Speed (HVLS) fans with a minimum diameter of 14 ft with Variable Speed Drive (VSD) installed | High Volume, Low Speed (HVLS) fans with a minimum diameter of 14 ft with Variable Speed Drive (VSD) installed | High Volume, Low Speed (HVLS) fans with a minimum diameter of 14 ft with Variable Speed Drive (VSD) installed | High Volume, Low Speed (HVLS) fans with a minimum diameter of 14 ft with Variable Speed Drive (VSD) installed | High Volume, Low Speed (HVLS) fans with a minimum diameter of 14 ft with Variable Speed Drive (VSD) installed | High Volume, Low Speed (HVLS) fans with a minimum diameter of 14 ft with Variable Speed Drive (VSD) installed | High Volume, Low Speed (HVLS) fans with a minimum diameter of 14 ft with Variable Speed Drive (VSD) installed | High Volume, Low Speed (HVLS) fans with a minimum diameter of 14 ft with Variable Speed Drive (VSD) installed | High Volume, Low Speed (HVLS) fans with a minimum diameter of 14 ft with Variable Speed Drive (VSD) installed | High Volume, Low Speed (HVLS) fans with a minimum diameter of 14 ft with Variable Speed Drive (VSD) installed | High Volume, Low Speed (HVLS) fans with a minimum diameter of 14 ft with Variable Speed Drive (VSD) installed | High Volume, Low Speed (HVLS) fans with a minimum diameter of 14 ft with Variable Speed Drive (VSD) installed | High Volume, Low Speed (HVLS) fans with a minimum diameter of 14 ft with Variable Speed Drive (VSD) installed | High Volume, Low Speed (HVLS) fans with a minimum diameter of 14 ft with Variable Speed Drive (VSD) installed | High Volume, Low Speed (HVLS) fans with a minimum diameter of 14 ft with Variable Speed Drive (VSD) installed | High Volume, Low Speed (HVLS) fans with a minimum diameter of 14 ft with Variable Speed Drive (VSD) installed | High Volume, Low Speed (HVLS) fans with a minimum diameter of 14 ft with Variable Speed Drive (VSD) installed | High Volume, Low Speed (HVLS) fans with a minimum diameter of 14 ft with Variable Speed Drive (VSD) installed | High Volume, Low Speed (HVLS) fans with a minimum diameter of 14 ft with Variable Speed Drive (VSD) installed | 0.7132 | 0.7132 | 0.7132 | 0.7132 | 0.7132 | 0.7132 | 0.7132 | 0.7132 | 0.7132 | 0.7132 | 0.7132 | 0.7132 | 0.7132 | 0.7132 | 0.7132 | 0.7132 | 0.7132 | 0.7132 | 0.7132 | 0.7132 | 0.7132 | 0.7132 | 0.7132 | 0.7132 | 0.7132 | 0.7132 | 0.7132 | 0.7132 | 0 | 0 | 0 | 0 | 0 | 0 | 0 | 0 | 0 | 0 | 0 | 0 | 0 | 0 | 0 | 0 | 0 | 0 | 0 | 0 | 0 | 0 | 0 | 0 | 0 | 0 | 0 | 0 | 0 | 0 | 0 | 0 | 0 | 0 | 0 | 0 | 0 | 0 | 0 | 0 | 0 | 0 | 0 | 0 | 0 | 0 | 0 | 0 | 0 | 0 | 0 | 0 | 0 | 0 | 0 | 0 | 0 | 0 | 0 | 0 | 0 | 0 | 0 | 0 | 0 | 0 | 0 | 0 | 0 | 0 | 0 | 0 | 0 | 0 | 0 | 0 | 0 | 0 | 0 | 0 | 0 | 0 | 0 | 0 | 0 | 0 | 0 | 0 | 0 | 0 | 0 | 0 | 0 | 0 | 0 | 0 | 0 | 0 | 0 | 0 | 0 | 0 | 0 | 0 | 0 | 0 | 0 | 0 | 0 | 0 | 0 | 0 | 0 | 0 | 0 | 0 | 0 | 0 | 0 | 0 | 0 | 0 | 0 | 0 | 0 | 0 | 0 | 0 | 0 | 0 | 0 | 0 | 0 | 0 | 0 | 0 | 0 | 0 | 0 | 0 | High Volume, Low Speed (HVLS) fans with a minimum diameter of 14 ft with Variable Speed Drive (VSD) installed | High Volume, Low Speed (HVLS) fans with a minimum diameter of 14 ft with Variable Speed Drive (VSD) installed | High Volume, Low Speed (HVLS) fans with a minimum diameter of 14 ft with Variable Speed Drive (VSD) installed | High Volume, Low Speed (HVLS) fans with a minimum diameter of 14 ft with Variable Speed Drive (VSD) installed | High Volume, Low Speed (HVLS) fans with a minimum diameter of 14 ft with Variable Speed Drive (VSD) installed | High Volume, Low Speed (HVLS) fans with a minimum diameter of 14 ft with Variable Speed Drive (VSD) installed | High Volume, Low Speed (HVLS) fans with a minimum diameter of 14 ft with Variable Speed Drive (VSD) installed | High Volume, Low Speed (HVLS) fans with a minimum diameter of 14 ft with Variable Speed Drive (VSD) installed | High Volume, Low Speed (HVLS) fans with a minimum diameter of 14 ft with Variable Speed Drive (VSD) installed | High Volume, Low Speed (HVLS) fans with a minimum diameter of 14 ft with Variable Speed Drive (VSD) installed | High Volume, Low Speed (HVLS) fans with a minimum diameter of 14 ft with Variable Speed Drive (VSD) installed | High Volume, Low Speed (HVLS) fans with a minimum diameter of 14 ft with Variable Speed Drive (VSD) installed | High Volume, Low Speed (HVLS) fans with a minimum diameter of 14 ft with Variable Speed Drive (VSD) installed | High Volume, Low Speed (HVLS) fans with a minimum diameter of 14 ft with Variable Speed Drive (VSD) installed | High Volume, Low Speed (HVLS) fans with a minimum diameter of 14 ft with Variable Speed Drive (VSD) installed | High Volume, Low Speed (HVLS) fans with a minimum diameter of 14 ft with Variable Speed Drive (VSD) installed | High Volume, Low Speed (HVLS) fans with a minimum diameter of 14 ft with Variable Speed Drive (VSD) installed | High Volume, Low Speed (HVLS) fans with a minimum diameter of 14 ft with Variable Speed Drive (VSD) installed | High Volume, Low Speed (HVLS) fans with a minimum diameter of 14 ft with Variable Speed Drive (VSD) installed | High Volume, Low Speed (HVLS) fans with a minimum diameter of 14 ft with Variable Speed Drive (VSD) installed | High Volume, Low Speed (HVLS) fans with a minimum diameter of 14 ft with Variable Speed Drive (VSD) installed | High Volume, Low Speed (HVLS) fans with a minimum diameter of 14 ft with Variable Speed Drive (VSD) installed | High Volume, Low Speed (HVLS) fans with a minimum diameter of 14 ft with Variable Speed Drive (VSD) installed | High Volume, Low Speed (HVLS) fans with a minimum diameter of 14 ft with Variable Speed Drive (VSD) installed | High Volume, Low Speed (HVLS) fans with a minimum diameter of 14 ft with Variable Speed Drive (VSD) installed | High Volume, Low Speed (HVLS) fans with a minimum diameter of 14 ft with Variable Speed Drive (VSD) installed | High Volume, Low Speed (HVLS) fans with a minimum diameter of 14 ft with Variable Speed Drive (VSD) installed | High Volume, Low Speed (HVLS) fans with a minimum diameter of 14 ft with Variable Speed Drive (VSD) installed | 0.7132 | 0.7132 | 0.7132 | 0.7132 | 0.7132 | 0.7132 | 0.7132 | 0.7132 | 0.7132 | 0.7132 | 0.7132 | 0.7132 | 0.7132 | 0.7132 | 0.7132 | 0.7132 | 0.7132 | 0.7132 | 0.7132 | 0.7132 | 0.7132 | 0.7132 | 0.7132 | 0.7132 | 0.7132 | 0.7132 | 0.7132 | 0.7132 | 0 | 0 | 0 | 0 | 0 | 0 | 0 | 0 | 0 | 0 | 0 | 0 | 0 | 0 | 0 | 0 | 0 | 0 | 0 | 0 | 0 | 0 | 0 | 0 | 0 | 0 | 0 | 0 | 0 | 0 | 0 | 0 | 0 | 0 | 0 | 0 | 0 | 0 | 0 | 0 | 0 | 0 | 0 | 0 | 0 | 0 | 0 | 0 | 0 | 0 | 0 | 0 | 0 | 0 | 0 | 0 | 0 | 0 | 0 | 0 | 0 | 0 | 0 | 0 | 0 | 0 | 0 | 0 | 0 | 0 | 0 | 0 | 0 | 0 | 0 | 0 | 0 | 0 | 0 | 0 | 0 | 0 | 0 | 0 | 0 | 0 | 0 | 0 | 0 | 0 | 0 | 0 | 0 | 0 | 0 | 0 | 0 | 0 | 0 | 0 | 0 | 0 | 0 | 0 | 0 | 0 | 0 | 0 | 0 | 0 | 0 | 0 | 0 | 0
HVAC - Dedicated Outdoor Air System (DOAS)_Office_New_0 | HVAC - Dedicated Outdoor Air System (DOAS)_Office_New | HVAC - Dedicated Outdoor Air System (DOAS)_Commercial_New_0_0 | Commercial | Office | New | Space Heating | Natural Gas | HVAC - Dedicated Outdoor Air System (DOAS) | NEQ | 0 | 20 | 20 | 20 | 0 | 0 | 0 | 0.12185 | 0 | Retro5Med | 8.35569166605469E-06 | TBD | A | WCM62 | 0.7 | 0.42 | sqft | 0.0321 | 0 | 0 | 0 | 0 | 2021P_Com-VRF-DOAS-2021P_V2 | 2021P_Com-VRF-DOAS-2021P_V2 | 2021P_Com-VRF-DOAS-2021P_V2 | 0 | 0 | 10.4613 | 0 | 0 | 0 | 0 | 0 | 0 | 0 | 0 | 0 | 0 | 0 | 0 | 0 | 0 | 0 | 0 | 0 | 0 | 0 | 0 | 0 | 0 | 0 | 0 | 0 | 0 | 0 | 0 | 0 | 0 | 0 | 0 | 0 | 0 | 0 | 0 | 0 | 0 | 0 | 0 | 0 | 0 | 0 | 0 | 0 | 0 | 0 | 0 | 0 | 0 | 0 | 0 | 0 | 0 | 0 | 0 | 0 | 0 | 0 | 0 | 0 | 0 | 0 | 0 | 0 | 0 | 0 | 0 | 0 | 0 | 0 | 0 | 0 | 0 | 0 | 0 | 0 | 0 | 0 | 0 | 0 | 0 | 0 | 0 | 0 | 0 | 0 | 0 | 0 | 0 | 0 | 0 | 0 | 0 | 0 | 0 | 0 | 0 | 0 | 0 | 0 | 0 | 0 | 0 | 0 | 0 | 0 | 0 | 0 | 0 | 0 | 0 | 0 | 0 | 0 | 0 | 0 | 0 | 0 | 0 | 0 | 0 | 0 | 0 | 0 | 0 | 0 | 0 | 0 | 0 | 0 | 0 | 0 | 0 | 0 | 0 | 0 | 0 | 0 | 0 | 0 | 0 | 0 | 0 | 0 | 0 | 0 | 0 | 0 | 0 | 0 | 0 | 0 | 0 | 0 | 0 | 0 | 0 | 0 | 0 | 0 | 0 | 0 | 0 | 0 | 0 | 0 | 0 | 10.4613 | 10.4613 | 10.4613 | 10.4613 | 10.4613 | 10.4613 | 10.4613 | 10.4613 | 10.4613 | 10.4613 | 10.4613 | 10.4613 | 10.4613 | 10.4613 | 10.4613 | 10.4613 | 10.4613 | 10.4613 | 10.4613 | 10.4613 | 10.4613 | 10.4613 | 10.4613 | 10.4613 | 10.4613 | 10.4613 | 10.4613 | 10.4613 | 0 | 0 | 0 | 0 | 0 | 0 | 0 | 0 | 0 | 0 | 0 | 0 | 0 | 0 | 0 | 0 | 0 | 0 | 0 | 0 | 0 | 0 | 0 | 0 | 0 | 0 | 0 | 0 | 0 | 0 | 0 | 0 | 0 | 0 | 0 | 0 | 0 | 0 | 0 | 0 | 0 | 0 | 0 | 0 | 0 | 0 | 0 | 0 | 0 | 0 | 0 | 0 | 0 | 0 | 0 | 0 | 0 | 0 | 0 | 0 | 0 | 0 | 0 | 0 | 0 | 0 | 0 | 0 | 0 | 0 | 0 | 0 | 0 | 0 | 0 | 0 | 0 | 0 | 0 | 0 | 0 | 0 | 0 | 0 | 0 | 0 | 0 | 0 | 0 | 0 | 0 | 0 | 0 | 0 | 0 | 0 | 0 | 0 | 0 | 0 | 0 | 0 | 0 | 0 | 0 | 0 | 0 | 0 | 0 | 0 | 0 | 0 | 0 | 0 | 0 | 0 | 0 | 0 | 0 | 0 | 0 | 0 | 0 | 0 | 0 | 0 | 0 | 0 | 0 | 0 | 0 | 0 | 0 | 0 | 0 | 0 | 0 | 0 | 0 | 0 | 0 | 0 | 0 | 0 | 0 | 0 | 0 | 0 | 0 | 0 | 0 | 0 | 0 | 0 | 0 | 0 | 0 | 0 | 0 | 0 | 0 | 0 | 0 | 0 | 0 | 0 | 0 | 0 | 10.4613 | 10.4613 | 10.4613 | 10.4613 | 10.4613 | 10.4613 | 10.4613 | 10.4613 | 10.4613 | 10.4613 | 10.4613 | 10.4613 | 10.4613 | 10.4613 | 10.4613 | 10.4613 | 10.4613 | 10.4613 | 10.4613 | 10.4613 | 10.4613 | 10.4613 | 10.4613 | 10.4613 | 10.4613 | 10.4613 | 10.4613 | 10.4613 | 0 | 0 | 0 | 0 | 0 | 0 | 0 | 0 | 0 | 0 | 0 | 0 | 0 | 0 | 0 | 0 | 0 | 0 | 0 | 0 | 0 | 0 | 0 | 0 | 0 | 0 | 0 | 0 | 0 | 0 | 0 | 0 | 0 | 0 | 0 | 0 | 0 | 0 | 0 | 0 | 0 | 0 | 0 | 0 | 0 | 0 | 0 | 0 | 0 | 0 | 0 | 0 | 0 | 0 | 0 | 0 | 0 | 0 | 0 | 0 | 0 | 0 | 0 | 0 | 0 | 0 | 0 | 0 | 0 | 0 | 0 | 0 | 0 | 0 | 0 | 0 | 0 | 0 | 0 | 0 | 0 | 0 | 0 | 0 | 0 | 0 | 0 | 0 | 0 | 0 | 0 | 0 | 0 | 0 | 0 | 0 | 0 | 0 | 0 | 0 | 0 | 0 | 0 | 0 | 0 | 0 | 0 | 0 | 0 | 0 | 0 | 0 | 0 | 0
Industrial Air Curtains_Office_New_Air curtains installed | Industrial Air Curtains_Office_New | Industrial Air Curtains_Commercial_New_No air curtain or other barriers to air on overhead door_Air curtains installed | Commercial | Office | New | Space Heating | Natural Gas | Industrial Air Curtains | NEQ | No air curtain or other barriers to air on overhead door | 15 | 15 | 15 | 0 | 0 | 0 | 0.01 | 0.5 | Retro1Slow | 0.012666666666666666 | TBD | A | WCM59 | 0.7 | 0.42 | perbldg | 0.0321 | 0 | 0 | 0 | 0 | IL TRM v13 - 4.4.33 - Industrial Air Curtain - CI-HVC-AIRC-V07-250101 | IL TRM v13 - 4.4.33 - Industrial Air Curtain - CI-HVC-AIRC-V07-250101 | IL TRM v13 - 4.4.33 - Industrial Air Curtain - CI-HVC-AIRC-V07-250101 | 0 | 0 | 5536.2537 | No air curtain or other barriers to air on overhead door | No air curtain or other barriers to air on overhead door | No air curtain or other barriers to air on overhead door | No air curtain or other barriers to air on overhead door | No air curtain or other barriers to air on overhead door | No air curtain or other barriers to air on overhead door | No air curtain or other barriers to air on overhead door | No air curtain or other barriers to air on overhead door | No air curtain or other barriers to air on overhead door | No air curtain or other barriers to air on overhead door | No air curtain or other barriers to air on overhead door | No air curtain or other barriers to air on overhead door | No air curtain or other barriers to air on overhead door | No air curtain or other barriers to air on overhead door | No air curtain or other barriers to air on overhead door | No air curtain or other barriers to air on overhead door | No air curtain or other barriers to air on overhead door | No air curtain or other barriers to air on overhead door | No air curtain or other barriers to air on overhead door | No air curtain or other barriers to air on overhead door | No air curtain or other barriers to air on overhead door | No air curtain or other barriers to air on overhead door | No air curtain or other barriers to air on overhead door | No air curtain or other barriers to air on overhead door | No air curtain or other barriers to air on overhead door | No air curtain or other barriers to air on overhead door | No air curtain or other barriers to air on overhead door | No air curtain or other barriers to air on overhead door | 0 | 0 | 0 | 0 | 0 | 0 | 0 | 0 | 0 | 0 | 0 | 0 | 0 | 0 | 0 | 0 | 0 | 0 | 0 | 0 | 0 | 0 | 0 | 0 | 0 | 0 | 0 | 0 | 0 | 0 | 0 | 0 | 0 | 0 | 0 | 0 | 0 | 0 | 0 | 0 | 0 | 0 | 0 | 0 | 0 | 0 | 0 | 0 | 0 | 0 | 0 | 0 | 0 | 0 | 0 | 0 | 0 | 0 | 0 | 0 | 0 | 0 | 0 | 0 | 0 | 0 | 0 | 0 | 0 | 0 | 0 | 0 | 0 | 0 | 0 | 0 | 0 | 0 | 0 | 0 | 0 | 0 | 0 | 0 | 0 | 0 | 0 | 0 | 0 | 0 | 0 | 0 | 0 | 0 | 0 | 0 | 0 | 0 | 0 | 0 | 0 | 0 | 0 | 0 | 0 | 0 | 0 | 0 | 0 | 0 | 0 | 0 | Air curtains installed | Air curtains installed | Air curtains installed | Air curtains installed | Air curtains installed | Air curtains installed | Air curtains installed | Air curtains installed | Air curtains installed | Air curtains installed | Air curtains installed | Air curtains installed | Air curtains installed | Air curtains installed | Air curtains installed | Air curtains installed | Air curtains installed | Air curtains installed | Air curtains installed | Air curtains installed | Air curtains installed | Air curtains installed | Air curtains installed | Air curtains installed | Air curtains installed | Air curtains installed | Air curtains installed | Air curtains installed | 5536.2537 | 5536.2537 | 5536.2537 | 5536.2537 | 5536.2537 | 5536.2537 | 5536.2537 | 5536.2537 | 5536.2537 | 5536.2537 | 5536.2537 | 5536.2537 | 5536.2537 | 5536.2537 | 5536.2537 | 5536.2537 | 5536.2537 | 5536.2537 | 5536.2537 | 5536.2537 | 5536.2537 | 5536.2537 | 5536.2537 | 5536.2537 | 5536.2537 | 5536.2537 | 5536.2537 | 5536.2537 | 0 | 0 | 0 | 0 | 0 | 0 | 0 | 0 | 0 | 0 | 0 | 0 | 0 | 0 | 0 | 0 | 0 | 0 | 0 | 0 | 0 | 0 | 0 | 0 | 0 | 0 | 0 | 0 | 0 | 0 | 0 | 0 | 0 | 0 | 0 | 0 | 0 | 0 | 0 | 0 | 0 | 0 | 0 | 0 | 0 | 0 | 0 | 0 | 0 | 0 | 0 | 0 | 0 | 0 | 0 | 0 | 0 | 0 | 0 | 0 | 0 | 0 | 0 | 0 | 0 | 0 | 0 | 0 | 0 | 0 | 0 | 0 | 0 | 0 | 0 | 0 | 0 | 0 | 0 | 0 | 0 | 0 | 0 | 0 | 0 | 0 | 0 | 0 | 0 | 0 | 0 | 0 | 0 | 0 | 0 | 0 | 0 | 0 | 0 | 0 | 0 | 0 | 0 | 0 | 0 | 0 | 0 | 0 | 0 | 0 | 0 | 0 | 0 | 0 | 0 | 0 | 0 | 0 | 0 | 0 | 0 | 0 | 0 | 0 | 0 | 0 | 0 | 0 | 0 | 0 | 0 | 0 | 0 | 0 | 0 | 0 | 0 | 0 | 0 | 0 | Air curtains installed | Air curtains installed | Air curtains installed | Air curtains installed | Air curtains installed | Air curtains installed | Air curtains installed | Air curtains installed | Air curtains installed | Air curtains installed | Air curtains installed | Air curtains installed | Air curtains installed | Air curtains installed | Air curtains installed | Air curtains installed | Air curtains installed | Air curtains installed | Air curtains installed | Air curtains installed | Air curtains installed | Air curtains installed | Air curtains installed | Air curtains installed | Air curtains installed | Air curtains installed | Air curtains installed | Air curtains installed | 5536.2537 | 5536.2537 | 5536.2537 | 5536.2537 | 5536.2537 | 5536.2537 | 5536.2537 | 5536.2537 | 5536.2537 | 5536.2537 | 5536.2537 | 5536.2537 | 5536.2537 | 5536.2537 | 5536.2537 | 5536.2537 | 5536.2537 | 5536.2537 | 5536.2537 | 5536.2537 | 5536.2537 | 5536.2537 | 5536.2537 | 5536.2537 | 5536.2537 | 5536.2537 | 5536.2537 | 5536.2537 | 0 | 0 | 0 | 0 | 0 | 0 | 0 | 0 | 0 | 0 | 0 | 0 | 0 | 0 | 0 | 0 | 0 | 0 | 0 | 0 | 0 | 0 | 0 | 0 | 0 | 0 | 0 | 0 | 0 | 0 | 0 | 0 | 0 | 0 | 0 | 0 | 0 | 0 | 0 | 0 | 0 | 0 | 0 | 0 | 0 | 0 | 0 | 0 | 0 | 0 | 0 | 0 | 0 | 0 | 0 | 0 | 0 | 0 | 0 | 0 | 0 | 0 | 0 | 0 | 0 | 0 | 0 | 0 | 0 | 0 | 0 | 0 | 0 | 0 | 0 | 0 | 0 | 0 | 0 | 0 | 0 | 0 | 0 | 0 | 0 | 0 | 0 | 0 | 0 | 0 | 0 | 0 | 0 | 0 | 0 | 0 | 0 | 0 | 0 | 0 | 0 | 0 | 0 | 0 | 0 | 0 | 0 | 0 | 0 | 0 | 0 | 0 | 0 | 0
Insulation - Ceiling_Office_New_Not Applicable Segment or Vintage_Not Applicable Segment or Vintage | Insulation - Ceiling_Office_New | Insulation - Ceiling_Commercial_New_Not Applicable Segment or Vintage_Not Applicable Segment or Vintage | Commercial | Office | New | Space Heating | Natural Gas | Insulation - Ceiling | NEQ | Not Applicable Segment or Vintage | 15 | 15 | 15 | 0 | 0 | 0 | 0 | 0 | Retro5Med | 8.35569166605469E-06 | TBD | A | WCM51 | 0.7 | 0.42 | sqft | 0.0321 | 0 | 0 | 0 | 0 | Not Applicable Segment or Vintage | Not Applicable Segment or Vintage | AEG BEST | 0 | 0 | 0 | Not Applicable Segment or Vintage | Not Applicable Segment or Vintage | Not Applicable Segment or Vintage | Not Applicable Segment or Vintage | Not Applicable Segment or Vintage | Not Applicable Segment or Vintage | Not Applicable Segment or Vintage | Not Applicable Segment or Vintage | Not Applicable Segment or Vintage | Not Applicable Segment or Vintage | Not Applicable Segment or Vintage | Not Applicable Segment or Vintage | Not Applicable Segment or Vintage | Not Applicable Segment or Vintage | Not Applicable Segment or Vintage | Not Applicable Segment or Vintage | Not Applicable Segment or Vintage | Not Applicable Segment or Vintage | Not Applicable Segment or Vintage | Not Applicable Segment or Vintage | Not Applicable Segment or Vintage | Not Applicable Segment or Vintage | Not Applicable Segment or Vintage | Not Applicable Segment or Vintage | Not Applicable Segment or Vintage | Not Applicable Segment or Vintage | Not Applicable Segment or Vintage | Not Applicable Segment or Vintage | 0 | 0 | 0 | 0 | 0 | 0 | 0 | 0 | 0 | 0 | 0 | 0 | 0 | 0 | 0 | 0 | 0 | 0 | 0 | 0 | 0 | 0 | 0 | 0 | 0 | 0 | 0 | 0 | 0 | 0 | 0 | 0 | 0 | 0 | 0 | 0 | 0 | 0 | 0 | 0 | 0 | 0 | 0 | 0 | 0 | 0 | 0 | 0 | 0 | 0 | 0 | 0 | 0 | 0 | 0 | 0 | 0 | 0 | 0 | 0 | 0 | 0 | 0 | 0 | 0 | 0 | 0 | 0 | 0 | 0 | 0 | 0 | 0 | 0 | 0 | 0 | 0 | 0 | 0 | 0 | 0 | 0 | 0 | 0 | 0 | 0 | 0 | 0 | 0 | 0 | 0 | 0 | 0 | 0 | 0 | 0 | 0 | 0 | 0 | 0 | 0 | 0 | 0 | 0 | 0 | 0 | 0 | 0 | 0 | 0 | 0 | 0 | Not Applicable Segment or Vintage | Not Applicable Segment or Vintage | Not Applicable Segment or Vintage | Not Applicable Segment or Vintage | Not Applicable Segment or Vintage | Not Applicable Segment or Vintage | Not Applicable Segment or Vintage | Not Applicable Segment or Vintage | Not Applicable Segment or Vintage | Not Applicable Segment or Vintage | Not Applicable Segment or Vintage | Not Applicable Segment or Vintage | Not Applicable Segment or Vintage | Not Applicable Segment or Vintage | Not Applicable Segment or Vintage | Not Applicable Segment or Vintage | Not Applicable Segment or Vintage | Not Applicable Segment or Vintage | Not Applicable Segment or Vintage | Not Applicable Segment or Vintage | Not Applicable Segment or Vintage | Not Applicable Segment or Vintage | Not Applicable Segment or Vintage | Not Applicable Segment or Vintage | Not Applicable Segment or Vintage | Not Applicable Segment or Vintage | Not Applicable Segment or Vintage | Not Applicable Segment or Vintage | 0 | 0 | 0 | 0 | 0 | 0 | 0 | 0 | 0 | 0 | 0 | 0 | 0 | 0 | 0 | 0 | 0 | 0 | 0 | 0 | 0 | 0 | 0 | 0 | 0 | 0 | 0 | 0 | 0 | 0 | 0 | 0 | 0 | 0 | 0 | 0 | 0 | 0 | 0 | 0 | 0 | 0 | 0 | 0 | 0 | 0 | 0 | 0 | 0 | 0 | 0 | 0 | 0 | 0 | 0 | 0 | 0 | 0 | 0 | 0 | 0 | 0 | 0 | 0 | 0 | 0 | 0 | 0 | 0 | 0 | 0 | 0 | 0 | 0 | 0 | 0 | 0 | 0 | 0 | 0 | 0 | 0 | 0 | 0 | 0 | 0 | 0 | 0 | 0 | 0 | 0 | 0 | 0 | 0 | 0 | 0 | 0 | 0 | 0 | 0 | 0 | 0 | 0 | 0 | 0 | 0 | 0 | 0 | 0 | 0 | 0 | 0 | 0 | 0 | 0 | 0 | 0 | 0 | 0 | 0 | 0 | 0 | 0 | 0 | 0 | 0 | 0 | 0 | 0 | 0 | 0 | 0 | 0 | 0 | 0 | 0 | 0 | 0 | 0 | 0 | 0 | 0 | 0 | 0 | 0 | 0 | 0 | 0 | 0 | 0 | 0 | 0 | 0 | 0 | 0 | 0 | 0 | 0 | 0 | 0 | 0 | 0 | 0 | 0 | 0 | 0 | 0 | 0 | Not Applicable Segment or Vintage | Not Applicable Segment or Vintage | Not Applicable Segment or Vintage | Not Applicable Segment or Vintage | Not Applicable Segment or Vintage | Not Applicable Segment or Vintage | Not Applicable Segment or Vintage | Not Applicable Segment or Vintage | Not Applicable Segment or Vintage | Not Applicable Segment or Vintage | Not Applicable Segment or Vintage | Not Applicable Segment or Vintage | Not Applicable Segment or Vintage | Not Applicable Segment or Vintage | Not Applicable Segment or Vintage | Not Applicable Segment or Vintage | Not Applicable Segment or Vintage | Not Applicable Segment or Vintage | Not Applicable Segment or Vintage | Not Applicable Segment or Vintage | Not Applicable Segment or Vintage | Not Applicable Segment or Vintage | Not Applicable Segment or Vintage | Not Applicable Segment or Vintage | Not Applicable Segment or Vintage | Not Applicable Segment or Vintage | Not Applicable Segment or Vintage | Not Applicable Segment or Vintage | 0 | 0 | 0 | 0 | 0 | 0 | 0 | 0 | 0 | 0 | 0 | 0 | 0 | 0 | 0 | 0 | 0 | 0 | 0 | 0 | 0 | 0 | 0 | 0 | 0 | 0 | 0 | 0 | 0 | 0 | 0 | 0 | 0 | 0 | 0 | 0 | 0 | 0 | 0 | 0 | 0 | 0 | 0 | 0 | 0 | 0 | 0 | 0 | 0 | 0 | 0 | 0 | 0 | 0 | 0 | 0 | 0 | 0 | 0 | 0 | 0 | 0 | 0 | 0 | 0 | 0 | 0 | 0 | 0 | 0 | 0 | 0 | 0 | 0 | 0 | 0 | 0 | 0 | 0 | 0 | 0 | 0 | 0 | 0 | 0 | 0 | 0 | 0 | 0 | 0 | 0 | 0 | 0 | 0 | 0 | 0 | 0 | 0 | 0 | 0 | 0 | 0 | 0 | 0 | 0 | 0 | 0 | 0 | 0 | 0 | 0 | 0 | 0 | 0 | 0 | 0 | 0 | 0 | 0 | 0 | 0 | 0 | 0 | 0 | 0 | 0 | 0 | 0 | 0 | 0 | 0 | 0 | 0 | 0 | 0 | 0 | 0 | 0 | 0 | 0 | 0 | 0
Insulation - Wall Cavity_Office_New_Not Applicable Segment or Vintage | Insulation - Wall Cavity_Office_New | Insulation - Wall Cavity_Commercial_New_Not Applicable Segment or Vintage_Not Applicable Segment or Vintage | Commercial | Office | New | Space Heating | Natural Gas | Insulation - Wall Cavity | NEQ | Not Applicable Segment or Vintage | 15 | 15 | 15 | 0 | 0 | 0 | 0 | 0 | Retro3Slow | 0.004128203794943829 | TBD | A | WCM52 | 0.7 | 0.42 | sqft | 0.0321 | 0 | 0 | 0 | 0 | Not Applicable Segment or Vintage | Not Applicable Segment or Vintage | AEG BEST | 0 | 0 | 0 | Not Applicable Segment or Vintage | Not Applicable Segment or Vintage | Not Applicable Segment or Vintage | Not Applicable Segment or Vintage | Not Applicable Segment or Vintage | Not Applicable Segment or Vintage | Not Applicable Segment or Vintage | Not Applicable Segment or Vintage | Not Applicable Segment or Vintage | Not Applicable Segment or Vintage | Not Applicable Segment or Vintage | Not Applicable Segment or Vintage | Not Applicable Segment or Vintage | Not Applicable Segment or Vintage | Not Applicable Segment or Vintage | Not Applicable Segment or Vintage | Not Applicable Segment or Vintage | Not Applicable Segment or Vintage | Not Applicable Segment or Vintage | Not Applicable Segment or Vintage | Not Applicable Segment or Vintage | Not Applicable Segment or Vintage | Not Applicable Segment or Vintage | Not Applicable Segment or Vintage | Not Applicable Segment or Vintage | Not Applicable Segment or Vintage | Not Applicable Segment or Vintage | Not Applicable Segment or Vintage | 0 | 0 | 0 | 0 | 0 | 0 | 0 | 0 | 0 | 0 | 0 | 0 | 0 | 0 | 0 | 0 | 0 | 0 | 0 | 0 | 0 | 0 | 0 | 0 | 0 | 0 | 0 | 0 | 0 | 0 | 0 | 0 | 0 | 0 | 0 | 0 | 0 | 0 | 0 | 0 | 0 | 0 | 0 | 0 | 0 | 0 | 0 | 0 | 0 | 0 | 0 | 0 | 0 | 0 | 0 | 0 | 0 | 0 | 0 | 0 | 0 | 0 | 0 | 0 | 0 | 0 | 0 | 0 | 0 | 0 | 0 | 0 | 0 | 0 | 0 | 0 | 0 | 0 | 0 | 0 | 0 | 0 | 0 | 0 | 0 | 0 | 0 | 0 | 0 | 0 | 0 | 0 | 0 | 0 | 0 | 0 | 0 | 0 | 0 | 0 | 0 | 0 | 0 | 0 | 0 | 0 | 0 | 0 | 0 | 0 | 0 | 0 | Not Applicable Segment or Vintage | Not Applicable Segment or Vintage | Not Applicable Segment or Vintage | Not Applicable Segment or Vintage | Not Applicable Segment or Vintage | Not Applicable Segment or Vintage | Not Applicable Segment or Vintage | Not Applicable Segment or Vintage | Not Applicable Segment or Vintage | Not Applicable Segment or Vintage | Not Applicable Segment or Vintage | Not Applicable Segment or Vintage | Not Applicable Segment or Vintage | Not Applicable Segment or Vintage | Not Applicable Segment or Vintage | Not Applicable Segment or Vintage | Not Applicable Segment or Vintage | Not Applicable Segment or Vintage | Not Applicable Segment or Vintage | Not Applicable Segment or Vintage | Not Applicable Segment or Vintage | Not Applicable Segment or Vintage | Not Applicable Segment or Vintage | Not Applicable Segment or Vintage | Not Applicable Segment or Vintage | Not Applicable Segment or Vintage | Not Applicable Segment or Vintage | Not Applicable Segment or Vintage | 0 | 0 | 0 | 0 | 0 | 0 | 0 | 0 | 0 | 0 | 0 | 0 | 0 | 0 | 0 | 0 | 0 | 0 | 0 | 0 | 0 | 0 | 0 | 0 | 0 | 0 | 0 | 0 | 0 | 0 | 0 | 0 | 0 | 0 | 0 | 0 | 0 | 0 | 0 | 0 | 0 | 0 | 0 | 0 | 0 | 0 | 0 | 0 | 0 | 0 | 0 | 0 | 0 | 0 | 0 | 0 | 0 | 0 | 0 | 0 | 0 | 0 | 0 | 0 | 0 | 0 | 0 | 0 | 0 | 0 | 0 | 0 | 0 | 0 | 0 | 0 | 0 | 0 | 0 | 0 | 0 | 0 | 0 | 0 | 0 | 0 | 0 | 0 | 0 | 0 | 0 | 0 | 0 | 0 | 0 | 0 | 0 | 0 | 0 | 0 | 0 | 0 | 0 | 0 | 0 | 0 | 0 | 0 | 0 | 0 | 0 | 0 | 0 | 0 | 0 | 0 | 0 | 0 | 0 | 0 | 0 | 0 | 0 | 0 | 0 | 0 | 0 | 0 | 0 | 0 | 0 | 0 | 0 | 0 | 0 | 0 | 0 | 0 | 0 | 0 | 0 | 0 | 0 | 0 | 0 | 0 | 0 | 0 | 0 | 0 | 0 | 0 | 0 | 0 | 0 | 0 | 0 | 0 | 0 | 0 | 0 | 0 | 0 | 0 | 0 | 0 | 0 | 0 | Not Applicable Segment or Vintage | Not Applicable Segment or Vintage | Not Applicable Segment or Vintage | Not Applicable Segment or Vintage | Not Applicable Segment or Vintage | Not Applicable Segment or Vintage | Not Applicable Segment or Vintage | Not Applicable Segment or Vintage | Not Applicable Segment or Vintage | Not Applicable Segment or Vintage | Not Applicable Segment or Vintage | Not Applicable Segment or Vintage | Not Applicable Segment or Vintage | Not Applicable Segment or Vintage | Not Applicable Segment or Vintage | Not Applicable Segment or Vintage | Not Applicable Segment or Vintage | Not Applicable Segment or Vintage | Not Applicable Segment or Vintage | Not Applicable Segment or Vintage | Not Applicable Segment or Vintage | Not Applicable Segment or Vintage | Not Applicable Segment or Vintage | Not Applicable Segment or Vintage | Not Applicable Segment or Vintage | Not Applicable Segment or Vintage | Not Applicable Segment or Vintage | Not Applicable Segment or Vintage | 0 | 0 | 0 | 0 | 0 | 0 | 0 | 0 | 0 | 0 | 0 | 0 | 0 | 0 | 0 | 0 | 0 | 0 | 0 | 0 | 0 | 0 | 0 | 0 | 0 | 0 | 0 | 0 | 0 | 0 | 0 | 0 | 0 | 0 | 0 | 0 | 0 | 0 | 0 | 0 | 0 | 0 | 0 | 0 | 0 | 0 | 0 | 0 | 0 | 0 | 0 | 0 | 0 | 0 | 0 | 0 | 0 | 0 | 0 | 0 | 0 | 0 | 0 | 0 | 0 | 0 | 0 | 0 | 0 | 0 | 0 | 0 | 0 | 0 | 0 | 0 | 0 | 0 | 0 | 0 | 0 | 0 | 0 | 0 | 0 | 0 | 0 | 0 | 0 | 0 | 0 | 0 | 0 | 0 | 0 | 0 | 0 | 0 | 0 | 0 | 0 | 0 | 0 | 0 | 0 | 0 | 0 | 0 | 0 | 0 | 0 | 0 | 0 | 0 | 0 | 0 | 0 | 0 | 0 | 0 | 0 | 0 | 0 | 0 | 0 | 0 | 0 | 0 | 0 | 0 | 0 | 0 | 0 | 0 | 0 | 0 | 0 | 0 | 0 | 0 | 0 | 0
Lodging - Guest Room Controls_Office_New_Equipment that determines the occupancy of the room | Lodging - Guest Room Controls_Office_New | Lodging - Guest Room Controls_Commercial_New_manual heating/cooling temperature set-point and fan On/Off/Auto thermostat controls_Equipment that determines the occupancy of the room | Commercial | Office | New | Space Heating | Natural Gas | Lodging - Guest Room Controls | NEQ | manual heating/cooling temperature set-point and fan On/Off/Auto thermostat controls | 15 | 15 | 15 | 0 | 0 | 0 | 0 | 0 | Retro5Med | 8.35569166605469E-06 | TBD | A | WCM93 | 0.7 | 0.42 | LodgUnit | 0.0321 | 0 | 0 | 0 | 0 | IL TRM v13 - 4.4.8 - Guest Room Energy Management (PTAC & PTHP) - CI-HVC-GREM-V06-0601 | IL TRM v13 - 4.4.8 - Guest Room Energy Management (PTAC & PTHP) - CI-HVC-GREM-V06-0601 | AEG BEST | 0 | 0 | 319.8724 | manual heating/cooling temperature set-point and fan On/Off/Auto thermostat controls | manual heating/cooling temperature set-point and fan On/Off/Auto thermostat controls | manual heating/cooling temperature set-point and fan On/Off/Auto thermostat controls | manual heating/cooling temperature set-point and fan On/Off/Auto thermostat controls | manual heating/cooling temperature set-point and fan On/Off/Auto thermostat controls | manual heating/cooling temperature set-point and fan On/Off/Auto thermostat controls | manual heating/cooling temperature set-point and fan On/Off/Auto thermostat controls | manual heating/cooling temperature set-point and fan On/Off/Auto thermostat controls | manual heating/cooling temperature set-point and fan On/Off/Auto thermostat controls | manual heating/cooling temperature set-point and fan On/Off/Auto thermostat controls | manual heating/cooling temperature set-point and fan On/Off/Auto thermostat controls | manual heating/cooling temperature set-point and fan On/Off/Auto thermostat controls | manual heating/cooling temperature set-point and fan On/Off/Auto thermostat controls | manual heating/cooling temperature set-point and fan On/Off/Auto thermostat controls | manual heating/cooling temperature set-point and fan On/Off/Auto thermostat controls | manual heating/cooling temperature set-point and fan On/Off/Auto thermostat controls | manual heating/cooling temperature set-point and fan On/Off/Auto thermostat controls | manual heating/cooling temperature set-point and fan On/Off/Auto thermostat controls | manual heating/cooling temperature set-point and fan On/Off/Auto thermostat controls | manual heating/cooling temperature set-point and fan On/Off/Auto thermostat controls | manual heating/cooling temperature set-point and fan On/Off/Auto thermostat controls | manual heating/cooling temperature set-point and fan On/Off/Auto thermostat controls | manual heating/cooling temperature set-point and fan On/Off/Auto thermostat controls | manual heating/cooling temperature set-point and fan On/Off/Auto thermostat controls | manual heating/cooling temperature set-point and fan On/Off/Auto thermostat controls | manual heating/cooling temperature set-point and fan On/Off/Auto thermostat controls | manual heating/cooling temperature set-point and fan On/Off/Auto thermostat controls | manual heating/cooling temperature set-point and fan On/Off/Auto thermostat controls | 0 | 0 | 0 | 0 | 0 | 0 | 0 | 0 | 0 | 0 | 0 | 0 | 0 | 0 | 0 | 0 | 0 | 0 | 0 | 0 | 0 | 0 | 0 | 0 | 0 | 0 | 0 | 0 | 0 | 0 | 0 | 0 | 0 | 0 | 0 | 0 | 0 | 0 | 0 | 0 | 0 | 0 | 0 | 0 | 0 | 0 | 0 | 0 | 0 | 0 | 0 | 0 | 0 | 0 | 0 | 0 | 0 | 0 | 0 | 0 | 0 | 0 | 0 | 0 | 0 | 0 | 0 | 0 | 0 | 0 | 0 | 0 | 0 | 0 | 0 | 0 | 0 | 0 | 0 | 0 | 0 | 0 | 0 | 0 | 0 | 0 | 0 | 0 | 0 | 0 | 0 | 0 | 0 | 0 | 0 | 0 | 0 | 0 | 0 | 0 | 0 | 0 | 0 | 0 | 0 | 0 | 0 | 0 | 0 | 0 | 0 | 0 | Equipment that determines the occupancy of the room | Equipment that determines the occupancy of the room | Equipment that determines the occupancy of the room | Equipment that determines the occupancy of the room | Equipment that determines the occupancy of the room | Equipment that determines the occupancy of the room | Equipment that determines the occupancy of the room | Equipment that determines the occupancy of the room | Equipment that determines the occupancy of the room | Equipment that determines the occupancy of the room | Equipment that determines the occupancy of the room | Equipment that determines the occupancy of the room | Equipment that determines the occupancy of the room | Equipment that determines the occupancy of the room | Equipment that determines the occupancy of the room | Equipment that determines the occupancy of the room | Equipment that determines the occupancy of the room | Equipment that determines the occupancy of the room | Equipment that determines the occupancy of the room | Equipment that determines the occupancy of the room | Equipment that determines the occupancy of the room | Equipment that determines the occupancy of the room | Equipment that determines the occupancy of the room | Equipment that determines the occupancy of the room | Equipment that determines the occupancy of the room | Equipment that determines the occupancy of the room | Equipment that determines the occupancy of the room | Equipment that determines the occupancy of the room | 319.8724 | 319.8724 | 319.8724 | 319.8724 | 319.8724 | 319.8724 | 319.8724 | 319.8724 | 319.8724 | 319.8724 | 319.8724 | 319.8724 | 319.8724 | 319.8724 | 319.8724 | 319.8724 | 319.8724 | 319.8724 | 319.8724 | 319.8724 | 319.8724 | 319.8724 | 319.8724 | 319.8724 | 319.8724 | 319.8724 | 319.8724 | 319.8724 | 0 | 0 | 0 | 0 | 0 | 0 | 0 | 0 | 0 | 0 | 0 | 0 | 0 | 0 | 0 | 0 | 0 | 0 | 0 | 0 | 0 | 0 | 0 | 0 | 0 | 0 | 0 | 0 | 0 | 0 | 0 | 0 | 0 | 0 | 0 | 0 | 0 | 0 | 0 | 0 | 0 | 0 | 0 | 0 | 0 | 0 | 0 | 0 | 0 | 0 | 0 | 0 | 0 | 0 | 0 | 0 | 0 | 0 | 0 | 0 | 0 | 0 | 0 | 0 | 0 | 0 | 0 | 0 | 0 | 0 | 0 | 0 | 0 | 0 | 0 | 0 | 0 | 0 | 0 | 0 | 0 | 0 | 0 | 0 | 0 | 0 | 0 | 0 | 0 | 0 | 0 | 0 | 0 | 0 | 0 | 0 | 0 | 0 | 0 | 0 | 0 | 0 | 0 | 0 | 0 | 0 | 0 | 0 | 0 | 0 | 0 | 0 | 0 | 0 | 0 | 0 | 0 | 0 | 0 | 0 | 0 | 0 | 0 | 0 | 0 | 0 | 0 | 0 | 0 | 0 | 0 | 0 | 0 | 0 | 0 | 0 | 0 | 0 | 0 | 0 | Equipment that determines the occupancy of the room | Equipment that determines the occupancy of the room | Equipment that determines the occupancy of the room | Equipment that determines the occupancy of the room | Equipment that determines the occupancy of the room | Equipment that determines the occupancy of the room | Equipment that determines the occupancy of the room | Equipment that determines the occupancy of the room | Equipment that determines the occupancy of the room | Equipment that determines the occupancy of the room | Equipment that determines the occupancy of the room | Equipment that determines the occupancy of the room | Equipment that determines the occupancy of the room | Equipment that determines the occupancy of the room | Equipment that determines the occupancy of the room | Equipment that determines the occupancy of the room | Equipment that determines the occupancy of the room | Equipment that determines the occupancy of the room | Equipment that determines the occupancy of the room | Equipment that determines the occupancy of the room | Equipment that determines the occupancy of the room | Equipment that determines the occupancy of the room | Equipment that determines the occupancy of the room | Equipment that determines the occupancy of the room | Equipment that determines the occupancy of the room | Equipment that determines the occupancy of the room | Equipment that determines the occupancy of the room | Equipment that determines the occupancy of the room | 319.8724 | 319.8724 | 319.8724 | 319.8724 | 319.8724 | 319.8724 | 319.8724 | 319.8724 | 319.8724 | 319.8724 | 319.8724 | 319.8724 | 319.8724 | 319.8724 | 319.8724 | 319.8724 | 319.8724 | 319.8724 | 319.8724 | 319.8724 | 319.8724 | 319.8724 | 319.8724 | 319.8724 | 319.8724 | 319.8724 | 319.8724 | 319.8724 | 0 | 0 | 0 | 0 | 0 | 0 | 0 | 0 | 0 | 0 | 0 | 0 | 0 | 0 | 0 | 0 | 0 | 0 | 0 | 0 | 0 | 0 | 0 | 0 | 0 | 0 | 0 | 0 | 0 | 0 | 0 | 0 | 0 | 0 | 0 | 0 | 0 | 0 | 0 | 0 | 0 | 0 | 0 | 0 | 0 | 0 | 0 | 0 | 0 | 0 | 0 | 0 | 0 | 0 | 0 | 0 | 0 | 0 | 0 | 0 | 0 | 0 | 0 | 0 | 0 | 0 | 0 | 0 | 0 | 0 | 0 | 0 | 0 | 0 | 0 | 0 | 0 | 0 | 0 | 0 | 0 | 0 | 0 | 0 | 0 | 0 | 0 | 0 | 0 | 0 | 0 | 0 | 0 | 0 | 0 | 0 | 0 | 0 | 0 | 0 | 0 | 0 | 0 | 0 | 0 | 0 | 0 | 0 | 0 | 0 | 0 | 0 | 0 | 0
Retrocommissioning_Office_New_Not Applicable Segment or Vintage | Retrocommissioning_Office_New | Retrocommissioning_Commercial_New_Not Applicable Segment or Vintage_Not Applicable Segment or Vintage | Commercial | Office | New | Space Heating | Natural Gas | Retrocommissioning | NEQ | Not Applicable Segment or Vintage | 3 | 3 | 3 | 0 | 0 | 0 | 0 | 0 | RetroEven20 | 0.03333333333333333 | TBD | A | WCM99 | 0.7 | 0.42 | sqft | 0.0321 | 0 | 0 | 0 | 0 | Not Applicable Segment or Vintage | Not Applicable Segment or Vintage | Not Applicable Segment or Vintage | 0 | 0 | 0 | Not Applicable Segment or Vintage | Not Applicable Segment or Vintage | Not Applicable Segment or Vintage | Not Applicable Segment or Vintage | Not Applicable Segment or Vintage | Not Applicable Segment or Vintage | Not Applicable Segment or Vintage | Not Applicable Segment or Vintage | Not Applicable Segment or Vintage | Not Applicable Segment or Vintage | Not Applicable Segment or Vintage | Not Applicable Segment or Vintage | Not Applicable Segment or Vintage | Not Applicable Segment or Vintage | Not Applicable Segment or Vintage | Not Applicable Segment or Vintage | Not Applicable Segment or Vintage | Not Applicable Segment or Vintage | Not Applicable Segment or Vintage | Not Applicable Segment or Vintage | Not Applicable Segment or Vintage | Not Applicable Segment or Vintage | Not Applicable Segment or Vintage | Not Applicable Segment or Vintage | Not Applicable Segment or Vintage | Not Applicable Segment or Vintage | Not Applicable Segment or Vintage | Not Applicable Segment or Vintage | 0 | 0 | 0 | 0 | 0 | 0 | 0 | 0 | 0 | 0 | 0 | 0 | 0 | 0 | 0 | 0 | 0 | 0 | 0 | 0 | 0 | 0 | 0 | 0 | 0 | 0 | 0 | 0 | 0 | 0 | 0 | 0 | 0 | 0 | 0 | 0 | 0 | 0 | 0 | 0 | 0 | 0 | 0 | 0 | 0 | 0 | 0 | 0 | 0 | 0 | 0 | 0 | 0 | 0 | 0 | 0 | 0 | 0 | 0 | 0 | 0 | 0 | 0 | 0 | 0 | 0 | 0 | 0 | 0 | 0 | 0 | 0 | 0 | 0 | 0 | 0 | 0 | 0 | 0 | 0 | 0 | 0 | 0 | 0 | 0 | 0 | 0 | 0 | 0 | 0 | 0 | 0 | 0 | 0 | 0 | 0 | 0 | 0 | 0 | 0 | 0 | 0 | 0 | 0 | 0 | 0 | 0 | 0 | 0 | 0 | 0 | 0 | Not Applicable Segment or Vintage | Not Applicable Segment or Vintage | Not Applicable Segment or Vintage | Not Applicable Segment or Vintage | Not Applicable Segment or Vintage | Not Applicable Segment or Vintage | Not Applicable Segment or Vintage | Not Applicable Segment or Vintage | Not Applicable Segment or Vintage | Not Applicable Segment or Vintage | Not Applicable Segment or Vintage | Not Applicable Segment or Vintage | Not Applicable Segment or Vintage | Not Applicable Segment or Vintage | Not Applicable Segment or Vintage | Not Applicable Segment or Vintage | Not Applicable Segment or Vintage | Not Applicable Segment or Vintage | Not Applicable Segment or Vintage | Not Applicable Segment or Vintage | Not Applicable Segment or Vintage | Not Applicable Segment or Vintage | Not Applicable Segment or Vintage | Not Applicable Segment or Vintage | Not Applicable Segment or Vintage | Not Applicable Segment or Vintage | Not Applicable Segment or Vintage | Not Applicable Segment or Vintage | 0 | 0 | 0 | 0 | 0 | 0 | 0 | 0 | 0 | 0 | 0 | 0 | 0 | 0 | 0 | 0 | 0 | 0 | 0 | 0 | 0 | 0 | 0 | 0 | 0 | 0 | 0 | 0 | 0 | 0 | 0 | 0 | 0 | 0 | 0 | 0 | 0 | 0 | 0 | 0 | 0 | 0 | 0 | 0 | 0 | 0 | 0 | 0 | 0 | 0 | 0 | 0 | 0 | 0 | 0 | 0 | 0 | 0 | 0 | 0 | 0 | 0 | 0 | 0 | 0 | 0 | 0 | 0 | 0 | 0 | 0 | 0 | 0 | 0 | 0 | 0 | 0 | 0 | 0 | 0 | 0 | 0 | 0 | 0 | 0 | 0 | 0 | 0 | 0 | 0 | 0 | 0 | 0 | 0 | 0 | 0 | 0 | 0 | 0 | 0 | 0 | 0 | 0 | 0 | 0 | 0 | 0 | 0 | 0 | 0 | 0 | 0 | 0 | 0 | 0 | 0 | 0 | 0 | 0 | 0 | 0 | 0 | 0 | 0 | 0 | 0 | 0 | 0 | 0 | 0 | 0 | 0 | 0 | 0 | 0 | 0 | 0 | 0 | 0 | 0 | 0 | 0 | 0 | 0 | 0 | 0 | 0 | 0 | 0 | 0 | 0 | 0 | 0 | 0 | 0 | 0 | 0 | 0 | 0 | 0 | 0 | 0 | 0 | 0 | 0 | 0 | 0 | 0 | Not Applicable Segment or Vintage | Not Applicable Segment or Vintage | Not Applicable Segment or Vintage | Not Applicable Segment or Vintage | Not Applicable Segment or Vintage | Not Applicable Segment or Vintage | Not Applicable Segment or Vintage | Not Applicable Segment or Vintage | Not Applicable Segment or Vintage | Not Applicable Segment or Vintage | Not Applicable Segment or Vintage | Not Applicable Segment or Vintage | Not Applicable Segment or Vintage | Not Applicable Segment or Vintage | Not Applicable Segment or Vintage | Not Applicable Segment or Vintage | Not Applicable Segment or Vintage | Not Applicable Segment or Vintage | Not Applicable Segment or Vintage | Not Applicable Segment or Vintage | Not Applicable Segment or Vintage | Not Applicable Segment or Vintage | Not Applicable Segment or Vintage | Not Applicable Segment or Vintage | Not Applicable Segment or Vintage | Not Applicable Segment or Vintage | Not Applicable Segment or Vintage | Not Applicable Segment or Vintage | 0 | 0 | 0 | 0 | 0 | 0 | 0 | 0 | 0 | 0 | 0 | 0 | 0 | 0 | 0 | 0 | 0 | 0 | 0 | 0 | 0 | 0 | 0 | 0 | 0 | 0 | 0 | 0 | 0 | 0 | 0 | 0 | 0 | 0 | 0 | 0 | 0 | 0 | 0 | 0 | 0 | 0 | 0 | 0 | 0 | 0 | 0 | 0 | 0 | 0 | 0 | 0 | 0 | 0 | 0 | 0 | 0 | 0 | 0 | 0 | 0 | 0 | 0 | 0 | 0 | 0 | 0 | 0 | 0 | 0 | 0 | 0 | 0 | 0 | 0 | 0 | 0 | 0 | 0 | 0 | 0 | 0 | 0 | 0 | 0 | 0 | 0 | 0 | 0 | 0 | 0 | 0 | 0 | 0 | 0 | 0 | 0 | 0 | 0 | 0 | 0 | 0 | 0 | 0 | 0 | 0 | 0 | 0 | 0 | 0 | 0 | 0 | 0 | 0 | 0 | 0 | 0 | 0 | 0 | 0 | 0 | 0 | 0 | 0 | 0 | 0 | 0 | 0 | 0 | 0 | 0 | 0 | 0 | 0 | 0 | 0 | 0 | 0 | 0 | 0 | 0 | 0
Strategic Energy Management_Office_New_Implementation of strategic energy management program. | Strategic Energy Management_Office_New | Strategic Energy Management_Commercial_New_No strategic energy management._Implementation of strategic energy management program. | Commercial | Office | New | Space Heating | Natural Gas | Strategic Energy Management | NEQ | No strategic energy management. | 3 | 3 | 3 | 0 | 0 | 0 | 0.05 | 0.125 | RetroEven20 | 0.03333333333333333 | TBD | A | WCM97 | 0.7 | 0.42 | sqft | 0.0321 | 0 | 0 | 0 | 0 | 2021 Power Plan - Com-EM-2021P_V4 - Commercial SEM, Northwest Power and Conservation Council (NWPCC), 2021 Power Plan Conservation Supply Workbooks. January 2022. | 2021 Power Plan - Com-EM-2021P_V4 - Commercial SEM, Northwest Power and Conservation Council (NWPCC), 2021 Power Plan Conservation Supply Workbooks. January 2022. | 2021 Power Plan - Com-EM-2021P_V4 - Commercial SEM, Northwest Power and Conservation Council (NWPCC), 2021 Power Plan Conservation Supply Workbooks. January 2022. | 0 | 0 | 0.15141 | No strategic energy management. | No strategic energy management. | No strategic energy management. | No strategic energy management. | No strategic energy management. | No strategic energy management. | No strategic energy management. | No strategic energy management. | No strategic energy management. | No strategic energy management. | No strategic energy management. | No strategic energy management. | No strategic energy management. | No strategic energy management. | No strategic energy management. | No strategic energy management. | No strategic energy management. | No strategic energy management. | No strategic energy management. | No strategic energy management. | No strategic energy management. | No strategic energy management. | No strategic energy management. | No strategic energy management. | No strategic energy management. | No strategic energy management. | No strategic energy management. | No strategic energy management. | 0 | 0 | 0 | 0 | 0 | 0 | 0 | 0 | 0 | 0 | 0 | 0 | 0 | 0 | 0 | 0 | 0 | 0 | 0 | 0 | 0 | 0 | 0 | 0 | 0 | 0 | 0 | 0 | 0 | 0 | 0 | 0 | 0 | 0 | 0 | 0 | 0 | 0 | 0 | 0 | 0 | 0 | 0 | 0 | 0 | 0 | 0 | 0 | 0 | 0 | 0 | 0 | 0 | 0 | 0 | 0 | 0 | 0 | 0 | 0 | 0 | 0 | 0 | 0 | 0 | 0 | 0 | 0 | 0 | 0 | 0 | 0 | 0 | 0 | 0 | 0 | 0 | 0 | 0 | 0 | 0 | 0 | 0 | 0 | 0 | 0 | 0 | 0 | 0 | 0 | 0 | 0 | 0 | 0 | 0 | 0 | 0 | 0 | 0 | 0 | 0 | 0 | 0 | 0 | 0 | 0 | 0 | 0 | 0 | 0 | 0 | 0 | Implementation of strategic energy management program. | Implementation of strategic energy management program. | Implementation of strategic energy management program. | Implementation of strategic energy management program. | Implementation of strategic energy management program. | Implementation of strategic energy management program. | Implementation of strategic energy management program. | Implementation of strategic energy management program. | Implementation of strategic energy management program. | Implementation of strategic energy management program. | Implementation of strategic energy management program. | Implementation of strategic energy management program. | Implementation of strategic energy management program. | Implementation of strategic energy management program. | Implementation of strategic energy management program. | Implementation of strategic energy management program. | Implementation of strategic energy management program. | Implementation of strategic energy management program. | Implementation of strategic energy management program. | Implementation of strategic energy management program. | Implementation of strategic energy management program. | Implementation of strategic energy management program. | Implementation of strategic energy management program. | Implementation of strategic energy management program. | Implementation of strategic energy management program. | Implementation of strategic energy management program. | Implementation of strategic energy management program. | Implementation of strategic energy management program. | 0.1514 | 0.1514 | 0.1514 | 0.1514 | 0.1514 | 0.1514 | 0.1514 | 0.1514 | 0.1514 | 0.1514 | 0.1514 | 0.1514 | 0.1514 | 0.1514 | 0.1514 | 0.1514 | 0.1514 | 0.1514 | 0.1514 | 0.1514 | 0.1514 | 0.1514 | 0.1514 | 0.1514 | 0.1514 | 0.1514 | 0.1514 | 0.1514 | 0 | 0 | 0 | 0 | 0 | 0 | 0 | 0 | 0 | 0 | 0 | 0 | 0 | 0 | 0 | 0 | 0 | 0 | 0 | 0 | 0 | 0 | 0 | 0 | 0 | 0 | 0 | 0 | 0 | 0 | 0 | 0 | 0 | 0 | 0 | 0 | 0 | 0 | 0 | 0 | 0 | 0 | 0 | 0 | 0 | 0 | 0 | 0 | 0 | 0 | 0 | 0 | 0 | 0 | 0 | 0 | 0 | 0 | 0 | 0 | 0 | 0 | 0 | 0 | 0 | 0 | 0 | 0 | 0 | 0 | 0 | 0 | 0 | 0 | 0 | 0 | 0 | 0 | 0 | 0 | 0 | 0 | 0 | 0 | 0 | 0 | 0 | 0 | 0 | 0 | 0 | 0 | 0 | 0 | 0 | 0 | 0 | 0 | 0 | 0 | 0 | 0 | 0 | 0 | 0 | 0 | 0 | 0 | 0 | 0 | 0 | 0 | 0 | 0 | 0 | 0 | 0 | 0 | 0 | 0 | 0 | 0 | 0 | 0 | 0 | 0 | 0 | 0 | 0 | 0 | 0 | 0 | 0 | 0 | 0 | 0 | 0 | 0 | 0 | 0 | Implementation of strategic energy management program. | Implementation of strategic energy management program. | Implementation of strategic energy management program. | Implementation of strategic energy management program. | Implementation of strategic energy management program. | Implementation of strategic energy management program. | Implementation of strategic energy management program. | Implementation of strategic energy management program. | Implementation of strategic energy management program. | Implementation of strategic energy management program. | Implementation of strategic energy management program. | Implementation of strategic energy management program. | Implementation of strategic energy management program. | Implementation of strategic energy management program. | Implementation of strategic energy management program. | Implementation of strategic energy management program. | Implementation of strategic energy management program. | Implementation of strategic energy management program. | Implementation of strategic energy management program. | Implementation of strategic energy management program. | Implementation of strategic energy management program. | Implementation of strategic energy management program. | Implementation of strategic energy management program. | Implementation of strategic energy management program. | Implementation of strategic energy management program. | Implementation of strategic energy management program. | Implementation of strategic energy management program. | Implementation of strategic energy management program. | 0.1514 | 0.1514 | 0.1514 | 0.1514 | 0.1514 | 0.1514 | 0.1514 | 0.1514 | 0.1514 | 0.1514 | 0.1514 | 0.1514 | 0.1514 | 0.1514 | 0.1514 | 0.1514 | 0.1514 | 0.1514 | 0.1514 | 0.1514 | 0.1514 | 0.1514 | 0.1514 | 0.1514 | 0.1514 | 0.1514 | 0.1514 | 0.1514 | 0 | 0 | 0 | 0 | 0 | 0 | 0 | 0 | 0 | 0 | 0 | 0 | 0 | 0 | 0 | 0 | 0 | 0 | 0 | 0 | 0 | 0 | 0 | 0 | 0 | 0 | 0 | 0 | 0 | 0 | 0 | 0 | 0 | 0 | 0 | 0 | 0 | 0 | 0 | 0 | 0 | 0 | 0 | 0 | 0 | 0 | 0 | 0 | 0 | 0 | 0 | 0 | 0 | 0 | 0 | 0 | 0 | 0 | 0 | 0 | 0 | 0 | 0 | 0 | 0 | 0 | 0 | 0 | 0 | 0 | 0 | 0 | 0 | 0 | 0 | 0 | 0 | 0 | 0 | 0 | 0 | 0 | 0 | 0 | 0 | 0 | 0 | 0 | 0 | 0 | 0 | 0 | 0 | 0 | 0 | 0 | 0 | 0 | 0 | 0 | 0 | 0 | 0 | 0 | 0 | 0 | 0 | 0 | 0 | 0 | 0 | 0 | 0 | 0
Ventilation - Demand Controlled_Office_New_new CO2 sensors installed on return air systems where no other sensors were previously installed | Ventilation - Demand Controlled_Office_New | Ventilation - Demand Controlled_Commercial_New_space with no demand control capability_new CO2 sensors installed on return air systems where no other sensors were previously installed | Commercial | Office | New | Space Heating | Natural Gas | Ventilation - Demand Controlled | NEQ | space with no demand control capability | 10 | 10 | 10 | 0 | 0 | 0 | 0.075013 | 0.6144 | Retro3Slow | 0.004128203794943829 | TBD | A | WCM61 | 0.7 | 0.42 | sqft | 0.0321 | 0 | 0 | 0 | 0 | IL TRM v13 - 4.4.19 - Demand Controlled Ventilation - CI-HVC-DCV-V07-240101 | IL TRM v13 - 4.4.19 - Demand Controlled Ventilation - CI-HVC-DCV-V07-240101 | IL TRM v13 - 4.4.19 - Demand Controlled Ventilation - CI-HVC-DCV-V07-240101 | 0 | 0 | 0.53487 | space with no demand control capability | space with no demand control capability | space with no demand control capability | space with no demand control capability | space with no demand control capability | space with no demand control capability | space with no demand control capability | space with no demand control capability | space with no demand control capability | space with no demand control capability | space with no demand control capability | space with no demand control capability | space with no demand control capability | space with no demand control capability | space with no demand control capability | space with no demand control capability | space with no demand control capability | space with no demand control capability | space with no demand control capability | space with no demand control capability | space with no demand control capability | space with no demand control capability | space with no demand control capability | space with no demand control capability | space with no demand control capability | space with no demand control capability | space with no demand control capability | space with no demand control capability | 0 | 0 | 0 | 0 | 0 | 0 | 0 | 0 | 0 | 0 | 0 | 0 | 0 | 0 | 0 | 0 | 0 | 0 | 0 | 0 | 0 | 0 | 0 | 0 | 0 | 0 | 0 | 0 | 0 | 0 | 0 | 0 | 0 | 0 | 0 | 0 | 0 | 0 | 0 | 0 | 0 | 0 | 0 | 0 | 0 | 0 | 0 | 0 | 0 | 0 | 0 | 0 | 0 | 0 | 0 | 0 | 0 | 0 | 0 | 0 | 0 | 0 | 0 | 0 | 0 | 0 | 0 | 0 | 0 | 0 | 0 | 0 | 0 | 0 | 0 | 0 | 0 | 0 | 0 | 0 | 0 | 0 | 0 | 0 | 0 | 0 | 0 | 0 | 0 | 0 | 0 | 0 | 0 | 0 | 0 | 0 | 0 | 0 | 0 | 0 | 0 | 0 | 0 | 0 | 0 | 0 | 0 | 0 | 0 | 0 | 0 | 0 | new CO2 sensors installed on return air systems where no other sensors were previously installed | new CO2 sensors installed on return air systems where no other sensors were previously installed | new CO2 sensors installed on return air systems where no other sensors were previously installed | new CO2 sensors installed on return air systems where no other sensors were previously installed | new CO2 sensors installed on return air systems where no other sensors were previously installed | new CO2 sensors installed on return air systems where no other sensors were previously installed | new CO2 sensors installed on return air systems where no other sensors were previously installed | new CO2 sensors installed on return air systems where no other sensors were previously installed | new CO2 sensors installed on return air systems where no other sensors were previously installed | new CO2 sensors installed on return air systems where no other sensors were previously installed | new CO2 sensors installed on return air systems where no other sensors were previously installed | new CO2 sensors installed on return air systems where no other sensors were previously installed | new CO2 sensors installed on return air systems where no other sensors were previously installed | new CO2 sensors installed on return air systems where no other sensors were previously installed | new CO2 sensors installed on return air systems where no other sensors were previously installed | new CO2 sensors installed on return air systems where no other sensors were previously installed | new CO2 sensors installed on return air systems where no other sensors were previously installed | new CO2 sensors installed on return air systems where no other sensors were previously installed | new CO2 sensors installed on return air systems where no other sensors were previously installed | new CO2 sensors installed on return air systems where no other sensors were previously installed | new CO2 sensors installed on return air systems where no other sensors were previously installed | new CO2 sensors installed on return air systems where no other sensors were previously installed | new CO2 sensors installed on return air systems where no other sensors were previously installed | new CO2 sensors installed on return air systems where no other sensors were previously installed | new CO2 sensors installed on return air systems where no other sensors were previously installed | new CO2 sensors installed on return air systems where no other sensors were previously installed | new CO2 sensors installed on return air systems where no other sensors were previously installed | new CO2 sensors installed on return air systems where no other sensors were previously installed | 0.5349 | 0.5349 | 0.5349 | 0.5349 | 0.5349 | 0.5349 | 0.5349 | 0.5349 | 0.5349 | 0.5349 | 0.5349 | 0.5349 | 0.5349 | 0.5349 | 0.5349 | 0.5349 | 0.5349 | 0.5349 | 0.5349 | 0.5349 | 0.5349 | 0.5349 | 0.5349 | 0.5349 | 0.5349 | 0.5349 | 0.5349 | 0.5349 | 0 | 0 | 0 | 0 | 0 | 0 | 0 | 0 | 0 | 0 | 0 | 0 | 0 | 0 | 0 | 0 | 0 | 0 | 0 | 0 | 0 | 0 | 0 | 0 | 0 | 0 | 0 | 0 | 0 | 0 | 0 | 0 | 0 | 0 | 0 | 0 | 0 | 0 | 0 | 0 | 0 | 0 | 0 | 0 | 0 | 0 | 0 | 0 | 0 | 0 | 0 | 0 | 0 | 0 | 0 | 0 | 0 | 0 | 0 | 0 | 0 | 0 | 0 | 0 | 0 | 0 | 0 | 0 | 0 | 0 | 0 | 0 | 0 | 0 | 0 | 0 | 0 | 0 | 0 | 0 | 0 | 0 | 0 | 0 | 0 | 0 | 0 | 0 | 0 | 0 | 0 | 0 | 0 | 0 | 0 | 0 | 0 | 0 | 0 | 0 | 0 | 0 | 0 | 0 | 0 | 0 | 0 | 0 | 0 | 0 | 0 | 0 | 0 | 0 | 0 | 0 | 0 | 0 | 0 | 0 | 0 | 0 | 0 | 0 | 0 | 0 | 0 | 0 | 0 | 0 | 0 | 0 | 0 | 0 | 0 | 0 | 0 | 0 | 0 | 0 | new CO2 sensors installed on return air systems where no other sensors were previously installed | new CO2 sensors installed on return air systems where no other sensors were previously installed | new CO2 sensors installed on return air systems where no other sensors were previously installed | new CO2 sensors installed on return air systems where no other sensors were previously installed | new CO2 sensors installed on return air systems where no other sensors were previously installed | new CO2 sensors installed on return air systems where no other sensors were previously installed | new CO2 sensors installed on return air systems where no other sensors were previously installed | new CO2 sensors installed on return air systems where no other sensors were previously installed | new CO2 sensors installed on return air systems where no other sensors were previously installed | new CO2 sensors installed on return air systems where no other sensors were previously installed | new CO2 sensors installed on return air systems where no other sensors were previously installed | new CO2 sensors installed on return air systems where no other sensors were previously installed | new CO2 sensors installed on return air systems where no other sensors were previously installed | new CO2 sensors installed on return air systems where no other sensors were previously installed | new CO2 sensors installed on return air systems where no other sensors were previously installed | new CO2 sensors installed on return air systems where no other sensors were previously installed | new CO2 sensors installed on return air systems where no other sensors were previously installed | new CO2 sensors installed on return air systems where no other sensors were previously installed | new CO2 sensors installed on return air systems where no other sensors were previously installed | new CO2 sensors installed on return air systems where no other sensors were previously installed | new CO2 sensors installed on return air systems where no other sensors were previously installed | new CO2 sensors installed on return air systems where no other sensors were previously installed | new CO2 sensors installed on return air systems where no other sensors were previously installed | new CO2 sensors installed on return air systems where no other sensors were previously installed | new CO2 sensors installed on return air systems where no other sensors were previously installed | new CO2 sensors installed on return air systems where no other sensors were previously installed | new CO2 sensors installed on return air systems where no other sensors were previously installed | new CO2 sensors installed on return air systems where no other sensors were previously installed | 0.5349 | 0.5349 | 0.5349 | 0.5349 | 0.5349 | 0.5349 | 0.5349 | 0.5349 | 0.5349 | 0.5349 | 0.5349 | 0.5349 | 0.5349 | 0.5349 | 0.5349 | 0.5349 | 0.5349 | 0.5349 | 0.5349 | 0.5349 | 0.5349 | 0.5349 | 0.5349 | 0.5349 | 0.5349 | 0.5349 | 0.5349 | 0.5349 | 0 | 0 | 0 | 0 | 0 | 0 | 0 | 0 | 0 | 0 | 0 | 0 | 0 | 0 | 0 | 0 | 0 | 0 | 0 | 0 | 0 | 0 | 0 | 0 | 0 | 0 | 0 | 0 | 0 | 0 | 0 | 0 | 0 | 0 | 0 | 0 | 0 | 0 | 0 | 0 | 0 | 0 | 0 | 0 | 0 | 0 | 0 | 0 | 0 | 0 | 0 | 0 | 0 | 0 | 0 | 0 | 0 | 0 | 0 | 0 | 0 | 0 | 0 | 0 | 0 | 0 | 0 | 0 | 0 | 0 | 0 | 0 | 0 | 0 | 0 | 0 | 0 | 0 | 0 | 0 | 0 | 0 | 0 | 0 | 0 | 0 | 0 | 0 | 0 | 0 | 0 | 0 | 0 | 0 | 0 | 0 | 0 | 0 | 0 | 0 | 0 | 0 | 0 | 0 | 0 | 0 | 0 | 0 | 0 | 0 | 0 | 0 | 0 | 0
Windows - High Efficiency Glazing_Office_New_U-0.29 Window | Windows - High Efficiency Glazing_Office_New | Windows - High Efficiency Glazing_Commercial_New_U-0.34 Window_U-0.29 Window | Commercial | Office | New | Space Heating | Natural Gas | Windows - High Efficiency Glazing | NEQ | U-0.34 Window | 45 | 45 | 45 | 0 | 0 | 0 | 0.51748 | 0.8561 | Retro1Slow | 0.012666666666666666 | TBD | A | WCM55 | 0.7 | 0.42 | sqft window | 0.0321 | 0 | 0 | 0 | 0 | RTF Wkbk - ComWeatherizationSchool_v4_1 | RTF Workbook - ComWeatherizationSchool_v4_1 - AEG Adjusted | AEG BEST | 0 | 0 | 5.2306 | U-0.34 Window | U-0.34 Window | U-0.34 Window | U-0.34 Window | U-0.34 Window | U-0.34 Window | U-0.34 Window | U-0.34 Window | U-0.34 Window | U-0.34 Window | U-0.34 Window | U-0.34 Window | U-0.34 Window | U-0.34 Window | U-0.34 Window | U-0.34 Window | U-0.34 Window | U-0.34 Window | U-0.34 Window | U-0.34 Window | U-0.34 Window | U-0.34 Window | U-0.34 Window | U-0.34 Window | U-0.34 Window | U-0.34 Window | U-0.34 Window | U-0.34 Window | 0 | 0 | 0 | 0 | 0 | 0 | 0 | 0 | 0 | 0 | 0 | 0 | 0 | 0 | 0 | 0 | 0 | 0 | 0 | 0 | 0 | 0 | 0 | 0 | 0 | 0 | 0 | 0 | 0 | 0 | 0 | 0 | 0 | 0 | 0 | 0 | 0 | 0 | 0 | 0 | 0 | 0 | 0 | 0 | 0 | 0 | 0 | 0 | 0 | 0 | 0 | 0 | 0 | 0 | 0 | 0 | 0 | 0 | 0 | 0 | 0 | 0 | 0 | 0 | 0 | 0 | 0 | 0 | 0 | 0 | 0 | 0 | 0 | 0 | 0 | 0 | 0 | 0 | 0 | 0 | 0 | 0 | 0 | 0 | 0 | 0 | 0 | 0 | 0 | 0 | 0 | 0 | 0 | 0 | 0 | 0 | 0 | 0 | 0 | 0 | 0 | 0 | 0 | 0 | 0 | 0 | 0 | 0 | 0 | 0 | 0 | 0 | U-0.29 Window | U-0.29 Window | U-0.29 Window | U-0.29 Window | U-0.29 Window | U-0.29 Window | U-0.29 Window | U-0.29 Window | U-0.29 Window | U-0.29 Window | U-0.29 Window | U-0.29 Window | U-0.29 Window | U-0.29 Window | U-0.29 Window | U-0.29 Window | U-0.29 Window | U-0.29 Window | U-0.29 Window | U-0.29 Window | U-0.29 Window | U-0.29 Window | U-0.29 Window | U-0.29 Window | U-0.29 Window | U-0.29 Window | U-0.29 Window | U-0.29 Window | 5.2306 | 5.2306 | 5.2306 | 5.2306 | 5.2306 | 5.2306 | 5.2306 | 5.2306 | 5.2306 | 5.2306 | 5.2306 | 5.2306 | 5.2306 | 5.2306 | 5.2306 | 5.2306 | 5.2306 | 5.2306 | 5.2306 | 5.2306 | 5.2306 | 5.2306 | 5.2306 | 5.2306 | 5.2306 | 5.2306 | 5.2306 | 5.2306 | 0 | 0 | 0 | 0 | 0 | 0 | 0 | 0 | 0 | 0 | 0 | 0 | 0 | 0 | 0 | 0 | 0 | 0 | 0 | 0 | 0 | 0 | 0 | 0 | 0 | 0 | 0 | 0 | 0 | 0 | 0 | 0 | 0 | 0 | 0 | 0 | 0 | 0 | 0 | 0 | 0 | 0 | 0 | 0 | 0 | 0 | 0 | 0 | 0 | 0 | 0 | 0 | 0 | 0 | 0 | 0 | 0 | 0 | 0 | 0 | 0 | 0 | 0 | 0 | 0 | 0 | 0 | 0 | 0 | 0 | 0 | 0 | 0 | 0 | 0 | 0 | 0 | 0 | 0 | 0 | 0 | 0 | 0 | 0 | 0 | 0 | 0 | 0 | 0 | 0 | 0 | 0 | 0 | 0 | 0 | 0 | 0 | 0 | 0 | 0 | 0 | 0 | 0 | 0 | 0 | 0 | 0 | 0 | 0 | 0 | 0 | 0 | 0 | 0 | 0 | 0 | 0 | 0 | 0 | 0 | 0 | 0 | 0 | 0 | 0 | 0 | 0 | 0 | 0 | 0 | 0 | 0 | 0 | 0 | 0 | 0 | 0 | 0 | 0 | 0 | U-0.29 Window | U-0.29 Window | U-0.29 Window | U-0.29 Window | U-0.29 Window | U-0.29 Window | U-0.29 Window | U-0.29 Window | U-0.29 Window | U-0.29 Window | U-0.29 Window | U-0.29 Window | U-0.29 Window | U-0.29 Window | U-0.29 Window | U-0.29 Window | U-0.29 Window | U-0.29 Window | U-0.29 Window | U-0.29 Window | U-0.29 Window | U-0.29 Window | U-0.29 Window | U-0.29 Window | U-0.29 Window | U-0.29 Window | U-0.29 Window | U-0.29 Window | 5.2306 | 5.2306 | 5.2306 | 5.2306 | 5.2306 | 5.2306 | 5.2306 | 5.2306 | 5.2306 | 5.2306 | 5.2306 | 5.2306 | 5.2306 | 5.2306 | 5.2306 | 5.2306 | 5.2306 | 5.2306 | 5.2306 | 5.2306 | 5.2306 | 5.2306 | 5.2306 | 5.2306 | 5.2306 | 5.2306 | 5.2306 | 5.2306 | 0 | 0 | 0 | 0 | 0 | 0 | 0 | 0 | 0 | 0 | 0 | 0 | 0 | 0 | 0 | 0 | 0 | 0 | 0 | 0 | 0 | 0 | 0 | 0 | 0 | 0 | 0 | 0 | 0 | 0 | 0 | 0 | 0 | 0 | 0 | 0 | 0 | 0 | 0 | 0 | 0 | 0 | 0 | 0 | 0 | 0 | 0 | 0 | 0 | 0 | 0 | 0 | 0 | 0 | 0 | 0 | 0 | 0 | 0 | 0 | 0 | 0 | 0 | 0 | 0 | 0 | 0 | 0 | 0 | 0 | 0 | 0 | 0 | 0 | 0 | 0 | 0 | 0 | 0 | 0 | 0 | 0 | 0 | 0 | 0 | 0 | 0 | 0 | 0 | 0 | 0 | 0 | 0 | 0 | 0 | 0 | 0 | 0 | 0 | 0 | 0 | 0 | 0 | 0 | 0 | 0 | 0 | 0 | 0 | 0 | 0 | 0 | 0 | 0
Windows - Secondary Glazing Systems_Office_New_Windows Upgraded with Secondary Commercial Window Glazing | Windows - Secondary Glazing Systems_Office_New | Windows - Secondary Glazing Systems_Commercial_New_Standard Commercial Windows_Windows Upgraded with Secondary Commercial Window Glazing | Commercial | Office | New | Space Heating | Natural Gas | Windows - Secondary Glazing Systems | NEQ | Standard Commercial Windows | 30 | 30 | 30 | 0 | 0 | 0 | 0.01 | 0.5 | Retro1Slow | 0.012666666666666666 | TBD | A | WCM56 | 0.7 | 0.42 | sqft window | 0.0321 | 0 | 0 | 0 | 0 | Regional Technical Forum - UES Workbook - Secondary Glazing Systems (SGS) - ComSecondaryGlazingSystems_v3_1 - AEG Adjusted | Regional Technical Forum - UES Workbook - Secondary Glazing Systems (SGS) - ComSecondaryGlazingSystems_v3_1 - AEG Adjusted | Regional Technical Forum - UES Workbook - Secondary Glazing Systems (SGS) - ComSecondaryGlazingSystems_v3_1 - AEG Adjusted | 0 | 0 | 48.1437 | Standard Commercial Windows | Standard Commercial Windows | Standard Commercial Windows | Standard Commercial Windows | Standard Commercial Windows | Standard Commercial Windows | Standard Commercial Windows | Standard Commercial Windows | Standard Commercial Windows | Standard Commercial Windows | Standard Commercial Windows | Standard Commercial Windows | Standard Commercial Windows | Standard Commercial Windows | Standard Commercial Windows | Standard Commercial Windows | Standard Commercial Windows | Standard Commercial Windows | Standard Commercial Windows | Standard Commercial Windows | Standard Commercial Windows | Standard Commercial Windows | Standard Commercial Windows | Standard Commercial Windows | Standard Commercial Windows | Standard Commercial Windows | Standard Commercial Windows | Standard Commercial Windows | 0 | 0 | 0 | 0 | 0 | 0 | 0 | 0 | 0 | 0 | 0 | 0 | 0 | 0 | 0 | 0 | 0 | 0 | 0 | 0 | 0 | 0 | 0 | 0 | 0 | 0 | 0 | 0 | 0 | 0 | 0 | 0 | 0 | 0 | 0 | 0 | 0 | 0 | 0 | 0 | 0 | 0 | 0 | 0 | 0 | 0 | 0 | 0 | 0 | 0 | 0 | 0 | 0 | 0 | 0 | 0 | 0 | 0 | 0 | 0 | 0 | 0 | 0 | 0 | 0 | 0 | 0 | 0 | 0 | 0 | 0 | 0 | 0 | 0 | 0 | 0 | 0 | 0 | 0 | 0 | 0 | 0 | 0 | 0 | 0 | 0 | 0 | 0 | 0 | 0 | 0 | 0 | 0 | 0 | 0 | 0 | 0 | 0 | 0 | 0 | 0 | 0 | 0 | 0 | 0 | 0 | 0 | 0 | 0 | 0 | 0 | 0 | Windows Upgraded with Secondary Commercial Window Glazing | Windows Upgraded with Secondary Commercial Window Glazing | Windows Upgraded with Secondary Commercial Window Glazing | Windows Upgraded with Secondary Commercial Window Glazing | Windows Upgraded with Secondary Commercial Window Glazing | Windows Upgraded with Secondary Commercial Window Glazing | Windows Upgraded with Secondary Commercial Window Glazing | Windows Upgraded with Secondary Commercial Window Glazing | Windows Upgraded with Secondary Commercial Window Glazing | Windows Upgraded with Secondary Commercial Window Glazing | Windows Upgraded with Secondary Commercial Window Glazing | Windows Upgraded with Secondary Commercial Window Glazing | Windows Upgraded with Secondary Commercial Window Glazing | Windows Upgraded with Secondary Commercial Window Glazing | Windows Upgraded with Secondary Commercial Window Glazing | Windows Upgraded with Secondary Commercial Window Glazing | Windows Upgraded with Secondary Commercial Window Glazing | Windows Upgraded with Secondary Commercial Window Glazing | Windows Upgraded with Secondary Commercial Window Glazing | Windows Upgraded with Secondary Commercial Window Glazing | Windows Upgraded with Secondary Commercial Window Glazing | Windows Upgraded with Secondary Commercial Window Glazing | Windows Upgraded with Secondary Commercial Window Glazing | Windows Upgraded with Secondary Commercial Window Glazing | Windows Upgraded with Secondary Commercial Window Glazing | Windows Upgraded with Secondary Commercial Window Glazing | Windows Upgraded with Secondary Commercial Window Glazing | Windows Upgraded with Secondary Commercial Window Glazing | 48.1437 | 48.1437 | 48.1437 | 48.1437 | 48.1437 | 48.1437 | 48.1437 | 48.1437 | 48.1437 | 48.1437 | 48.1437 | 48.1437 | 48.1437 | 48.1437 | 48.1437 | 48.1437 | 48.1437 | 48.1437 | 48.1437 | 48.1437 | 48.1437 | 48.1437 | 48.1437 | 48.1437 | 48.1437 | 48.1437 | 48.1437 | 48.1437 | 0 | 0 | 0 | 0 | 0 | 0 | 0 | 0 | 0 | 0 | 0 | 0 | 0 | 0 | 0 | 0 | 0 | 0 | 0 | 0 | 0 | 0 | 0 | 0 | 0 | 0 | 0 | 0 | 0 | 0 | 0 | 0 | 0 | 0 | 0 | 0 | 0 | 0 | 0 | 0 | 0 | 0 | 0 | 0 | 0 | 0 | 0 | 0 | 0 | 0 | 0 | 0 | 0 | 0 | 0 | 0 | 0 | 0 | 0 | 0 | 0 | 0 | 0 | 0 | 0 | 0 | 0 | 0 | 0 | 0 | 0 | 0 | 0 | 0 | 0 | 0 | 0 | 0 | 0 | 0 | 0 | 0 | 0 | 0 | 0 | 0 | 0 | 0 | 0 | 0 | 0 | 0 | 0 | 0 | 0 | 0 | 0 | 0 | 0 | 0 | 0 | 0 | 0 | 0 | 0 | 0 | 0 | 0 | 0 | 0 | 0 | 0 | 0 | 0 | 0 | 0 | 0 | 0 | 0 | 0 | 0 | 0 | 0 | 0 | 0 | 0 | 0 | 0 | 0 | 0 | 0 | 0 | 0 | 0 | 0 | 0 | 0 | 0 | 0 | 0 | Windows Upgraded with Secondary Commercial Window Glazing | Windows Upgraded with Secondary Commercial Window Glazing | Windows Upgraded with Secondary Commercial Window Glazing | Windows Upgraded with Secondary Commercial Window Glazing | Windows Upgraded with Secondary Commercial Window Glazing | Windows Upgraded with Secondary Commercial Window Glazing | Windows Upgraded with Secondary Commercial Window Glazing | Windows Upgraded with Secondary Commercial Window Glazing | Windows Upgraded with Secondary Commercial Window Glazing | Windows Upgraded with Secondary Commercial Window Glazing | Windows Upgraded with Secondary Commercial Window Glazing | Windows Upgraded with Secondary Commercial Window Glazing | Windows Upgraded with Secondary Commercial Window Glazing | Windows Upgraded with Secondary Commercial Window Glazing | Windows Upgraded with Secondary Commercial Window Glazing | Windows Upgraded with Secondary Commercial Window Glazing | Windows Upgraded with Secondary Commercial Window Glazing | Windows Upgraded with Secondary Commercial Window Glazing | Windows Upgraded with Secondary Commercial Window Glazing | Windows Upgraded with Secondary Commercial Window Glazing | Windows Upgraded with Secondary Commercial Window Glazing | Windows Upgraded with Secondary Commercial Window Glazing | Windows Upgraded with Secondary Commercial Window Glazing | Windows Upgraded with Secondary Commercial Window Glazing | Windows Upgraded with Secondary Commercial Window Glazing | Windows Upgraded with Secondary Commercial Window Glazing | Windows Upgraded with Secondary Commercial Window Glazing | Windows Upgraded with Secondary Commercial Window Glazing | 48.1437 | 48.1437 | 48.1437 | 48.1437 | 48.1437 | 48.1437 | 48.1437 | 48.1437 | 48.1437 | 48.1437 | 48.1437 | 48.1437 | 48.1437 | 48.1437 | 48.1437 | 48.1437 | 48.1437 | 48.1437 | 48.1437 | 48.1437 | 48.1437 | 48.1437 | 48.1437 | 48.1437 | 48.1437 | 48.1437 | 48.1437 | 48.1437 | 0 | 0 | 0 | 0 | 0 | 0 | 0 | 0 | 0 | 0 | 0 | 0 | 0 | 0 | 0 | 0 | 0 | 0 | 0 | 0 | 0 | 0 | 0 | 0 | 0 | 0 | 0 | 0 | 0 | 0 | 0 | 0 | 0 | 0 | 0 | 0 | 0 | 0 | 0 | 0 | 0 | 0 | 0 | 0 | 0 | 0 | 0 | 0 | 0 | 0 | 0 | 0 | 0 | 0 | 0 | 0 | 0 | 0 | 0 | 0 | 0 | 0 | 0 | 0 | 0 | 0 | 0 | 0 | 0 | 0 | 0 | 0 | 0 | 0 | 0 | 0 | 0 | 0 | 0 | 0 | 0 | 0 | 0 | 0 | 0 | 0 | 0 | 0 | 0 | 0 | 0 | 0 | 0 | 0 | 0 | 0 | 0 | 0 | 0 | 0 | 0 | 0 | 0 | 0 | 0 | 0 | 0 | 0 | 0 | 0 | 0 | 0 | 0 | 0
Gas Boiler - Hot Water Reset_Office_New_Not Applicable Segment or Vintage | Gas Boiler - Hot Water Reset_Office_New | Gas Boiler - Hot Water Reset_Commercial_New_Not Applicable Segment or Vintage_Not Applicable Segment or Vintage | Commercial | Office | New | Space Heating | Natural Gas | Gas Boiler - Hot Water Reset | NEQ | Not Applicable Segment or Vintage | 20 | 20 | 20 | 0 | 0 | 0 | 0 | 0 | Retro5Med | 8.35569166605469E-06 | TBD | A | WCM68 | 0.7 | 0.42 | kBtuh heat | 0.0321 | 0 | 0 | 0 | 0 | Not Applicable Segment or Vintage | Not Applicable Segment or Vintage | Not Applicable Segment or Vintage | 0 | 0 | 0 | Not Applicable Segment or Vintage | Not Applicable Segment or Vintage | Not Applicable Segment or Vintage | Not Applicable Segment or Vintage | Not Applicable Segment or Vintage | Not Applicable Segment or Vintage | Not Applicable Segment or Vintage | Not Applicable Segment or Vintage | Not Applicable Segment or Vintage | Not Applicable Segment or Vintage | Not Applicable Segment or Vintage | Not Applicable Segment or Vintage | Not Applicable Segment or Vintage | Not Applicable Segment or Vintage | Not Applicable Segment or Vintage | Not Applicable Segment or Vintage | Not Applicable Segment or Vintage | Not Applicable Segment or Vintage | Not Applicable Segment or Vintage | Not Applicable Segment or Vintage | Not Applicable Segment or Vintage | Not Applicable Segment or Vintage | Not Applicable Segment or Vintage | Not Applicable Segment or Vintage | Not Applicable Segment or Vintage | Not Applicable Segment or Vintage | Not Applicable Segment or Vintage | Not Applicable Segment or Vintage | 0 | 0 | 0 | 0 | 0 | 0 | 0 | 0 | 0 | 0 | 0 | 0 | 0 | 0 | 0 | 0 | 0 | 0 | 0 | 0 | 0 | 0 | 0 | 0 | 0 | 0 | 0 | 0 | 0 | 0 | 0 | 0 | 0 | 0 | 0 | 0 | 0 | 0 | 0 | 0 | 0 | 0 | 0 | 0 | 0 | 0 | 0 | 0 | 0 | 0 | 0 | 0 | 0 | 0 | 0 | 0 | 0 | 0 | 0 | 0 | 0 | 0 | 0 | 0 | 0 | 0 | 0 | 0 | 0 | 0 | 0 | 0 | 0 | 0 | 0 | 0 | 0 | 0 | 0 | 0 | 0 | 0 | 0 | 0 | 0 | 0 | 0 | 0 | 0 | 0 | 0 | 0 | 0 | 0 | 0 | 0 | 0 | 0 | 0 | 0 | 0 | 0 | 0 | 0 | 0 | 0 | 0 | 0 | 0 | 0 | 0 | 0 | Not Applicable Segment or Vintage | Not Applicable Segment or Vintage | Not Applicable Segment or Vintage | Not Applicable Segment or Vintage | Not Applicable Segment or Vintage | Not Applicable Segment or Vintage | Not Applicable Segment or Vintage | Not Applicable Segment or Vintage | Not Applicable Segment or Vintage | Not Applicable Segment or Vintage | Not Applicable Segment or Vintage | Not Applicable Segment or Vintage | Not Applicable Segment or Vintage | Not Applicable Segment or Vintage | Not Applicable Segment or Vintage | Not Applicable Segment or Vintage | Not Applicable Segment or Vintage | Not Applicable Segment or Vintage | Not Applicable Segment or Vintage | Not Applicable Segment or Vintage | Not Applicable Segment or Vintage | Not Applicable Segment or Vintage | Not Applicable Segment or Vintage | Not Applicable Segment or Vintage | Not Applicable Segment or Vintage | Not Applicable Segment or Vintage | Not Applicable Segment or Vintage | Not Applicable Segment or Vintage | 0 | 0 | 0 | 0 | 0 | 0 | 0 | 0 | 0 | 0 | 0 | 0 | 0 | 0 | 0 | 0 | 0 | 0 | 0 | 0 | 0 | 0 | 0 | 0 | 0 | 0 | 0 | 0 | 0 | 0 | 0 | 0 | 0 | 0 | 0 | 0 | 0 | 0 | 0 | 0 | 0 | 0 | 0 | 0 | 0 | 0 | 0 | 0 | 0 | 0 | 0 | 0 | 0 | 0 | 0 | 0 | 0 | 0 | 0 | 0 | 0 | 0 | 0 | 0 | 0 | 0 | 0 | 0 | 0 | 0 | 0 | 0 | 0 | 0 | 0 | 0 | 0 | 0 | 0 | 0 | 0 | 0 | 0 | 0 | 0 | 0 | 0 | 0 | 0 | 0 | 0 | 0 | 0 | 0 | 0 | 0 | 0 | 0 | 0 | 0 | 0 | 0 | 0 | 0 | 0 | 0 | 0 | 0 | 0 | 0 | 0 | 0 | 0 | 0 | 0 | 0 | 0 | 0 | 0 | 0 | 0 | 0 | 0 | 0 | 0 | 0 | 0 | 0 | 0 | 0 | 0 | 0 | 0 | 0 | 0 | 0 | 0 | 0 | 0 | 0 | 0 | 0 | 0 | 0 | 0 | 0 | 0 | 0 | 0 | 0 | 0 | 0 | 0 | 0 | 0 | 0 | 0 | 0 | 0 | 0 | 0 | 0 | 0 | 0 | 0 | 0 | 0 | 0 | Not Applicable Segment or Vintage | Not Applicable Segment or Vintage | Not Applicable Segment or Vintage | Not Applicable Segment or Vintage | Not Applicable Segment or Vintage | Not Applicable Segment or Vintage | Not Applicable Segment or Vintage | Not Applicable Segment or Vintage | Not Applicable Segment or Vintage | Not Applicable Segment or Vintage | Not Applicable Segment or Vintage | Not Applicable Segment or Vintage | Not Applicable Segment or Vintage | Not Applicable Segment or Vintage | Not Applicable Segment or Vintage | Not Applicable Segment or Vintage | Not Applicable Segment or Vintage | Not Applicable Segment or Vintage | Not Applicable Segment or Vintage | Not Applicable Segment or Vintage | Not Applicable Segment or Vintage | Not Applicable Segment or Vintage | Not Applicable Segment or Vintage | Not Applicable Segment or Vintage | Not Applicable Segment or Vintage | Not Applicable Segment or Vintage | Not Applicable Segment or Vintage | Not Applicable Segment or Vintage | 0 | 0 | 0 | 0 | 0 | 0 | 0 | 0 | 0 | 0 | 0 | 0 | 0 | 0 | 0 | 0 | 0 | 0 | 0 | 0 | 0 | 0 | 0 | 0 | 0 | 0 | 0 | 0 | 0 | 0 | 0 | 0 | 0 | 0 | 0 | 0 | 0 | 0 | 0 | 0 | 0 | 0 | 0 | 0 | 0 | 0 | 0 | 0 | 0 | 0 | 0 | 0 | 0 | 0 | 0 | 0 | 0 | 0 | 0 | 0 | 0 | 0 | 0 | 0 | 0 | 0 | 0 | 0 | 0 | 0 | 0 | 0 | 0 | 0 | 0 | 0 | 0 | 0 | 0 | 0 | 0 | 0 | 0 | 0 | 0 | 0 | 0 | 0 | 0 | 0 | 0 | 0 | 0 | 0 | 0 | 0 | 0 | 0 | 0 | 0 | 0 | 0 | 0 | 0 | 0 | 0 | 0 | 0 | 0 | 0 | 0 | 0 | 0 | 0 | 0 | 0 | 0 | 0 | 0 | 0 | 0 | 0 | 0 | 0 | 0 | 0 | 0 | 0 | 0 | 0 | 0 | 0 | 0 | 0 | 0 | 0 | 0 | 0 | 0 | 0 | 0 | 0
Thermostat - Programmable_Office_New_Programmable Thermostat | Thermostat - Programmable_Office_New | Thermostat - Programmable_Commercial_New_Manual Thermostat_Programmable Thermostat | Commercial | Office | New | Space Heating | Natural Gas | Thermostat - Programmable | NEQ | Manual Thermostat | 16 | 16 | 16 | 0 | 0 | 0 | 0 | 0 | Retro5Med | 8.35569166605469E-06 | TBD | A | WCM79 | 0.7 | 0.42 | perbldg | 0.0321 | 0 | 0 | 0 | 0 | IL TRM v13 - 5.3.11 - Programmable Thermostats - RS-HVC-PROG-V09-250101_x000D_ | IL TRM v13 - 5.3.11 - Programmable Thermostats - RS-HVC-PROG-V09-250101_x000D_ | IL TRM v13 - 5.3.11 - Programmable Thermostats - RS-HVC-PROG-V09-250101_x000D_ | 0 | 0 | 33.1655 | Manual Thermostat | Manual Thermostat | Manual Thermostat | Manual Thermostat | Manual Thermostat | Manual Thermostat | Manual Thermostat | Manual Thermostat | Manual Thermostat | Manual Thermostat | Manual Thermostat | Manual Thermostat | Manual Thermostat | Manual Thermostat | Manual Thermostat | Manual Thermostat | Manual Thermostat | Manual Thermostat | Manual Thermostat | Manual Thermostat | Manual Thermostat | Manual Thermostat | Manual Thermostat | Manual Thermostat | Manual Thermostat | Manual Thermostat | Manual Thermostat | Manual Thermostat | 0 | 0 | 0 | 0 | 0 | 0 | 0 | 0 | 0 | 0 | 0 | 0 | 0 | 0 | 0 | 0 | 0 | 0 | 0 | 0 | 0 | 0 | 0 | 0 | 0 | 0 | 0 | 0 | 0 | 0 | 0 | 0 | 0 | 0 | 0 | 0 | 0 | 0 | 0 | 0 | 0 | 0 | 0 | 0 | 0 | 0 | 0 | 0 | 0 | 0 | 0 | 0 | 0 | 0 | 0 | 0 | 0 | 0 | 0 | 0 | 0 | 0 | 0 | 0 | 0 | 0 | 0 | 0 | 0 | 0 | 0 | 0 | 0 | 0 | 0 | 0 | 0 | 0 | 0 | 0 | 0 | 0 | 0 | 0 | 0 | 0 | 0 | 0 | 0 | 0 | 0 | 0 | 0 | 0 | 0 | 0 | 0 | 0 | 0 | 0 | 0 | 0 | 0 | 0 | 0 | 0 | 0 | 0 | 0 | 0 | 0 | 0 | Programmable Thermostat | Programmable Thermostat | Programmable Thermostat | Programmable Thermostat | Programmable Thermostat | Programmable Thermostat | Programmable Thermostat | Programmable Thermostat | Programmable Thermostat | Programmable Thermostat | Programmable Thermostat | Programmable Thermostat | Programmable Thermostat | Programmable Thermostat | Programmable Thermostat | Programmable Thermostat | Programmable Thermostat | Programmable Thermostat | Programmable Thermostat | Programmable Thermostat | Programmable Thermostat | Programmable Thermostat | Programmable Thermostat | Programmable Thermostat | Programmable Thermostat | Programmable Thermostat | Programmable Thermostat | Programmable Thermostat | 33.1655 | 33.1655 | 33.1655 | 33.1655 | 33.1655 | 33.1655 | 33.1655 | 33.1655 | 33.1655 | 33.1655 | 33.1655 | 33.1655 | 33.1655 | 33.1655 | 33.1655 | 33.1655 | 33.1655 | 33.1655 | 33.1655 | 33.1655 | 33.1655 | 33.1655 | 33.1655 | 33.1655 | 33.1655 | 33.1655 | 33.1655 | 33.1655 | 0 | 0 | 0 | 0 | 0 | 0 | 0 | 0 | 0 | 0 | 0 | 0 | 0 | 0 | 0 | 0 | 0 | 0 | 0 | 0 | 0 | 0 | 0 | 0 | 0 | 0 | 0 | 0 | 0 | 0 | 0 | 0 | 0 | 0 | 0 | 0 | 0 | 0 | 0 | 0 | 0 | 0 | 0 | 0 | 0 | 0 | 0 | 0 | 0 | 0 | 0 | 0 | 0 | 0 | 0 | 0 | 0 | 0 | 0 | 0 | 0 | 0 | 0 | 0 | 0 | 0 | 0 | 0 | 0 | 0 | 0 | 0 | 0 | 0 | 0 | 0 | 0 | 0 | 0 | 0 | 0 | 0 | 0 | 0 | 0 | 0 | 0 | 0 | 0 | 0 | 0 | 0 | 0 | 0 | 0 | 0 | 0 | 0 | 0 | 0 | 0 | 0 | 0 | 0 | 0 | 0 | 0 | 0 | 0 | 0 | 0 | 0 | 0 | 0 | 0 | 0 | 0 | 0 | 0 | 0 | 0 | 0 | 0 | 0 | 0 | 0 | 0 | 0 | 0 | 0 | 0 | 0 | 0 | 0 | 0 | 0 | 0 | 0 | 0 | 0 | Programmable Thermostat | Programmable Thermostat | Programmable Thermostat | Programmable Thermostat | Programmable Thermostat | Programmable Thermostat | Programmable Thermostat | Programmable Thermostat | Programmable Thermostat | Programmable Thermostat | Programmable Thermostat | Programmable Thermostat | Programmable Thermostat | Programmable Thermostat | Programmable Thermostat | Programmable Thermostat | Programmable Thermostat | Programmable Thermostat | Programmable Thermostat | Programmable Thermostat | Programmable Thermostat | Programmable Thermostat | Programmable Thermostat | Programmable Thermostat | Programmable Thermostat | Programmable Thermostat | Programmable Thermostat | Programmable Thermostat | 33.1655 | 33.1655 | 33.1655 | 33.1655 | 33.1655 | 33.1655 | 33.1655 | 33.1655 | 33.1655 | 33.1655 | 33.1655 | 33.1655 | 33.1655 | 33.1655 | 33.1655 | 33.1655 | 33.1655 | 33.1655 | 33.1655 | 33.1655 | 33.1655 | 33.1655 | 33.1655 | 33.1655 | 33.1655 | 33.1655 | 33.1655 | 33.1655 | 0 | 0 | 0 | 0 | 0 | 0 | 0 | 0 | 0 | 0 | 0 | 0 | 0 | 0 | 0 | 0 | 0 | 0 | 0 | 0 | 0 | 0 | 0 | 0 | 0 | 0 | 0 | 0 | 0 | 0 | 0 | 0 | 0 | 0 | 0 | 0 | 0 | 0 | 0 | 0 | 0 | 0 | 0 | 0 | 0 | 0 | 0 | 0 | 0 | 0 | 0 | 0 | 0 | 0 | 0 | 0 | 0 | 0 | 0 | 0 | 0 | 0 | 0 | 0 | 0 | 0 | 0 | 0 | 0 | 0 | 0 | 0 | 0 | 0 | 0 | 0 | 0 | 0 | 0 | 0 | 0 | 0 | 0 | 0 | 0 | 0 | 0 | 0 | 0 | 0 | 0 | 0 | 0 | 0 | 0 | 0 | 0 | 0 | 0 | 0 | 0 | 0 | 0 | 0 | 0 | 0 | 0 | 0 | 0 | 0 | 0 | 0 | 0 | 0
Gas Boiler - Insulate Steam Lines/Condensate Tank_Office_New_Addition of 2" wrap insulation to hot water boiler pipe | Gas Boiler - Insulate Steam Lines/Condensate Tank_Office_New | Gas Boiler - Insulate Steam Lines/Condensate Tank_Commercial_New_bare pipe_Addition of 2" wrap insulation to hot water boiler pipe | Commercial | Office | New | Space Heating | Natural Gas | Gas Boiler - Insulate Steam Lines/Condensate Tank | NEQ | bare pipe | 15 | 15 | 15 | 3.1 | 0 | 0 | 1 | 1 | Retro5Med | 8.35569166605469E-06 | TBD | A | WCM77 | 0.7 | 0.42 | boiler pipe | 0.0321 | 0 | 0 | 0 | 0 | IL TRM v12 - 4.4.14 - Pipe Insulation - CI-HVC-PINS-V08-230101 | IL TRM v12 - 4.4.14 - Pipe Insulation - CI-HVC-PINS-V08-230101 | IL TRM v12 - 4.4.14 - Pipe Insulation - CI-HVC-PINS-V08-230101 | 0 | 0 | 36.2322 | bare pipe | bare pipe | bare pipe | bare pipe | bare pipe | bare pipe | bare pipe | bare pipe | bare pipe | bare pipe | bare pipe | bare pipe | bare pipe | bare pipe | bare pipe | bare pipe | bare pipe | bare pipe | bare pipe | bare pipe | bare pipe | bare pipe | bare pipe | bare pipe | bare pipe | bare pipe | bare pipe | bare pipe | 0 | 0 | 0 | 0 | 0 | 0 | 0 | 0 | 0 | 0 | 0 | 0 | 0 | 0 | 0 | 0 | 0 | 0 | 0 | 0 | 0 | 0 | 0 | 0 | 0 | 0 | 0 | 0 | 0 | 0 | 0 | 0 | 0 | 0 | 0 | 0 | 0 | 0 | 0 | 0 | 0 | 0 | 0 | 0 | 0 | 0 | 0 | 0 | 0 | 0 | 0 | 0 | 0 | 0 | 0 | 0 | 0 | 0 | 0 | 0 | 0 | 0 | 0 | 0 | 0 | 0 | 0 | 0 | 0 | 0 | 0 | 0 | 0 | 0 | 0 | 0 | 0 | 0 | 0 | 0 | 0 | 0 | 0 | 0 | 0 | 0 | 0 | 0 | 0 | 0 | 0 | 0 | 0 | 0 | 0 | 0 | 0 | 0 | 0 | 0 | 0 | 0 | 0 | 0 | 0 | 0 | 0 | 0 | 0 | 0 | 0 | 0 | Addition of 2" wrap insulation to hot water boiler pipe | Addition of 2" wrap insulation to hot water boiler pipe | Addition of 2" wrap insulation to hot water boiler pipe | Addition of 2" wrap insulation to hot water boiler pipe | Addition of 2" wrap insulation to hot water boiler pipe | Addition of 2" wrap insulation to hot water boiler pipe | Addition of 2" wrap insulation to hot water boiler pipe | Addition of 2" wrap insulation to hot water boiler pipe | Addition of 2" wrap insulation to hot water boiler pipe | Addition of 2" wrap insulation to hot water boiler pipe | Addition of 2" wrap insulation to hot water boiler pipe | Addition of 2" wrap insulation to hot water boiler pipe | Addition of 2" wrap insulation to hot water boiler pipe | Addition of 2" wrap insulation to hot water boiler pipe | Addition of 2" wrap insulation to hot water boiler pipe | Addition of 2" wrap insulation to hot water boiler pipe | Addition of 2" wrap insulation to hot water boiler pipe | Addition of 2" wrap insulation to hot water boiler pipe | Addition of 2" wrap insulation to hot water boiler pipe | Addition of 2" wrap insulation to hot water boiler pipe | Addition of 2" wrap insulation to hot water boiler pipe | Addition of 2" wrap insulation to hot water boiler pipe | Addition of 2" wrap insulation to hot water boiler pipe | Addition of 2" wrap insulation to hot water boiler pipe | Addition of 2" wrap insulation to hot water boiler pipe | Addition of 2" wrap insulation to hot water boiler pipe | Addition of 2" wrap insulation to hot water boiler pipe | Addition of 2" wrap insulation to hot water boiler pipe | 36.2322 | 36.2322 | 36.2322 | 36.2322 | 36.2322 | 36.2322 | 36.2322 | 36.2322 | 36.2322 | 36.2322 | 36.2322 | 36.2322 | 36.2322 | 36.2322 | 36.2322 | 36.2322 | 36.2322 | 36.2322 | 36.2322 | 36.2322 | 36.2322 | 36.2322 | 36.2322 | 36.2322 | 36.2322 | 36.2322 | 36.2322 | 36.2322 | 3.1 | 3.1 | 3.1 | 3.1 | 3.1 | 3.1 | 3.1 | 3.1 | 3.1 | 3.1 | 3.1 | 3.1 | 3.1 | 3.1 | 3.1 | 3.1 | 3.1 | 3.1 | 3.1 | 3.1 | 3.1 | 3.1 | 3.1 | 3.1 | 3.1 | 3.1 | 3.1 | 3.1 | 0 | 0 | 0 | 0 | 0 | 0 | 0 | 0 | 0 | 0 | 0 | 0 | 0 | 0 | 0 | 0 | 0 | 0 | 0 | 0 | 0 | 0 | 0 | 0 | 0 | 0 | 0 | 0 | 0 | 0 | 0 | 0 | 0 | 0 | 0 | 0 | 0 | 0 | 0 | 0 | 0 | 0 | 0 | 0 | 0 | 0 | 0 | 0 | 0 | 0 | 0 | 0 | 0 | 0 | 0 | 0 | 0 | 0 | 0 | 0 | 0 | 0 | 0 | 0 | 0 | 0 | 0 | 0 | 0 | 0 | 0 | 0 | 0 | 0 | 0 | 0 | 0 | 0 | 0 | 0 | 0 | 0 | 0 | 0 | 0 | 0 | 0 | 0 | 0 | 0 | 0 | 0 | 0 | 0 | 0 | 0 | 0 | 0 | 0 | 0 | 0 | 0 | 0 | 0 | 0 | 0 | 0 | 0 | 0 | 0 | 0 | 0 | Addition of 2" wrap insulation to hot water boiler pipe | Addition of 2" wrap insulation to hot water boiler pipe | Addition of 2" wrap insulation to hot water boiler pipe | Addition of 2" wrap insulation to hot water boiler pipe | Addition of 2" wrap insulation to hot water boiler pipe | Addition of 2" wrap insulation to hot water boiler pipe | Addition of 2" wrap insulation to hot water boiler pipe | Addition of 2" wrap insulation to hot water boiler pipe | Addition of 2" wrap insulation to hot water boiler pipe | Addition of 2" wrap insulation to hot water boiler pipe | Addition of 2" wrap insulation to hot water boiler pipe | Addition of 2" wrap insulation to hot water boiler pipe | Addition of 2" wrap insulation to hot water boiler pipe | Addition of 2" wrap insulation to hot water boiler pipe | Addition of 2" wrap insulation to hot water boiler pipe | Addition of 2" wrap insulation to hot water boiler pipe | Addition of 2" wrap insulation to hot water boiler pipe | Addition of 2" wrap insulation to hot water boiler pipe | Addition of 2" wrap insulation to hot water boiler pipe | Addition of 2" wrap insulation to hot water boiler pipe | Addition of 2" wrap insulation to hot water boiler pipe | Addition of 2" wrap insulation to hot water boiler pipe | Addition of 2" wrap insulation to hot water boiler pipe | Addition of 2" wrap insulation to hot water boiler pipe | Addition of 2" wrap insulation to hot water boiler pipe | Addition of 2" wrap insulation to hot water boiler pipe | Addition of 2" wrap insulation to hot water boiler pipe | Addition of 2" wrap insulation to hot water boiler pipe | 36.2322 | 36.2322 | 36.2322 | 36.2322 | 36.2322 | 36.2322 | 36.2322 | 36.2322 | 36.2322 | 36.2322 | 36.2322 | 36.2322 | 36.2322 | 36.2322 | 36.2322 | 36.2322 | 36.2322 | 36.2322 | 36.2322 | 36.2322 | 36.2322 | 36.2322 | 36.2322 | 36.2322 | 36.2322 | 36.2322 | 36.2322 | 36.2322 | 3.1 | 3.1 | 3.1 | 3.1 | 3.1 | 3.1 | 3.1 | 3.1 | 3.1 | 3.1 | 3.1 | 3.1 | 3.1 | 3.1 | 3.1 | 3.1 | 3.1 | 3.1 | 3.1 | 3.1 | 3.1 | 3.1 | 3.1 | 3.1 | 3.1 | 3.1 | 3.1 | 3.1 | 0 | 0 | 0 | 0 | 0 | 0 | 0 | 0 | 0 | 0 | 0 | 0 | 0 | 0 | 0 | 0 | 0 | 0 | 0 | 0 | 0 | 0 | 0 | 0 | 0 | 0 | 0 | 0 | 0 | 0 | 0 | 0 | 0 | 0 | 0 | 0 | 0 | 0 | 0 | 0 | 0 | 0 | 0 | 0 | 0 | 0 | 0 | 0 | 0 | 0 | 0 | 0 | 0 | 0 | 0 | 0 | 0 | 0 | 0 | 0 | 0 | 0 | 0 | 0 | 0 | 0 | 0 | 0 | 0 | 0 | 0 | 0 | 0 | 0 | 0 | 0 | 0 | 0 | 0 | 0 | 0 | 0 | 0 | 0 | 0 | 0
Gas Boiler - Stack Economizer_Office_New_Boiler with an economizer installed on a exhaust stack | Gas Boiler - Stack Economizer_Office_New | Gas Boiler - Stack Economizer_Commercial_New_The baseline boiler does not have an economizer installed._Boiler with an economizer installed on a exhaust stack | Commercial | Office | New | Space Heating | Natural Gas | Gas Boiler - Stack Economizer | NEQ | The baseline boiler does not have an economizer installed. | 15 | 15 | 15 | 0.3308 | 0 | 0 | 0.15 | 0.55 | Retro1Slow | 0.012666666666666666 | TBD | A | WCM74 | 0.7 | 0.42 | kBtuh heat | 0.0321 | 0 | 0 | 0 | 0 | IL TRM v13 - 4.4.28 - Stack Economizer for Boilers Serving HVAC Loads - CI-HVC-BECO-V03-250101 | Efficiency Maine TRM - 2023.1 - Boiler Stack Heat Exchanger (Boiler Economizer) - AF2. ¦ GDS Associates, Inc. (2009). Natural Gas Energy Efficiency Potential in Massachusetts. Prepared for GasNetworks. | IL TRM v13 - 4.4.28 - Stack Economizer for Boilers Serving HVAC Loads - CI-HVC-BECO-V03-250101 | 0 | 0 | 1.9889 | The baseline boiler does not have an economizer installed. | The baseline boiler does not have an economizer installed. | The baseline boiler does not have an economizer installed. | The baseline boiler does not have an economizer installed. | The baseline boiler does not have an economizer installed. | The baseline boiler does not have an economizer installed. | The baseline boiler does not have an economizer installed. | The baseline boiler does not have an economizer installed. | The baseline boiler does not have an economizer installed. | The baseline boiler does not have an economizer installed. | The baseline boiler does not have an economizer installed. | The baseline boiler does not have an economizer installed. | The baseline boiler does not have an economizer installed. | The baseline boiler does not have an economizer installed. | The baseline boiler does not have an economizer installed. | The baseline boiler does not have an economizer installed. | The baseline boiler does not have an economizer installed. | The baseline boiler does not have an economizer installed. | The baseline boiler does not have an economizer installed. | The baseline boiler does not have an economizer installed. | The baseline boiler does not have an economizer installed. | The baseline boiler does not have an economizer installed. | The baseline boiler does not have an economizer installed. | The baseline boiler does not have an economizer installed. | The baseline boiler does not have an economizer installed. | The baseline boiler does not have an economizer installed. | The baseline boiler does not have an economizer installed. | The baseline boiler does not have an economizer installed. | 0 | 0 | 0 | 0 | 0 | 0 | 0 | 0 | 0 | 0 | 0 | 0 | 0 | 0 | 0 | 0 | 0 | 0 | 0 | 0 | 0 | 0 | 0 | 0 | 0 | 0 | 0 | 0 | 0 | 0 | 0 | 0 | 0 | 0 | 0 | 0 | 0 | 0 | 0 | 0 | 0 | 0 | 0 | 0 | 0 | 0 | 0 | 0 | 0 | 0 | 0 | 0 | 0 | 0 | 0 | 0 | 0 | 0 | 0 | 0 | 0 | 0 | 0 | 0 | 0 | 0 | 0 | 0 | 0 | 0 | 0 | 0 | 0 | 0 | 0 | 0 | 0 | 0 | 0 | 0 | 0 | 0 | 0 | 0 | 0 | 0 | 0 | 0 | 0 | 0 | 0 | 0 | 0 | 0 | 0 | 0 | 0 | 0 | 0 | 0 | 0 | 0 | 0 | 0 | 0 | 0 | 0 | 0 | 0 | 0 | 0 | 0 | Boiler with an economizer installed on a exhaust stack | Boiler with an economizer installed on a exhaust stack | Boiler with an economizer installed on a exhaust stack | Boiler with an economizer installed on a exhaust stack | Boiler with an economizer installed on a exhaust stack | Boiler with an economizer installed on a exhaust stack | Boiler with an economizer installed on a exhaust stack | Boiler with an economizer installed on a exhaust stack | Boiler with an economizer installed on a exhaust stack | Boiler with an economizer installed on a exhaust stack | Boiler with an economizer installed on a exhaust stack | Boiler with an economizer installed on a exhaust stack | Boiler with an economizer installed on a exhaust stack | Boiler with an economizer installed on a exhaust stack | Boiler with an economizer installed on a exhaust stack | Boiler with an economizer installed on a exhaust stack | Boiler with an economizer installed on a exhaust stack | Boiler with an economizer installed on a exhaust stack | Boiler with an economizer installed on a exhaust stack | Boiler with an economizer installed on a exhaust stack | Boiler with an economizer installed on a exhaust stack | Boiler with an economizer installed on a exhaust stack | Boiler with an economizer installed on a exhaust stack | Boiler with an economizer installed on a exhaust stack | Boiler with an economizer installed on a exhaust stack | Boiler with an economizer installed on a exhaust stack | Boiler with an economizer installed on a exhaust stack | Boiler with an economizer installed on a exhaust stack | 1.9889 | 1.9889 | 1.9889 | 1.9889 | 1.9889 | 1.9889 | 1.9889 | 1.9889 | 1.9889 | 1.9889 | 1.9889 | 1.9889 | 1.9889 | 1.9889 | 1.9889 | 1.9889 | 1.9889 | 1.9889 | 1.9889 | 1.9889 | 1.9889 | 1.9889 | 1.9889 | 1.9889 | 1.9889 | 1.9889 | 1.9889 | 1.9889 | 0.3308 | 0.3308 | 0.3308 | 0.3308 | 0.3308 | 0.3308 | 0.3308 | 0.3308 | 0.3308 | 0.3308 | 0.3308 | 0.3308 | 0.3308 | 0.3308 | 0.3308 | 0.3308 | 0.3308 | 0.3308 | 0.3308 | 0.3308 | 0.3308 | 0.3308 | 0.3308 | 0.3308 | 0.3308 | 0.3308 | 0.3308 | 0.3308 | 0 | 0 | 0 | 0 | 0 | 0 | 0 | 0 | 0 | 0 | 0 | 0 | 0 | 0 | 0 | 0 | 0 | 0 | 0 | 0 | 0 | 0 | 0 | 0 | 0 | 0 | 0 | 0 | 0 | 0 | 0 | 0 | 0 | 0 | 0 | 0 | 0 | 0 | 0 | 0 | 0 | 0 | 0 | 0 | 0 | 0 | 0 | 0 | 0 | 0 | 0 | 0 | 0 | 0 | 0 | 0 | 0 | 0 | 0 | 0 | 0 | 0 | 0 | 0 | 0 | 0 | 0 | 0 | 0 | 0 | 0 | 0 | 0 | 0 | 0 | 0 | 0 | 0 | 0 | 0 | 0 | 0 | 0 | 0 | 0 | 0 | 0 | 0 | 0 | 0 | 0 | 0 | 0 | 0 | 0 | 0 | 0 | 0 | 0 | 0 | 0 | 0 | 0 | 0 | 0 | 0 | 0 | 0 | 0 | 0 | 0 | 0 | Boiler with an economizer installed on a exhaust stack | Boiler with an economizer installed on a exhaust stack | Boiler with an economizer installed on a exhaust stack | Boiler with an economizer installed on a exhaust stack | Boiler with an economizer installed on a exhaust stack | Boiler with an economizer installed on a exhaust stack | Boiler with an economizer installed on a exhaust stack | Boiler with an economizer installed on a exhaust stack | Boiler with an economizer installed on a exhaust stack | Boiler with an economizer installed on a exhaust stack | Boiler with an economizer installed on a exhaust stack | Boiler with an economizer installed on a exhaust stack | Boiler with an economizer installed on a exhaust stack | Boiler with an economizer installed on a exhaust stack | Boiler with an economizer installed on a exhaust stack | Boiler with an economizer installed on a exhaust stack | Boiler with an economizer installed on a exhaust stack | Boiler with an economizer installed on a exhaust stack | Boiler with an economizer installed on a exhaust stack | Boiler with an economizer installed on a exhaust stack | Boiler with an economizer installed on a exhaust stack | Boiler with an economizer installed on a exhaust stack | Boiler with an economizer installed on a exhaust stack | Boiler with an economizer installed on a exhaust stack | Boiler with an economizer installed on a exhaust stack | Boiler with an economizer installed on a exhaust stack | Boiler with an economizer installed on a exhaust stack | Boiler with an economizer installed on a exhaust stack | 1.9889 | 1.9889 | 1.9889 | 1.9889 | 1.9889 | 1.9889 | 1.9889 | 1.9889 | 1.9889 | 1.9889 | 1.9889 | 1.9889 | 1.9889 | 1.9889 | 1.9889 | 1.9889 | 1.9889 | 1.9889 | 1.9889 | 1.9889 | 1.9889 | 1.9889 | 1.9889 | 1.9889 | 1.9889 | 1.9889 | 1.9889 | 1.9889 | 0.3308 | 0.3308 | 0.3308 | 0.3308 | 0.3308 | 0.3308 | 0.3308 | 0.3308 | 0.3308 | 0.3308 | 0.3308 | 0.3308 | 0.3308 | 0.3308 | 0.3308 | 0.3308 | 0.3308 | 0.3308 | 0.3308 | 0.3308 | 0.3308 | 0.3308 | 0.3308 | 0.3308 | 0.3308 | 0.3308 | 0.3308 | 0.3308 | 0 | 0 | 0 | 0 | 0 | 0 | 0 | 0 | 0 | 0 | 0 | 0 | 0 | 0 | 0 | 0 | 0 | 0 | 0 | 0 | 0 | 0 | 0 | 0 | 0 | 0 | 0 | 0 | 0 | 0 | 0 | 0 | 0 | 0 | 0 | 0 | 0 | 0 | 0 | 0 | 0 | 0 | 0 | 0 | 0 | 0 | 0 | 0 | 0 | 0 | 0 | 0 | 0 | 0 | 0 | 0 | 0 | 0 | 0 | 0 | 0 | 0 | 0 | 0 | 0 | 0 | 0 | 0 | 0 | 0 | 0 | 0 | 0 | 0 | 0 | 0 | 0 | 0 | 0 | 0 | 0 | 0 | 0 | 0 | 0 | 0
HVAC - Shut Off Damper_Office_New_boiler or furnace with electrically or thermally activated shut off damper installed on either the exhaust flue or combustion air intake | HVAC - Shut Off Damper_Office_New | HVAC - Shut Off Damper_Commercial_New_boiler or furnace that incorporates no shut off damper on the combustion air intake or flue exhaust_boiler or furnace with electrically or thermally activated shut off damper installed on either the exhaust flue or combustion air intake | Commercial | Office | New | Space Heating | Natural Gas | HVAC - Shut Off Damper | NEQ | boiler or furnace that incorporates no shut off damper on the combustion air intake or flue exhaust | 15 | 15 | 15 | 0 | 0 | 0 | 0 | 0.25 | Retro12Med | 3.879925052500492E-06 | TBD | A | WCM73 | 0.7 | 0.42 | BoilerCtrl | 0.0321 | 0 | 0 | 0 | 0 | IL TRM v12 - 4.4.23 - Shut Off Damper for Space Heating Boilers or Furnaces - CI-HVC-SODP-V03-240101 | IL TRM v12 - 4.4.23 - Shut Off Damper for Space Heating Boilers or Furnaces - CI-HVC-SODP-V03-240101 | IL TRM v12 - 4.4.23 - Shut Off Damper for Space Heating Boilers or Furnaces - CI-HVC-SODP-V03-240101 | 0 | 0 | 2242.39 | boiler or furnace that incorporates no shut off damper on the combustion air intake or flue exhaust | boiler or furnace that incorporates no shut off damper on the combustion air intake or flue exhaust | boiler or furnace that incorporates no shut off damper on the combustion air intake or flue exhaust | boiler or furnace that incorporates no shut off damper on the combustion air intake or flue exhaust | boiler or furnace that incorporates no shut off damper on the combustion air intake or flue exhaust | boiler or furnace that incorporates no shut off damper on the combustion air intake or flue exhaust | boiler or furnace that incorporates no shut off damper on the combustion air intake or flue exhaust | boiler or furnace that incorporates no shut off damper on the combustion air intake or flue exhaust | boiler or furnace that incorporates no shut off damper on the combustion air intake or flue exhaust | boiler or furnace that incorporates no shut off damper on the combustion air intake or flue exhaust | boiler or furnace that incorporates no shut off damper on the combustion air intake or flue exhaust | boiler or furnace that incorporates no shut off damper on the combustion air intake or flue exhaust | boiler or furnace that incorporates no shut off damper on the combustion air intake or flue exhaust | boiler or furnace that incorporates no shut off damper on the combustion air intake or flue exhaust | boiler or furnace that incorporates no shut off damper on the combustion air intake or flue exhaust | boiler or furnace that incorporates no shut off damper on the combustion air intake or flue exhaust | boiler or furnace that incorporates no shut off damper on the combustion air intake or flue exhaust | boiler or furnace that incorporates no shut off damper on the combustion air intake or flue exhaust | boiler or furnace that incorporates no shut off damper on the combustion air intake or flue exhaust | boiler or furnace that incorporates no shut off damper on the combustion air intake or flue exhaust | boiler or furnace that incorporates no shut off damper on the combustion air intake or flue exhaust | boiler or furnace that incorporates no shut off damper on the combustion air intake or flue exhaust | boiler or furnace that incorporates no shut off damper on the combustion air intake or flue exhaust | boiler or furnace that incorporates no shut off damper on the combustion air intake or flue exhaust | boiler or furnace that incorporates no shut off damper on the combustion air intake or flue exhaust | boiler or furnace that incorporates no shut off damper on the combustion air intake or flue exhaust | boiler or furnace that incorporates no shut off damper on the combustion air intake or flue exhaust | boiler or furnace that incorporates no shut off damper on the combustion air intake or flue exhaust | 0 | 0 | 0 | 0 | 0 | 0 | 0 | 0 | 0 | 0 | 0 | 0 | 0 | 0 | 0 | 0 | 0 | 0 | 0 | 0 | 0 | 0 | 0 | 0 | 0 | 0 | 0 | 0 | 0 | 0 | 0 | 0 | 0 | 0 | 0 | 0 | 0 | 0 | 0 | 0 | 0 | 0 | 0 | 0 | 0 | 0 | 0 | 0 | 0 | 0 | 0 | 0 | 0 | 0 | 0 | 0 | 0 | 0 | 0 | 0 | 0 | 0 | 0 | 0 | 0 | 0 | 0 | 0 | 0 | 0 | 0 | 0 | 0 | 0 | 0 | 0 | 0 | 0 | 0 | 0 | 0 | 0 | 0 | 0 | 0 | 0 | 0 | 0 | 0 | 0 | 0 | 0 | 0 | 0 | 0 | 0 | 0 | 0 | 0 | 0 | 0 | 0 | 0 | 0 | 0 | 0 | 0 | 0 | 0 | 0 | 0 | 0 | boiler or furnace with electrically or thermally activated shut off damper installed on either the exhaust flue or combustion air intake | boiler or furnace with electrically or thermally activated shut off damper installed on either the exhaust flue or combustion air intake | boiler or furnace with electrically or thermally activated shut off damper installed on either the exhaust flue or combustion air intake | boiler or furnace with electrically or thermally activated shut off damper installed on either the exhaust flue or combustion air intake | boiler or furnace with electrically or thermally activated shut off damper installed on either the exhaust flue or combustion air intake | boiler or furnace with electrically or thermally activated shut off damper installed on either the exhaust flue or combustion air intake | boiler or furnace with electrically or thermally activated shut off damper installed on either the exhaust flue or combustion air intake | boiler or furnace with electrically or thermally activated shut off damper installed on either the exhaust flue or combustion air intake | boiler or furnace with electrically or thermally activated shut off damper installed on either the exhaust flue or combustion air intake | boiler or furnace with electrically or thermally activated shut off damper installed on either the exhaust flue or combustion air intake | boiler or furnace with electrically or thermally activated shut off damper installed on either the exhaust flue or combustion air intake | boiler or furnace with electrically or thermally activated shut off damper installed on either the exhaust flue or combustion air intake | boiler or furnace with electrically or thermally activated shut off damper installed on either the exhaust flue or combustion air intake | boiler or furnace with electrically or thermally activated shut off damper installed on either the exhaust flue or combustion air intake | boiler or furnace with electrically or thermally activated shut off damper installed on either the exhaust flue or combustion air intake | boiler or furnace with electrically or thermally activated shut off damper installed on either the exhaust flue or combustion air intake | boiler or furnace with electrically or thermally activated shut off damper installed on either the exhaust flue or combustion air intake | boiler or furnace with electrically or thermally activated shut off damper installed on either the exhaust flue or combustion air intake | boiler or furnace with electrically or thermally activated shut off damper installed on either the exhaust flue or combustion air intake | boiler or furnace with electrically or thermally activated shut off damper installed on either the exhaust flue or combustion air intake | boiler or furnace with electrically or thermally activated shut off damper installed on either the exhaust flue or combustion air intake | boiler or furnace with electrically or thermally activated shut off damper installed on either the exhaust flue or combustion air intake | boiler or furnace with electrically or thermally activated shut off damper installed on either the exhaust flue or combustion air intake | boiler or furnace with electrically or thermally activated shut off damper installed on either the exhaust flue or combustion air intake | boiler or furnace with electrically or thermally activated shut off damper installed on either the exhaust flue or combustion air intake | boiler or furnace with electrically or thermally activated shut off damper installed on either the exhaust flue or combustion air intake | boiler or furnace with electrically or thermally activated shut off damper installed on either the exhaust flue or combustion air intake | boiler or furnace with electrically or thermally activated shut off damper installed on either the exhaust flue or combustion air intake | 2242.39 | 2242.39 | 2242.39 | 2242.39 | 2242.39 | 2242.39 | 2242.39 | 2242.39 | 2242.39 | 2242.39 | 2242.39 | 2242.39 | 2242.39 | 2242.39 | 2242.39 | 2242.39 | 2242.39 | 2242.39 | 2242.39 | 2242.39 | 2242.39 | 2242.39 | 2242.39 | 2242.39 | 2242.39 | 2242.39 | 2242.39 | 2242.39 | 0 | 0 | 0 | 0 | 0 | 0 | 0 | 0 | 0 | 0 | 0 | 0 | 0 | 0 | 0 | 0 | 0 | 0 | 0 | 0 | 0 | 0 | 0 | 0 | 0 | 0 | 0 | 0 | 0 | 0 | 0 | 0 | 0 | 0 | 0 | 0 | 0 | 0 | 0 | 0 | 0 | 0 | 0 | 0 | 0 | 0 | 0 | 0 | 0 | 0 | 0 | 0 | 0 | 0 | 0 | 0 | 0 | 0 | 0 | 0 | 0 | 0 | 0 | 0 | 0 | 0 | 0 | 0 | 0 | 0 | 0 | 0 | 0 | 0 | 0 | 0 | 0 | 0 | 0 | 0 | 0 | 0 | 0 | 0 | 0 | 0 | 0 | 0 | 0 | 0 | 0 | 0 | 0 | 0 | 0 | 0 | 0 | 0 | 0 | 0 | 0 | 0 | 0 | 0 | 0 | 0 | 0 | 0 | 0 | 0 | 0 | 0 | 0 | 0 | 0 | 0 | 0 | 0 | 0 | 0 | 0 | 0 | 0 | 0 | 0 | 0 | 0 | 0 | 0 | 0 | 0 | 0 | 0 | 0 | 0 | 0 | 0 | 0 | 0 | 0 | boiler or furnace with electrically or thermally activated shut off damper installed on either the exhaust flue or combustion air intake | boiler or furnace with electrically or thermally activated shut off damper installed on either the exhaust flue or combustion air intake | boiler or furnace with electrically or thermally activated shut off damper installed on either the exhaust flue or combustion air intake | boiler or furnace with electrically or thermally activated shut off damper installed on either the exhaust flue or combustion air intake | boiler or furnace with electrically or thermally activated shut off damper installed on either the exhaust flue or combustion air intake | boiler or furnace with electrically or thermally activated shut off damper installed on either the exhaust flue or combustion air intake | boiler or furnace with electrically or thermally activated shut off damper installed on either the exhaust flue or combustion air intake | boiler or furnace with electrically or thermally activated shut off damper installed on either the exhaust flue or combustion air intake | boiler or furnace with electrically or thermally activated shut off damper installed on either the exhaust flue or combustion air intake | boiler or furnace with electrically or thermally activated shut off damper installed on either the exhaust flue or combustion air intake | boiler or furnace with electrically or thermally activated shut off damper installed on either the exhaust flue or combustion air intake | boiler or furnace with electrically or thermally activated shut off damper installed on either the exhaust flue or combustion air intake | boiler or furnace with electrically or thermally activated shut off damper installed on either the exhaust flue or combustion air intake | boiler or furnace with electrically or thermally activated shut off damper installed on either the exhaust flue or combustion air intake | boiler or furnace with electrically or thermally activated shut off damper installed on either the exhaust flue or combustion air intake | boiler or furnace with electrically or thermally activated shut off damper installed on either the exhaust flue or combustion air intake | boiler or furnace with electrically or thermally activated shut off damper installed on either the exhaust flue or combustion air intake | boiler or furnace with electrically or thermally activated shut off damper installed on either the exhaust flue or combustion air intake | boiler or furnace with electrically or thermally activated shut off damper installed on either the exhaust flue or combustion air intake | boiler or furnace with electrically or thermally activated shut off damper installed on either the exhaust flue or combustion air intake | boiler or furnace with electrically or thermally activated shut off damper installed on either the exhaust flue or combustion air intake | boiler or furnace with electrically or thermally activated shut off damper installed on either the exhaust flue or combustion air intake | boiler or furnace with electrically or thermally activated shut off damper installed on either the exhaust flue or combustion air intake | boiler or furnace with electrically or thermally activated shut off damper installed on either the exhaust flue or combustion air intake | boiler or furnace with electrically or thermally activated shut off damper installed on either the exhaust flue or combustion air intake | boiler or furnace with electrically or thermally activated shut off damper installed on either the exhaust flue or combustion air intake | boiler or furnace with electrically or thermally activated shut off damper installed on either the exhaust flue or combustion air intake | boiler or furnace with electrically or thermally activated shut off damper installed on either the exhaust flue or combustion air intake | 2242.39 | 2242.39 | 2242.39 | 2242.39 | 2242.39 | 2242.39 | 2242.39 | 2242.39 | 2242.39 | 2242.39 | 2242.39 | 2242.39 | 2242.39 | 2242.39 | 2242.39 | 2242.39 | 2242.39 | 2242.39 | 2242.39 | 2242.39 | 2242.39 | 2242.39 | 2242.39 | 2242.39 | 2242.39 | 2242.39 | 2242.39 | 2242.39 | 0 | 0 | 0 | 0 | 0 | 0 | 0 | 0 | 0 | 0 | 0 | 0 | 0 | 0 | 0 | 0 | 0 | 0 | 0 | 0 | 0 | 0 | 0 | 0 | 0 | 0 | 0 | 0 | 0 | 0 | 0 | 0 | 0 | 0 | 0 | 0 | 0 | 0 | 0 | 0 | 0 | 0 | 0 | 0 | 0 | 0 | 0 | 0 | 0 | 0 | 0 | 0 | 0 | 0 | 0 | 0 | 0 | 0 | 0 | 0 | 0 | 0 | 0 | 0 | 0 | 0 | 0 | 0 | 0 | 0 | 0 | 0 | 0 | 0 | 0 | 0 | 0 | 0 | 0 | 0 | 0 | 0 | 0 | 0 | 0 | 0 | 0 | 0 | 0 | 0 | 0 | 0 | 0 | 0 | 0 | 0 | 0 | 0 | 0 | 0 | 0 | 0 | 0 | 0 | 0 | 0 | 0 | 0 | 0 | 0 | 0 | 0 | 0 | 0
Gas Boiler - Burner Control Optimization_Office_New_Linkageless/parallel positioning controls with oxygen trim for burner combustion control. | Gas Boiler - Burner Control Optimization_Office_New | Gas Boiler - Burner Control Optimization_Commercial_New_Single point positioning for burner combustion control_Linkageless/parallel positioning controls with oxygen trim for burner combustion control. | Commercial | Office | New | Space Heating | Natural Gas | Gas Boiler - Burner Control Optimization | NEQ | Single point positioning for burner combustion control | 20 | 20 | 20 | 175.8766 | 0 | 0 | 0.05 | 0.85 | Retro5Med | 8.35569166605469E-06 | TBD | A | WCM71 | 0.7 | 0.42 | perbldg | 0.0321 | 0 | 0 | 0 | 0 | IL TRM v12 - 4.4.21 Linkageless Boiler Controls for Space Heating - CI-HVC-LBC-V06-220101 ¦ IL TRM v12 - 4.4.22 Oxygen Trim Controls for Space Heating Boilers - CI-HVC-O2TC-V02-220101 | IL TRM v12 - 4.4.22 Oxygen Trim Controls for Space Heating Boilers - CI-HVC-O2TC-V02-220101 | IL TRM v12 - 4.4.21 Linkageless Boiler Controls for Space Heating - CI-HVC-LBC-V06-220101 ¦ IL TRM v12 - 4.4.22 Oxygen Trim Controls for Space Heating Boilers - CI-HVC-O2TC-V02-220101 | 0 | 0 | 29888.108 | Single point positioning for burner combustion control | Single point positioning for burner combustion control | Single point positioning for burner combustion control | Single point positioning for burner combustion control | Single point positioning for burner combustion control | Single point positioning for burner combustion control | Single point positioning for burner combustion control | Single point positioning for burner combustion control | Single point positioning for burner combustion control | Single point positioning for burner combustion control | Single point positioning for burner combustion control | Single point positioning for burner combustion control | Single point positioning for burner combustion control | Single point positioning for burner combustion control | Single point positioning for burner combustion control | Single point positioning for burner combustion control | Single point positioning for burner combustion control | Single point positioning for burner combustion control | Single point positioning for burner combustion control | Single point positioning for burner combustion control | Single point positioning for burner combustion control | Single point positioning for burner combustion control | Single point positioning for burner combustion control | Single point positioning for burner combustion control | Single point positioning for burner combustion control | Single point positioning for burner combustion control | Single point positioning for burner combustion control | Single point positioning for burner combustion control | 0 | 0 | 0 | 0 | 0 | 0 | 0 | 0 | 0 | 0 | 0 | 0 | 0 | 0 | 0 | 0 | 0 | 0 | 0 | 0 | 0 | 0 | 0 | 0 | 0 | 0 | 0 | 0 | 0 | 0 | 0 | 0 | 0 | 0 | 0 | 0 | 0 | 0 | 0 | 0 | 0 | 0 | 0 | 0 | 0 | 0 | 0 | 0 | 0 | 0 | 0 | 0 | 0 | 0 | 0 | 0 | 0 | 0 | 0 | 0 | 0 | 0 | 0 | 0 | 0 | 0 | 0 | 0 | 0 | 0 | 0 | 0 | 0 | 0 | 0 | 0 | 0 | 0 | 0 | 0 | 0 | 0 | 0 | 0 | 0 | 0 | 0 | 0 | 0 | 0 | 0 | 0 | 0 | 0 | 0 | 0 | 0 | 0 | 0 | 0 | 0 | 0 | 0 | 0 | 0 | 0 | 0 | 0 | 0 | 0 | 0 | 0 | Linkageless/parallel positioning controls with oxygen trim for burner combustion control. | Linkageless/parallel positioning controls with oxygen trim for burner combustion control. | Linkageless/parallel positioning controls with oxygen trim for burner combustion control. | Linkageless/parallel positioning controls with oxygen trim for burner combustion control. | Linkageless/parallel positioning controls with oxygen trim for burner combustion control. | Linkageless/parallel positioning controls with oxygen trim for burner combustion control. | Linkageless/parallel positioning controls with oxygen trim for burner combustion control. | Linkageless/parallel positioning controls with oxygen trim for burner combustion control. | Linkageless/parallel positioning controls with oxygen trim for burner combustion control. | Linkageless/parallel positioning controls with oxygen trim for burner combustion control. | Linkageless/parallel positioning controls with oxygen trim for burner combustion control. | Linkageless/parallel positioning controls with oxygen trim for burner combustion control. | Linkageless/parallel positioning controls with oxygen trim for burner combustion control. | Linkageless/parallel positioning controls with oxygen trim for burner combustion control. | Linkageless/parallel positioning controls with oxygen trim for burner combustion control. | Linkageless/parallel positioning controls with oxygen trim for burner combustion control. | Linkageless/parallel positioning controls with oxygen trim for burner combustion control. | Linkageless/parallel positioning controls with oxygen trim for burner combustion control. | Linkageless/parallel positioning controls with oxygen trim for burner combustion control. | Linkageless/parallel positioning controls with oxygen trim for burner combustion control. | Linkageless/parallel positioning controls with oxygen trim for burner combustion control. | Linkageless/parallel positioning controls with oxygen trim for burner combustion control. | Linkageless/parallel positioning controls with oxygen trim for burner combustion control. | Linkageless/parallel positioning controls with oxygen trim for burner combustion control. | Linkageless/parallel positioning controls with oxygen trim for burner combustion control. | Linkageless/parallel positioning controls with oxygen trim for burner combustion control. | Linkageless/parallel positioning controls with oxygen trim for burner combustion control. | Linkageless/parallel positioning controls with oxygen trim for burner combustion control. | 29888.108 | 29888.108 | 29888.108 | 29888.108 | 29888.108 | 29888.108 | 29888.108 | 29888.108 | 29888.108 | 29888.108 | 29888.108 | 29888.108 | 29888.108 | 29888.108 | 29888.108 | 29888.108 | 29888.108 | 29888.108 | 29888.108 | 29888.108 | 29888.108 | 29888.108 | 29888.108 | 29888.108 | 29888.108 | 29888.108 | 29888.108 | 29888.108 | 175.8766 | 175.8766 | 175.8766 | 175.8766 | 175.8766 | 175.8766 | 175.8766 | 175.8766 | 175.8766 | 175.8766 | 175.8766 | 175.8766 | 175.8766 | 175.8766 | 175.8766 | 175.8766 | 175.8766 | 175.8766 | 175.8766 | 175.8766 | 175.8766 | 175.8766 | 175.8766 | 175.8766 | 175.8766 | 175.8766 | 175.8766 | 175.8766 | 0 | 0 | 0 | 0 | 0 | 0 | 0 | 0 | 0 | 0 | 0 | 0 | 0 | 0 | 0 | 0 | 0 | 0 | 0 | 0 | 0 | 0 | 0 | 0 | 0 | 0 | 0 | 0 | 0 | 0 | 0 | 0 | 0 | 0 | 0 | 0 | 0 | 0 | 0 | 0 | 0 | 0 | 0 | 0 | 0 | 0 | 0 | 0 | 0 | 0 | 0 | 0 | 0 | 0 | 0 | 0 | 0 | 0 | 0 | 0 | 0 | 0 | 0 | 0 | 0 | 0 | 0 | 0 | 0 | 0 | 0 | 0 | 0 | 0 | 0 | 0 | 0 | 0 | 0 | 0 | 0 | 0 | 0 | 0 | 0 | 0 | 0 | 0 | 0 | 0 | 0 | 0 | 0 | 0 | 0 | 0 | 0 | 0 | 0 | 0 | 0 | 0 | 0 | 0 | 0 | 0 | 0 | 0 | 0 | 0 | 0 | 0 | Linkageless/parallel positioning controls with oxygen trim for burner combustion control. | Linkageless/parallel positioning controls with oxygen trim for burner combustion control. | Linkageless/parallel positioning controls with oxygen trim for burner combustion control. | Linkageless/parallel positioning controls with oxygen trim for burner combustion control. | Linkageless/parallel positioning controls with oxygen trim for burner combustion control. | Linkageless/parallel positioning controls with oxygen trim for burner combustion control. | Linkageless/parallel positioning controls with oxygen trim for burner combustion control. | Linkageless/parallel positioning controls with oxygen trim for burner combustion control. | Linkageless/parallel positioning controls with oxygen trim for burner combustion control. | Linkageless/parallel positioning controls with oxygen trim for burner combustion control. | Linkageless/parallel positioning controls with oxygen trim for burner combustion control. | Linkageless/parallel positioning controls with oxygen trim for burner combustion control. | Linkageless/parallel positioning controls with oxygen trim for burner combustion control. | Linkageless/parallel positioning controls with oxygen trim for burner combustion control. | Linkageless/parallel positioning controls with oxygen trim for burner combustion control. | Linkageless/parallel positioning controls with oxygen trim for burner combustion control. | Linkageless/parallel positioning controls with oxygen trim for burner combustion control. | Linkageless/parallel positioning controls with oxygen trim for burner combustion control. | Linkageless/parallel positioning controls with oxygen trim for burner combustion control. | Linkageless/parallel positioning controls with oxygen trim for burner combustion control. | Linkageless/parallel positioning controls with oxygen trim for burner combustion control. | Linkageless/parallel positioning controls with oxygen trim for burner combustion control. | Linkageless/parallel positioning controls with oxygen trim for burner combustion control. | Linkageless/parallel positioning controls with oxygen trim for burner combustion control. | Linkageless/parallel positioning controls with oxygen trim for burner combustion control. | Linkageless/parallel positioning controls with oxygen trim for burner combustion control. | Linkageless/parallel positioning controls with oxygen trim for burner combustion control. | Linkageless/parallel positioning controls with oxygen trim for burner combustion control. | 29888.108 | 29888.108 | 29888.108 | 29888.108 | 29888.108 | 29888.108 | 29888.108 | 29888.108 | 29888.108 | 29888.108 | 29888.108 | 29888.108 | 29888.108 | 29888.108 | 29888.108 | 29888.108 | 29888.108 | 29888.108 | 29888.108 | 29888.108 | 29888.108 | 29888.108 | 29888.108 | 29888.108 | 29888.108 | 29888.108 | 29888.108 | 29888.108 | 175.8766 | 175.8766 | 175.8766 | 175.8766 | 175.8766 | 175.8766 | 175.8766 | 175.8766 | 175.8766 | 175.8766 | 175.8766 | 175.8766 | 175.8766 | 175.8766 | 175.8766 | 175.8766 | 175.8766 | 175.8766 | 175.8766 | 175.8766 | 175.8766 | 175.8766 | 175.8766 | 175.8766 | 175.8766 | 175.8766 | 175.8766 | 175.8766 | 0 | 0 | 0 | 0 | 0 | 0 | 0 | 0 | 0 | 0 | 0 | 0 | 0 | 0 | 0 | 0 | 0 | 0 | 0 | 0 | 0 | 0 | 0 | 0 | 0 | 0 | 0 | 0 | 0 | 0 | 0 | 0 | 0 | 0 | 0 | 0 | 0 | 0 | 0 | 0 | 0 | 0 | 0 | 0 | 0 | 0 | 0 | 0 | 0 | 0 | 0 | 0 | 0 | 0 | 0 | 0 | 0 | 0 | 0 | 0 | 0 | 0 | 0 | 0 | 0 | 0 | 0 | 0 | 0 | 0 | 0 | 0 | 0 | 0 | 0 | 0 | 0 | 0 | 0 | 0 | 0 | 0 | 0 | 0 | 0 | 0
Gas Boiler - Insulate Hot Water Lines_Office_New_Not Applicable Segment or Vintage | Gas Boiler - Insulate Hot Water Lines_Office_New | Gas Boiler - Insulate Hot Water Lines_Commercial_New_Not Applicable Segment or Vintage_Not Applicable Segment or Vintage | Commercial | Office | New | Space Heating | Natural Gas | Gas Boiler - Insulate Hot Water Lines | NEQ | Not Applicable Segment or Vintage | 11 | 11 | 11 | 0 | 0 | 0 | 0 | 0 | Retro5Med | 8.35569166605469E-06 | TBD | A | WCM78 | 0.7 | 0.42 | sqft | 0.0321 | 0 | 0 | 0 | 0 | Not Applicable Segment or Vintage | Not Applicable Segment or Vintage | Not Applicable Segment or Vintage | 0 | 0 | 0 | Not Applicable Segment or Vintage | Not Applicable Segment or Vintage | Not Applicable Segment or Vintage | Not Applicable Segment or Vintage | Not Applicable Segment or Vintage | Not Applicable Segment or Vintage | Not Applicable Segment or Vintage | Not Applicable Segment or Vintage | Not Applicable Segment or Vintage | Not Applicable Segment or Vintage | Not Applicable Segment or Vintage | Not Applicable Segment or Vintage | Not Applicable Segment or Vintage | Not Applicable Segment or Vintage | Not Applicable Segment or Vintage | Not Applicable Segment or Vintage | Not Applicable Segment or Vintage | Not Applicable Segment or Vintage | Not Applicable Segment or Vintage | Not Applicable Segment or Vintage | Not Applicable Segment or Vintage | Not Applicable Segment or Vintage | Not Applicable Segment or Vintage | Not Applicable Segment or Vintage | Not Applicable Segment or Vintage | Not Applicable Segment or Vintage | Not Applicable Segment or Vintage | Not Applicable Segment or Vintage | 0 | 0 | 0 | 0 | 0 | 0 | 0 | 0 | 0 | 0 | 0 | 0 | 0 | 0 | 0 | 0 | 0 | 0 | 0 | 0 | 0 | 0 | 0 | 0 | 0 | 0 | 0 | 0 | 0 | 0 | 0 | 0 | 0 | 0 | 0 | 0 | 0 | 0 | 0 | 0 | 0 | 0 | 0 | 0 | 0 | 0 | 0 | 0 | 0 | 0 | 0 | 0 | 0 | 0 | 0 | 0 | 0 | 0 | 0 | 0 | 0 | 0 | 0 | 0 | 0 | 0 | 0 | 0 | 0 | 0 | 0 | 0 | 0 | 0 | 0 | 0 | 0 | 0 | 0 | 0 | 0 | 0 | 0 | 0 | 0 | 0 | 0 | 0 | 0 | 0 | 0 | 0 | 0 | 0 | 0 | 0 | 0 | 0 | 0 | 0 | 0 | 0 | 0 | 0 | 0 | 0 | 0 | 0 | 0 | 0 | 0 | 0 | Not Applicable Segment or Vintage | Not Applicable Segment or Vintage | Not Applicable Segment or Vintage | Not Applicable Segment or Vintage | Not Applicable Segment or Vintage | Not Applicable Segment or Vintage | Not Applicable Segment or Vintage | Not Applicable Segment or Vintage | Not Applicable Segment or Vintage | Not Applicable Segment or Vintage | Not Applicable Segment or Vintage | Not Applicable Segment or Vintage | Not Applicable Segment or Vintage | Not Applicable Segment or Vintage | Not Applicable Segment or Vintage | Not Applicable Segment or Vintage | Not Applicable Segment or Vintage | Not Applicable Segment or Vintage | Not Applicable Segment or Vintage | Not Applicable Segment or Vintage | Not Applicable Segment or Vintage | Not Applicable Segment or Vintage | Not Applicable Segment or Vintage | Not Applicable Segment or Vintage | Not Applicable Segment or Vintage | Not Applicable Segment or Vintage | Not Applicable Segment or Vintage | Not Applicable Segment or Vintage | 0 | 0 | 0 | 0 | 0 | 0 | 0 | 0 | 0 | 0 | 0 | 0 | 0 | 0 | 0 | 0 | 0 | 0 | 0 | 0 | 0 | 0 | 0 | 0 | 0 | 0 | 0 | 0 | 0 | 0 | 0 | 0 | 0 | 0 | 0 | 0 | 0 | 0 | 0 | 0 | 0 | 0 | 0 | 0 | 0 | 0 | 0 | 0 | 0 | 0 | 0 | 0 | 0 | 0 | 0 | 0 | 0 | 0 | 0 | 0 | 0 | 0 | 0 | 0 | 0 | 0 | 0 | 0 | 0 | 0 | 0 | 0 | 0 | 0 | 0 | 0 | 0 | 0 | 0 | 0 | 0 | 0 | 0 | 0 | 0 | 0 | 0 | 0 | 0 | 0 | 0 | 0 | 0 | 0 | 0 | 0 | 0 | 0 | 0 | 0 | 0 | 0 | 0 | 0 | 0 | 0 | 0 | 0 | 0 | 0 | 0 | 0 | 0 | 0 | 0 | 0 | 0 | 0 | 0 | 0 | 0 | 0 | 0 | 0 | 0 | 0 | 0 | 0 | 0 | 0 | 0 | 0 | 0 | 0 | 0 | 0 | 0 | 0 | 0 | 0 | 0 | 0 | 0 | 0 | 0 | 0 | 0 | 0 | 0 | 0 | 0 | 0 | 0 | 0 | 0 | 0 | 0 | 0 | 0 | 0 | 0 | 0 | 0 | 0 | 0 | 0 | 0 | 0 | Not Applicable Segment or Vintage | Not Applicable Segment or Vintage | Not Applicable Segment or Vintage | Not Applicable Segment or Vintage | Not Applicable Segment or Vintage | Not Applicable Segment or Vintage | Not Applicable Segment or Vintage | Not Applicable Segment or Vintage | Not Applicable Segment or Vintage | Not Applicable Segment or Vintage | Not Applicable Segment or Vintage | Not Applicable Segment or Vintage | Not Applicable Segment or Vintage | Not Applicable Segment or Vintage | Not Applicable Segment or Vintage | Not Applicable Segment or Vintage | Not Applicable Segment or Vintage | Not Applicable Segment or Vintage | Not Applicable Segment or Vintage | Not Applicable Segment or Vintage | Not Applicable Segment or Vintage | Not Applicable Segment or Vintage | Not Applicable Segment or Vintage | Not Applicable Segment or Vintage | Not Applicable Segment or Vintage | Not Applicable Segment or Vintage | Not Applicable Segment or Vintage | Not Applicable Segment or Vintage | 0 | 0 | 0 | 0 | 0 | 0 | 0 | 0 | 0 | 0 | 0 | 0 | 0 | 0 | 0 | 0 | 0 | 0 | 0 | 0 | 0 | 0 | 0 | 0 | 0 | 0 | 0 | 0 | 0 | 0 | 0 | 0 | 0 | 0 | 0 | 0 | 0 | 0 | 0 | 0 | 0 | 0 | 0 | 0 | 0 | 0 | 0 | 0 | 0 | 0 | 0 | 0 | 0 | 0 | 0 | 0 | 0 | 0 | 0 | 0 | 0 | 0 | 0 | 0 | 0 | 0 | 0 | 0 | 0 | 0 | 0 | 0 | 0 | 0 | 0 | 0 | 0 | 0 | 0 | 0 | 0 | 0 | 0 | 0 | 0 | 0 | 0 | 0 | 0 | 0 | 0 | 0 | 0 | 0 | 0 | 0 | 0 | 0 | 0 | 0 | 0 | 0 | 0 | 0 | 0 | 0 | 0 | 0 | 0 | 0 | 0 | 0 | 0 | 0 | 0 | 0 | 0 | 0 | 0 | 0 | 0 | 0 | 0 | 0 | 0 | 0 | 0 | 0 | 0 | 0 | 0 | 0 | 0 | 0 | 0 | 0 | 0 | 0 | 0 | 0 | 0 | 0
Connected Thermostat - ENERGY STAR (1.0)_Office_New_Thermostat with capability to establish a schedule | Connected Thermostat - ENERGY STAR (1.0)_Office_New | Connected Thermostat - ENERGY STAR (1.0)_Commercial_New_Manual or programmable thermostat_Thermostat with capability to establish a schedule | Commercial | Office | New | Space Heating | Natural Gas | Connected Thermostat - ENERGY STAR (1.0) | NEQ | Manual or programmable thermostat | 5 | 5 | 5 | 0 | 0 | 0 | 0.044199 | 0.95044 | Retro5Med | 8.35569166605469E-06 | TBD | A | WCM80 | 0.7 | 0.42 | tonCool | 0.0321 | 0 | 0 | 0 | 0 | RTF Wkbk - ComConnectedThermostats_v2_1 | RTF Wkbk - ComConnectedThermostats_v2_1 | AEG BEST | 0 | 0 | 102.1619 | Manual or programmable thermostat | Manual or programmable thermostat | Manual or programmable thermostat | Manual or programmable thermostat | Manual or programmable thermostat | Manual or programmable thermostat | Manual or programmable thermostat | Manual or programmable thermostat | Manual or programmable thermostat | Manual or programmable thermostat | Manual or programmable thermostat | Manual or programmable thermostat | Manual or programmable thermostat | Manual or programmable thermostat | Manual or programmable thermostat | Manual or programmable thermostat | Manual or programmable thermostat | Manual or programmable thermostat | Manual or programmable thermostat | Manual or programmable thermostat | Manual or programmable thermostat | Manual or programmable thermostat | Manual or programmable thermostat | Manual or programmable thermostat | Manual or programmable thermostat | Manual or programmable thermostat | Manual or programmable thermostat | Manual or programmable thermostat | 0 | 0 | 0 | 0 | 0 | 0 | 0 | 0 | 0 | 0 | 0 | 0 | 0 | 0 | 0 | 0 | 0 | 0 | 0 | 0 | 0 | 0 | 0 | 0 | 0 | 0 | 0 | 0 | 0 | 0 | 0 | 0 | 0 | 0 | 0 | 0 | 0 | 0 | 0 | 0 | 0 | 0 | 0 | 0 | 0 | 0 | 0 | 0 | 0 | 0 | 0 | 0 | 0 | 0 | 0 | 0 | 0 | 0 | 0 | 0 | 0 | 0 | 0 | 0 | 0 | 0 | 0 | 0 | 0 | 0 | 0 | 0 | 0 | 0 | 0 | 0 | 0 | 0 | 0 | 0 | 0 | 0 | 0 | 0 | 0 | 0 | 0 | 0 | 0 | 0 | 0 | 0 | 0 | 0 | 0 | 0 | 0 | 0 | 0 | 0 | 0 | 0 | 0 | 0 | 0 | 0 | 0 | 0 | 0 | 0 | 0 | 0 | Thermostat with capability to establish a schedule | Thermostat with capability to establish a schedule | Thermostat with capability to establish a schedule | Thermostat with capability to establish a schedule | Thermostat with capability to establish a schedule | Thermostat with capability to establish a schedule | Thermostat with capability to establish a schedule | Thermostat with capability to establish a schedule | Thermostat with capability to establish a schedule | Thermostat with capability to establish a schedule | Thermostat with capability to establish a schedule | Thermostat with capability to establish a schedule | Thermostat with capability to establish a schedule | Thermostat with capability to establish a schedule | Thermostat with capability to establish a schedule | Thermostat with capability to establish a schedule | Thermostat with capability to establish a schedule | Thermostat with capability to establish a schedule | Thermostat with capability to establish a schedule | Thermostat with capability to establish a schedule | Thermostat with capability to establish a schedule | Thermostat with capability to establish a schedule | Thermostat with capability to establish a schedule | Thermostat with capability to establish a schedule | Thermostat with capability to establish a schedule | Thermostat with capability to establish a schedule | Thermostat with capability to establish a schedule | Thermostat with capability to establish a schedule | 102.1619 | 102.1619 | 102.1619 | 102.1619 | 102.1619 | 102.1619 | 102.1619 | 102.1619 | 102.1619 | 102.1619 | 102.1619 | 102.1619 | 102.1619 | 102.1619 | 102.1619 | 102.1619 | 102.1619 | 102.1619 | 102.1619 | 102.1619 | 102.1619 | 102.1619 | 102.1619 | 102.1619 | 102.1619 | 102.1619 | 102.1619 | 102.1619 | 0 | 0 | 0 | 0 | 0 | 0 | 0 | 0 | 0 | 0 | 0 | 0 | 0 | 0 | 0 | 0 | 0 | 0 | 0 | 0 | 0 | 0 | 0 | 0 | 0 | 0 | 0 | 0 | 0 | 0 | 0 | 0 | 0 | 0 | 0 | 0 | 0 | 0 | 0 | 0 | 0 | 0 | 0 | 0 | 0 | 0 | 0 | 0 | 0 | 0 | 0 | 0 | 0 | 0 | 0 | 0 | 0 | 0 | 0 | 0 | 0 | 0 | 0 | 0 | 0 | 0 | 0 | 0 | 0 | 0 | 0 | 0 | 0 | 0 | 0 | 0 | 0 | 0 | 0 | 0 | 0 | 0 | 0 | 0 | 0 | 0 | 0 | 0 | 0 | 0 | 0 | 0 | 0 | 0 | 0 | 0 | 0 | 0 | 0 | 0 | 0 | 0 | 0 | 0 | 0 | 0 | 0 | 0 | 0 | 0 | 0 | 0 | 0 | 0 | 0 | 0 | 0 | 0 | 0 | 0 | 0 | 0 | 0 | 0 | 0 | 0 | 0 | 0 | 0 | 0 | 0 | 0 | 0 | 0 | 0 | 0 | 0 | 0 | 0 | 0 | Thermostat with capability to establish a schedule | Thermostat with capability to establish a schedule | Thermostat with capability to establish a schedule | Thermostat with capability to establish a schedule | Thermostat with capability to establish a schedule | Thermostat with capability to establish a schedule | Thermostat with capability to establish a schedule | Thermostat with capability to establish a schedule | Thermostat with capability to establish a schedule | Thermostat with capability to establish a schedule | Thermostat with capability to establish a schedule | Thermostat with capability to establish a schedule | Thermostat with capability to establish a schedule | Thermostat with capability to establish a schedule | Thermostat with capability to establish a schedule | Thermostat with capability to establish a schedule | Thermostat with capability to establish a schedule | Thermostat with capability to establish a schedule | Thermostat with capability to establish a schedule | Thermostat with capability to establish a schedule | Thermostat with capability to establish a schedule | Thermostat with capability to establish a schedule | Thermostat with capability to establish a schedule | Thermostat with capability to establish a schedule | Thermostat with capability to establish a schedule | Thermostat with capability to establish a schedule | Thermostat with capability to establish a schedule | Thermostat with capability to establish a schedule | 102.1619 | 102.1619 | 102.1619 | 102.1619 | 102.1619 | 102.1619 | 102.1619 | 102.1619 | 102.1619 | 102.1619 | 102.1619 | 102.1619 | 102.1619 | 102.1619 | 102.1619 | 102.1619 | 102.1619 | 102.1619 | 102.1619 | 102.1619 | 102.1619 | 102.1619 | 102.1619 | 102.1619 | 102.1619 | 102.1619 | 102.1619 | 102.1619 | 0 | 0 | 0 | 0 | 0 | 0 | 0 | 0 | 0 | 0 | 0 | 0 | 0 | 0 | 0 | 0 | 0 | 0 | 0 | 0 | 0 | 0 | 0 | 0 | 0 | 0 | 0 | 0 | 0 | 0 | 0 | 0 | 0 | 0 | 0 | 0 | 0 | 0 | 0 | 0 | 0 | 0 | 0 | 0 | 0 | 0 | 0 | 0 | 0 | 0 | 0 | 0 | 0 | 0 | 0 | 0 | 0 | 0 | 0 | 0 | 0 | 0 | 0 | 0 | 0 | 0 | 0 | 0 | 0 | 0 | 0 | 0 | 0 | 0 | 0 | 0 | 0 | 0 | 0 | 0 | 0 | 0 | 0 | 0 | 0 | 0 | 0 | 0 | 0 | 0 | 0 | 0 | 0 | 0 | 0 | 0 | 0 | 0 | 0 | 0 | 0 | 0 | 0 | 0 | 0 | 0 | 0 | 0 | 0 | 0 | 0 | 0 | 0 | 0
Gas Boiler - Maintenance_Office_New_Not Applicable Segment or Vintage | Gas Boiler - Maintenance_Office_New | Gas Boiler - Maintenance_Commercial_New_Not Applicable Segment or Vintage_Not Applicable Segment or Vintage | Commercial | Office | New | Space Heating | Natural Gas | Gas Boiler - Maintenance | NEQ | Not Applicable Segment or Vintage | 3 | 3 | 3 | 0 | 0 | 0 | 0 | 0 | Retro5Med | 8.35569166605469E-06 | TBD | A | WCM66 | 0.7 | 0.42 | sqft | 0.0321 | 0 | 0 | 0 | 0 | Not Applicable Segment or Vintage | Not Applicable Segment or Vintage | Not Applicable Segment or Vintage | 0 | 0 | 0 | Not Applicable Segment or Vintage | Not Applicable Segment or Vintage | Not Applicable Segment or Vintage | Not Applicable Segment or Vintage | Not Applicable Segment or Vintage | Not Applicable Segment or Vintage | Not Applicable Segment or Vintage | Not Applicable Segment or Vintage | Not Applicable Segment or Vintage | Not Applicable Segment or Vintage | Not Applicable Segment or Vintage | Not Applicable Segment or Vintage | Not Applicable Segment or Vintage | Not Applicable Segment or Vintage | Not Applicable Segment or Vintage | Not Applicable Segment or Vintage | Not Applicable Segment or Vintage | Not Applicable Segment or Vintage | Not Applicable Segment or Vintage | Not Applicable Segment or Vintage | Not Applicable Segment or Vintage | Not Applicable Segment or Vintage | Not Applicable Segment or Vintage | Not Applicable Segment or Vintage | Not Applicable Segment or Vintage | Not Applicable Segment or Vintage | Not Applicable Segment or Vintage | Not Applicable Segment or Vintage | 0 | 0 | 0 | 0 | 0 | 0 | 0 | 0 | 0 | 0 | 0 | 0 | 0 | 0 | 0 | 0 | 0 | 0 | 0 | 0 | 0 | 0 | 0 | 0 | 0 | 0 | 0 | 0 | 0 | 0 | 0 | 0 | 0 | 0 | 0 | 0 | 0 | 0 | 0 | 0 | 0 | 0 | 0 | 0 | 0 | 0 | 0 | 0 | 0 | 0 | 0 | 0 | 0 | 0 | 0 | 0 | 0 | 0 | 0 | 0 | 0 | 0 | 0 | 0 | 0 | 0 | 0 | 0 | 0 | 0 | 0 | 0 | 0 | 0 | 0 | 0 | 0 | 0 | 0 | 0 | 0 | 0 | 0 | 0 | 0 | 0 | 0 | 0 | 0 | 0 | 0 | 0 | 0 | 0 | 0 | 0 | 0 | 0 | 0 | 0 | 0 | 0 | 0 | 0 | 0 | 0 | 0 | 0 | 0 | 0 | 0 | 0 | Not Applicable Segment or Vintage | Not Applicable Segment or Vintage | Not Applicable Segment or Vintage | Not Applicable Segment or Vintage | Not Applicable Segment or Vintage | Not Applicable Segment or Vintage | Not Applicable Segment or Vintage | Not Applicable Segment or Vintage | Not Applicable Segment or Vintage | Not Applicable Segment or Vintage | Not Applicable Segment or Vintage | Not Applicable Segment or Vintage | Not Applicable Segment or Vintage | Not Applicable Segment or Vintage | Not Applicable Segment or Vintage | Not Applicable Segment or Vintage | Not Applicable Segment or Vintage | Not Applicable Segment or Vintage | Not Applicable Segment or Vintage | Not Applicable Segment or Vintage | Not Applicable Segment or Vintage | Not Applicable Segment or Vintage | Not Applicable Segment or Vintage | Not Applicable Segment or Vintage | Not Applicable Segment or Vintage | Not Applicable Segment or Vintage | Not Applicable Segment or Vintage | Not Applicable Segment or Vintage | 0 | 0 | 0 | 0 | 0 | 0 | 0 | 0 | 0 | 0 | 0 | 0 | 0 | 0 | 0 | 0 | 0 | 0 | 0 | 0 | 0 | 0 | 0 | 0 | 0 | 0 | 0 | 0 | 0 | 0 | 0 | 0 | 0 | 0 | 0 | 0 | 0 | 0 | 0 | 0 | 0 | 0 | 0 | 0 | 0 | 0 | 0 | 0 | 0 | 0 | 0 | 0 | 0 | 0 | 0 | 0 | 0 | 0 | 0 | 0 | 0 | 0 | 0 | 0 | 0 | 0 | 0 | 0 | 0 | 0 | 0 | 0 | 0 | 0 | 0 | 0 | 0 | 0 | 0 | 0 | 0 | 0 | 0 | 0 | 0 | 0 | 0 | 0 | 0 | 0 | 0 | 0 | 0 | 0 | 0 | 0 | 0 | 0 | 0 | 0 | 0 | 0 | 0 | 0 | 0 | 0 | 0 | 0 | 0 | 0 | 0 | 0 | 0 | 0 | 0 | 0 | 0 | 0 | 0 | 0 | 0 | 0 | 0 | 0 | 0 | 0 | 0 | 0 | 0 | 0 | 0 | 0 | 0 | 0 | 0 | 0 | 0 | 0 | 0 | 0 | 0 | 0 | 0 | 0 | 0 | 0 | 0 | 0 | 0 | 0 | 0 | 0 | 0 | 0 | 0 | 0 | 0 | 0 | 0 | 0 | 0 | 0 | 0 | 0 | 0 | 0 | 0 | 0 | Not Applicable Segment or Vintage | Not Applicable Segment or Vintage | Not Applicable Segment or Vintage | Not Applicable Segment or Vintage | Not Applicable Segment or Vintage | Not Applicable Segment or Vintage | Not Applicable Segment or Vintage | Not Applicable Segment or Vintage | Not Applicable Segment or Vintage | Not Applicable Segment or Vintage | Not Applicable Segment or Vintage | Not Applicable Segment or Vintage | Not Applicable Segment or Vintage | Not Applicable Segment or Vintage | Not Applicable Segment or Vintage | Not Applicable Segment or Vintage | Not Applicable Segment or Vintage | Not Applicable Segment or Vintage | Not Applicable Segment or Vintage | Not Applicable Segment or Vintage | Not Applicable Segment or Vintage | Not Applicable Segment or Vintage | Not Applicable Segment or Vintage | Not Applicable Segment or Vintage | Not Applicable Segment or Vintage | Not Applicable Segment or Vintage | Not Applicable Segment or Vintage | Not Applicable Segment or Vintage | 0 | 0 | 0 | 0 | 0 | 0 | 0 | 0 | 0 | 0 | 0 | 0 | 0 | 0 | 0 | 0 | 0 | 0 | 0 | 0 | 0 | 0 | 0 | 0 | 0 | 0 | 0 | 0 | 0 | 0 | 0 | 0 | 0 | 0 | 0 | 0 | 0 | 0 | 0 | 0 | 0 | 0 | 0 | 0 | 0 | 0 | 0 | 0 | 0 | 0 | 0 | 0 | 0 | 0 | 0 | 0 | 0 | 0 | 0 | 0 | 0 | 0 | 0 | 0 | 0 | 0 | 0 | 0 | 0 | 0 | 0 | 0 | 0 | 0 | 0 | 0 | 0 | 0 | 0 | 0 | 0 | 0 | 0 | 0 | 0 | 0 | 0 | 0 | 0 | 0 | 0 | 0 | 0 | 0 | 0 | 0 | 0 | 0 | 0 | 0 | 0 | 0 | 0 | 0 | 0 | 0 | 0 | 0 | 0 | 0 | 0 | 0 | 0 | 0 | 0 | 0 | 0 | 0 | 0 | 0 | 0 | 0 | 0 | 0 | 0 | 0 | 0 | 0 | 0 | 0 | 0 | 0 | 0 | 0 | 0 | 0 | 0 | 0 | 0 | 0 | 0 | 0
Gas Furnace - Maintenance_Office_New_Not Applicable Segment or Vintage | Gas Furnace - Maintenance_Office_New | Gas Furnace - Maintenance_Commercial_New_Not Applicable Segment or Vintage_Not Applicable Segment or Vintage | Commercial | Office | New | Space Heating | Natural Gas | Gas Furnace - Maintenance | NEQ | Not Applicable Segment or Vintage | 3 | 3 | 3 | 0 | 0 | 0 | 0 | 0 | Retro5Med | 8.35569166605469E-06 | TBD | A | WCM67 | 0.7 | 0.42 | sqft | 0.0321 | 0 | 0 | 0 | 0 | Not Applicable Segment or Vintage | Not Applicable Segment or Vintage | Not Applicable Segment or Vintage | 0 | 0 | 0 | Not Applicable Segment or Vintage | Not Applicable Segment or Vintage | Not Applicable Segment or Vintage | Not Applicable Segment or Vintage | Not Applicable Segment or Vintage | Not Applicable Segment or Vintage | Not Applicable Segment or Vintage | Not Applicable Segment or Vintage | Not Applicable Segment or Vintage | Not Applicable Segment or Vintage | Not Applicable Segment or Vintage | Not Applicable Segment or Vintage | Not Applicable Segment or Vintage | Not Applicable Segment or Vintage | Not Applicable Segment or Vintage | Not Applicable Segment or Vintage | Not Applicable Segment or Vintage | Not Applicable Segment or Vintage | Not Applicable Segment or Vintage | Not Applicable Segment or Vintage | Not Applicable Segment or Vintage | Not Applicable Segment or Vintage | Not Applicable Segment or Vintage | Not Applicable Segment or Vintage | Not Applicable Segment or Vintage | Not Applicable Segment or Vintage | Not Applicable Segment or Vintage | Not Applicable Segment or Vintage | 0 | 0 | 0 | 0 | 0 | 0 | 0 | 0 | 0 | 0 | 0 | 0 | 0 | 0 | 0 | 0 | 0 | 0 | 0 | 0 | 0 | 0 | 0 | 0 | 0 | 0 | 0 | 0 | 0 | 0 | 0 | 0 | 0 | 0 | 0 | 0 | 0 | 0 | 0 | 0 | 0 | 0 | 0 | 0 | 0 | 0 | 0 | 0 | 0 | 0 | 0 | 0 | 0 | 0 | 0 | 0 | 0 | 0 | 0 | 0 | 0 | 0 | 0 | 0 | 0 | 0 | 0 | 0 | 0 | 0 | 0 | 0 | 0 | 0 | 0 | 0 | 0 | 0 | 0 | 0 | 0 | 0 | 0 | 0 | 0 | 0 | 0 | 0 | 0 | 0 | 0 | 0 | 0 | 0 | 0 | 0 | 0 | 0 | 0 | 0 | 0 | 0 | 0 | 0 | 0 | 0 | 0 | 0 | 0 | 0 | 0 | 0 | Not Applicable Segment or Vintage | Not Applicable Segment or Vintage | Not Applicable Segment or Vintage | Not Applicable Segment or Vintage | Not Applicable Segment or Vintage | Not Applicable Segment or Vintage | Not Applicable Segment or Vintage | Not Applicable Segment or Vintage | Not Applicable Segment or Vintage | Not Applicable Segment or Vintage | Not Applicable Segment or Vintage | Not Applicable Segment or Vintage | Not Applicable Segment or Vintage | Not Applicable Segment or Vintage | Not Applicable Segment or Vintage | Not Applicable Segment or Vintage | Not Applicable Segment or Vintage | Not Applicable Segment or Vintage | Not Applicable Segment or Vintage | Not Applicable Segment or Vintage | Not Applicable Segment or Vintage | Not Applicable Segment or Vintage | Not Applicable Segment or Vintage | Not Applicable Segment or Vintage | Not Applicable Segment or Vintage | Not Applicable Segment or Vintage | Not Applicable Segment or Vintage | Not Applicable Segment or Vintage | 0 | 0 | 0 | 0 | 0 | 0 | 0 | 0 | 0 | 0 | 0 | 0 | 0 | 0 | 0 | 0 | 0 | 0 | 0 | 0 | 0 | 0 | 0 | 0 | 0 | 0 | 0 | 0 | 0 | 0 | 0 | 0 | 0 | 0 | 0 | 0 | 0 | 0 | 0 | 0 | 0 | 0 | 0 | 0 | 0 | 0 | 0 | 0 | 0 | 0 | 0 | 0 | 0 | 0 | 0 | 0 | 0 | 0 | 0 | 0 | 0 | 0 | 0 | 0 | 0 | 0 | 0 | 0 | 0 | 0 | 0 | 0 | 0 | 0 | 0 | 0 | 0 | 0 | 0 | 0 | 0 | 0 | 0 | 0 | 0 | 0 | 0 | 0 | 0 | 0 | 0 | 0 | 0 | 0 | 0 | 0 | 0 | 0 | 0 | 0 | 0 | 0 | 0 | 0 | 0 | 0 | 0 | 0 | 0 | 0 | 0 | 0 | 0 | 0 | 0 | 0 | 0 | 0 | 0 | 0 | 0 | 0 | 0 | 0 | 0 | 0 | 0 | 0 | 0 | 0 | 0 | 0 | 0 | 0 | 0 | 0 | 0 | 0 | 0 | 0 | 0 | 0 | 0 | 0 | 0 | 0 | 0 | 0 | 0 | 0 | 0 | 0 | 0 | 0 | 0 | 0 | 0 | 0 | 0 | 0 | 0 | 0 | 0 | 0 | 0 | 0 | 0 | 0 | Not Applicable Segment or Vintage | Not Applicable Segment or Vintage | Not Applicable Segment or Vintage | Not Applicable Segment or Vintage | Not Applicable Segment or Vintage | Not Applicable Segment or Vintage | Not Applicable Segment or Vintage | Not Applicable Segment or Vintage | Not Applicable Segment or Vintage | Not Applicable Segment or Vintage | Not Applicable Segment or Vintage | Not Applicable Segment or Vintage | Not Applicable Segment or Vintage | Not Applicable Segment or Vintage | Not Applicable Segment or Vintage | Not Applicable Segment or Vintage | Not Applicable Segment or Vintage | Not Applicable Segment or Vintage | Not Applicable Segment or Vintage | Not Applicable Segment or Vintage | Not Applicable Segment or Vintage | Not Applicable Segment or Vintage | Not Applicable Segment or Vintage | Not Applicable Segment or Vintage | Not Applicable Segment or Vintage | Not Applicable Segment or Vintage | Not Applicable Segment or Vintage | Not Applicable Segment or Vintage | 0 | 0 | 0 | 0 | 0 | 0 | 0 | 0 | 0 | 0 | 0 | 0 | 0 | 0 | 0 | 0 | 0 | 0 | 0 | 0 | 0 | 0 | 0 | 0 | 0 | 0 | 0 | 0 | 0 | 0 | 0 | 0 | 0 | 0 | 0 | 0 | 0 | 0 | 0 | 0 | 0 | 0 | 0 | 0 | 0 | 0 | 0 | 0 | 0 | 0 | 0 | 0 | 0 | 0 | 0 | 0 | 0 | 0 | 0 | 0 | 0 | 0 | 0 | 0 | 0 | 0 | 0 | 0 | 0 | 0 | 0 | 0 | 0 | 0 | 0 | 0 | 0 | 0 | 0 | 0 | 0 | 0 | 0 | 0 | 0 | 0 | 0 | 0 | 0 | 0 | 0 | 0 | 0 | 0 | 0 | 0 | 0 | 0 | 0 | 0 | 0 | 0 | 0 | 0 | 0 | 0 | 0 | 0 | 0 | 0 | 0 | 0 | 0 | 0 | 0 | 0 | 0 | 0 | 0 | 0 | 0 | 0 | 0 | 0 | 0 | 0 | 0 | 0 | 0 | 0 | 0 | 0 | 0 | 0 | 0 | 0 | 0 | 0 | 0 | 0 | 0 | 0
Gas Boiler - Thermostatic Radiator Valves_Office_New_TRV installed on an existing hydronic or steam heated radiator | Gas Boiler - Thermostatic Radiator Valves_Office_New | Gas Boiler - Thermostatic Radiator Valves_Commercial_New_existing hydronic or steam heated radiator without a TRV installed_TRV installed on an existing hydronic or steam heated radiator | Commercial | Office | New | Space Heating | Natural Gas | Gas Boiler - Thermostatic Radiator Valves | NEQ | existing hydronic or steam heated radiator without a TRV installed | 15 | 15 | 15 | 50 | 0 | 0 | 0 | 0.25 | Retro1Slow | 0.012666666666666666 | TBD | A | WCM75 | 0.7 | 0.42 | radiator | 0.0321 | 0 | 0 | 0 | 0 | IL TRM v12 - 5.3.19 - Thermostatic Radiator Valves - Provisional Measure - RS-HVC-TRVS-V01-210101 | AEG Market Research 2024 | IL TRM v12 - 5.3.19 - Thermostatic Radiator Valves - Provisional Measure - RS-HVC-TRVS-V01-210101 | 0 | 0 | 69.6607 | existing hydronic or steam heated radiator without a TRV installed | existing hydronic or steam heated radiator without a TRV installed | existing hydronic or steam heated radiator without a TRV installed | existing hydronic or steam heated radiator without a TRV installed | existing hydronic or steam heated radiator without a TRV installed | existing hydronic or steam heated radiator without a TRV installed | existing hydronic or steam heated radiator without a TRV installed | existing hydronic or steam heated radiator without a TRV installed | existing hydronic or steam heated radiator without a TRV installed | existing hydronic or steam heated radiator without a TRV installed | existing hydronic or steam heated radiator without a TRV installed | existing hydronic or steam heated radiator without a TRV installed | existing hydronic or steam heated radiator without a TRV installed | existing hydronic or steam heated radiator without a TRV installed | existing hydronic or steam heated radiator without a TRV installed | existing hydronic or steam heated radiator without a TRV installed | existing hydronic or steam heated radiator without a TRV installed | existing hydronic or steam heated radiator without a TRV installed | existing hydronic or steam heated radiator without a TRV installed | existing hydronic or steam heated radiator without a TRV installed | existing hydronic or steam heated radiator without a TRV installed | existing hydronic or steam heated radiator without a TRV installed | existing hydronic or steam heated radiator without a TRV installed | existing hydronic or steam heated radiator without a TRV installed | existing hydronic or steam heated radiator without a TRV installed | existing hydronic or steam heated radiator without a TRV installed | existing hydronic or steam heated radiator without a TRV installed | existing hydronic or steam heated radiator without a TRV installed | 0 | 0 | 0 | 0 | 0 | 0 | 0 | 0 | 0 | 0 | 0 | 0 | 0 | 0 | 0 | 0 | 0 | 0 | 0 | 0 | 0 | 0 | 0 | 0 | 0 | 0 | 0 | 0 | 0 | 0 | 0 | 0 | 0 | 0 | 0 | 0 | 0 | 0 | 0 | 0 | 0 | 0 | 0 | 0 | 0 | 0 | 0 | 0 | 0 | 0 | 0 | 0 | 0 | 0 | 0 | 0 | 0 | 0 | 0 | 0 | 0 | 0 | 0 | 0 | 0 | 0 | 0 | 0 | 0 | 0 | 0 | 0 | 0 | 0 | 0 | 0 | 0 | 0 | 0 | 0 | 0 | 0 | 0 | 0 | 0 | 0 | 0 | 0 | 0 | 0 | 0 | 0 | 0 | 0 | 0 | 0 | 0 | 0 | 0 | 0 | 0 | 0 | 0 | 0 | 0 | 0 | 0 | 0 | 0 | 0 | 0 | 0 | TRV installed on an existing hydronic or steam heated radiator | TRV installed on an existing hydronic or steam heated radiator | TRV installed on an existing hydronic or steam heated radiator | TRV installed on an existing hydronic or steam heated radiator | TRV installed on an existing hydronic or steam heated radiator | TRV installed on an existing hydronic or steam heated radiator | TRV installed on an existing hydronic or steam heated radiator | TRV installed on an existing hydronic or steam heated radiator | TRV installed on an existing hydronic or steam heated radiator | TRV installed on an existing hydronic or steam heated radiator | TRV installed on an existing hydronic or steam heated radiator | TRV installed on an existing hydronic or steam heated radiator | TRV installed on an existing hydronic or steam heated radiator | TRV installed on an existing hydronic or steam heated radiator | TRV installed on an existing hydronic or steam heated radiator | TRV installed on an existing hydronic or steam heated radiator | TRV installed on an existing hydronic or steam heated radiator | TRV installed on an existing hydronic or steam heated radiator | TRV installed on an existing hydronic or steam heated radiator | TRV installed on an existing hydronic or steam heated radiator | TRV installed on an existing hydronic or steam heated radiator | TRV installed on an existing hydronic or steam heated radiator | TRV installed on an existing hydronic or steam heated radiator | TRV installed on an existing hydronic or steam heated radiator | TRV installed on an existing hydronic or steam heated radiator | TRV installed on an existing hydronic or steam heated radiator | TRV installed on an existing hydronic or steam heated radiator | TRV installed on an existing hydronic or steam heated radiator | 69.6607 | 69.6607 | 69.6607 | 69.6607 | 69.6607 | 69.6607 | 69.6607 | 69.6607 | 69.6607 | 69.6607 | 69.6607 | 69.6607 | 69.6607 | 69.6607 | 69.6607 | 69.6607 | 69.6607 | 69.6607 | 69.6607 | 69.6607 | 69.6607 | 69.6607 | 69.6607 | 69.6607 | 69.6607 | 69.6607 | 69.6607 | 69.6607 | 50 | 50 | 50 | 50 | 50 | 50 | 50 | 50 | 50 | 50 | 50 | 50 | 50 | 50 | 50 | 50 | 50 | 50 | 50 | 50 | 50 | 50 | 50 | 50 | 50 | 50 | 50 | 50 | 0 | 0 | 0 | 0 | 0 | 0 | 0 | 0 | 0 | 0 | 0 | 0 | 0 | 0 | 0 | 0 | 0 | 0 | 0 | 0 | 0 | 0 | 0 | 0 | 0 | 0 | 0 | 0 | 0 | 0 | 0 | 0 | 0 | 0 | 0 | 0 | 0 | 0 | 0 | 0 | 0 | 0 | 0 | 0 | 0 | 0 | 0 | 0 | 0 | 0 | 0 | 0 | 0 | 0 | 0 | 0 | 0 | 0 | 0 | 0 | 0 | 0 | 0 | 0 | 0 | 0 | 0 | 0 | 0 | 0 | 0 | 0 | 0 | 0 | 0 | 0 | 0 | 0 | 0 | 0 | 0 | 0 | 0 | 0 | 0 | 0 | 0 | 0 | 0 | 0 | 0 | 0 | 0 | 0 | 0 | 0 | 0 | 0 | 0 | 0 | 0 | 0 | 0 | 0 | 0 | 0 | 0 | 0 | 0 | 0 | 0 | 0 | TRV installed on an existing hydronic or steam heated radiator | TRV installed on an existing hydronic or steam heated radiator | TRV installed on an existing hydronic or steam heated radiator | TRV installed on an existing hydronic or steam heated radiator | TRV installed on an existing hydronic or steam heated radiator | TRV installed on an existing hydronic or steam heated radiator | TRV installed on an existing hydronic or steam heated radiator | TRV installed on an existing hydronic or steam heated radiator | TRV installed on an existing hydronic or steam heated radiator | TRV installed on an existing hydronic or steam heated radiator | TRV installed on an existing hydronic or steam heated radiator | TRV installed on an existing hydronic or steam heated radiator | TRV installed on an existing hydronic or steam heated radiator | TRV installed on an existing hydronic or steam heated radiator | TRV installed on an existing hydronic or steam heated radiator | TRV installed on an existing hydronic or steam heated radiator | TRV installed on an existing hydronic or steam heated radiator | TRV installed on an existing hydronic or steam heated radiator | TRV installed on an existing hydronic or steam heated radiator | TRV installed on an existing hydronic or steam heated radiator | TRV installed on an existing hydronic or steam heated radiator | TRV installed on an existing hydronic or steam heated radiator | TRV installed on an existing hydronic or steam heated radiator | TRV installed on an existing hydronic or steam heated radiator | TRV installed on an existing hydronic or steam heated radiator | TRV installed on an existing hydronic or steam heated radiator | TRV installed on an existing hydronic or steam heated radiator | TRV installed on an existing hydronic or steam heated radiator | 69.6607 | 69.6607 | 69.6607 | 69.6607 | 69.6607 | 69.6607 | 69.6607 | 69.6607 | 69.6607 | 69.6607 | 69.6607 | 69.6607 | 69.6607 | 69.6607 | 69.6607 | 69.6607 | 69.6607 | 69.6607 | 69.6607 | 69.6607 | 69.6607 | 69.6607 | 69.6607 | 69.6607 | 69.6607 | 69.6607 | 69.6607 | 69.6607 | 50 | 50 | 50 | 50 | 50 | 50 | 50 | 50 | 50 | 50 | 50 | 50 | 50 | 50 | 50 | 50 | 50 | 50 | 50 | 50 | 50 | 50 | 50 | 50 | 50 | 50 | 50 | 50 | 0 | 0 | 0 | 0 | 0 | 0 | 0 | 0 | 0 | 0 | 0 | 0 | 0 | 0 | 0 | 0 | 0 | 0 | 0 | 0 | 0 | 0 | 0 | 0 | 0 | 0 | 0 | 0 | 0 | 0 | 0 | 0 | 0 | 0 | 0 | 0 | 0 | 0 | 0 | 0 | 0 | 0 | 0 | 0 | 0 | 0 | 0 | 0 | 0 | 0 | 0 | 0 | 0 | 0 | 0 | 0 | 0 | 0 | 0 | 0 | 0 | 0 | 0 | 0 | 0 | 0 | 0 | 0 | 0 | 0 | 0 | 0 | 0 | 0 | 0 | 0 | 0 | 0 | 0 | 0 | 0 | 0 | 0 | 0 | 0 | 0
HVAC - Energy Recovery Ventilator_Office_New_unitary equipment that incorporates energy recovery not required by the IECC 2012/2015/2018/2021 | HVAC - Energy Recovery Ventilator_Office_New | HVAC - Energy Recovery Ventilator_Commercial_New_unitary equipment not required by IECC 2012/2015/2018/2021 to incorporate energy recovery_unitary equipment that incorporates energy recovery not required by the IECC 2012/2015/2018/2021 | Commercial | Office | New | Space Heating | Natural Gas | HVAC - Energy Recovery Ventilator | NEQ | unitary equipment not required by IECC 2012/2015/2018/2021 to incorporate energy recovery | 15 | 15 | 15 | 0 | 0 | 0 | 0 | 0.1 | Retro1Slow | 0.012666666666666666 | TBD | A | WCM57 | 0.7 | 0.42 | CFM | 0.0321 | 0 | 0 | 0 | 0 | IL TRM v13 - 4.4.27 - Energy Recovery Ventilator - CI-HVC-ERVE-V07-250101 | IL TRM v13 - 4.4.27 - Energy Recovery Ventilator - CI-HVC-ERVE-V07-250101 | IL TRM v13 - 4.4.27 - Energy Recovery Ventilator - CI-HVC-ERVE-V07-250101 | 0 | 0 | 0.61453 | unitary equipment not required by IECC 2012/2015/2018/2021 to incorporate energy recovery | unitary equipment not required by IECC 2012/2015/2018/2021 to incorporate energy recovery | unitary equipment not required by IECC 2012/2015/2018/2021 to incorporate energy recovery | unitary equipment not required by IECC 2012/2015/2018/2021 to incorporate energy recovery | unitary equipment not required by IECC 2012/2015/2018/2021 to incorporate energy recovery | unitary equipment not required by IECC 2012/2015/2018/2021 to incorporate energy recovery | unitary equipment not required by IECC 2012/2015/2018/2021 to incorporate energy recovery | unitary equipment not required by IECC 2012/2015/2018/2021 to incorporate energy recovery | unitary equipment not required by IECC 2012/2015/2018/2021 to incorporate energy recovery | unitary equipment not required by IECC 2012/2015/2018/2021 to incorporate energy recovery | unitary equipment not required by IECC 2012/2015/2018/2021 to incorporate energy recovery | unitary equipment not required by IECC 2012/2015/2018/2021 to incorporate energy recovery | unitary equipment not required by IECC 2012/2015/2018/2021 to incorporate energy recovery | unitary equipment not required by IECC 2012/2015/2018/2021 to incorporate energy recovery | unitary equipment not required by IECC 2012/2015/2018/2021 to incorporate energy recovery | unitary equipment not required by IECC 2012/2015/2018/2021 to incorporate energy recovery | unitary equipment not required by IECC 2012/2015/2018/2021 to incorporate energy recovery | unitary equipment not required by IECC 2012/2015/2018/2021 to incorporate energy recovery | unitary equipment not required by IECC 2012/2015/2018/2021 to incorporate energy recovery | unitary equipment not required by IECC 2012/2015/2018/2021 to incorporate energy recovery | unitary equipment not required by IECC 2012/2015/2018/2021 to incorporate energy recovery | unitary equipment not required by IECC 2012/2015/2018/2021 to incorporate energy recovery | unitary equipment not required by IECC 2012/2015/2018/2021 to incorporate energy recovery | unitary equipment not required by IECC 2012/2015/2018/2021 to incorporate energy recovery | unitary equipment not required by IECC 2012/2015/2018/2021 to incorporate energy recovery | unitary equipment not required by IECC 2012/2015/2018/2021 to incorporate energy recovery | unitary equipment not required by IECC 2012/2015/2018/2021 to incorporate energy recovery | unitary equipment not required by IECC 2012/2015/2018/2021 to incorporate energy recovery | 0 | 0 | 0 | 0 | 0 | 0 | 0 | 0 | 0 | 0 | 0 | 0 | 0 | 0 | 0 | 0 | 0 | 0 | 0 | 0 | 0 | 0 | 0 | 0 | 0 | 0 | 0 | 0 | 0 | 0 | 0 | 0 | 0 | 0 | 0 | 0 | 0 | 0 | 0 | 0 | 0 | 0 | 0 | 0 | 0 | 0 | 0 | 0 | 0 | 0 | 0 | 0 | 0 | 0 | 0 | 0 | 0 | 0 | 0 | 0 | 0 | 0 | 0 | 0 | 0 | 0 | 0 | 0 | 0 | 0 | 0 | 0 | 0 | 0 | 0 | 0 | 0 | 0 | 0 | 0 | 0 | 0 | 0 | 0 | 0 | 0 | 0 | 0 | 0 | 0 | 0 | 0 | 0 | 0 | 0 | 0 | 0 | 0 | 0 | 0 | 0 | 0 | 0 | 0 | 0 | 0 | 0 | 0 | 0 | 0 | 0 | 0 | unitary equipment that incorporates energy recovery not required by the IECC 2012/2015/2018/2021 | unitary equipment that incorporates energy recovery not required by the IECC 2012/2015/2018/2021 | unitary equipment that incorporates energy recovery not required by the IECC 2012/2015/2018/2021 | unitary equipment that incorporates energy recovery not required by the IECC 2012/2015/2018/2021 | unitary equipment that incorporates energy recovery not required by the IECC 2012/2015/2018/2021 | unitary equipment that incorporates energy recovery not required by the IECC 2012/2015/2018/2021 | unitary equipment that incorporates energy recovery not required by the IECC 2012/2015/2018/2021 | unitary equipment that incorporates energy recovery not required by the IECC 2012/2015/2018/2021 | unitary equipment that incorporates energy recovery not required by the IECC 2012/2015/2018/2021 | unitary equipment that incorporates energy recovery not required by the IECC 2012/2015/2018/2021 | unitary equipment that incorporates energy recovery not required by the IECC 2012/2015/2018/2021 | unitary equipment that incorporates energy recovery not required by the IECC 2012/2015/2018/2021 | unitary equipment that incorporates energy recovery not required by the IECC 2012/2015/2018/2021 | unitary equipment that incorporates energy recovery not required by the IECC 2012/2015/2018/2021 | unitary equipment that incorporates energy recovery not required by the IECC 2012/2015/2018/2021 | unitary equipment that incorporates energy recovery not required by the IECC 2012/2015/2018/2021 | unitary equipment that incorporates energy recovery not required by the IECC 2012/2015/2018/2021 | unitary equipment that incorporates energy recovery not required by the IECC 2012/2015/2018/2021 | unitary equipment that incorporates energy recovery not required by the IECC 2012/2015/2018/2021 | unitary equipment that incorporates energy recovery not required by the IECC 2012/2015/2018/2021 | unitary equipment that incorporates energy recovery not required by the IECC 2012/2015/2018/2021 | unitary equipment that incorporates energy recovery not required by the IECC 2012/2015/2018/2021 | unitary equipment that incorporates energy recovery not required by the IECC 2012/2015/2018/2021 | unitary equipment that incorporates energy recovery not required by the IECC 2012/2015/2018/2021 | unitary equipment that incorporates energy recovery not required by the IECC 2012/2015/2018/2021 | unitary equipment that incorporates energy recovery not required by the IECC 2012/2015/2018/2021 | unitary equipment that incorporates energy recovery not required by the IECC 2012/2015/2018/2021 | unitary equipment that incorporates energy recovery not required by the IECC 2012/2015/2018/2021 | 0.6145 | 0.6145 | 0.6145 | 0.6145 | 0.6145 | 0.6145 | 0.6145 | 0.6145 | 0.6145 | 0.6145 | 0.6145 | 0.6145 | 0.6145 | 0.6145 | 0.6145 | 0.6145 | 0.6145 | 0.6145 | 0.6145 | 0.6145 | 0.6145 | 0.6145 | 0.6145 | 0.6145 | 0.6145 | 0.6145 | 0.6145 | 0.6145 | 0 | 0 | 0 | 0 | 0 | 0 | 0 | 0 | 0 | 0 | 0 | 0 | 0 | 0 | 0 | 0 | 0 | 0 | 0 | 0 | 0 | 0 | 0 | 0 | 0 | 0 | 0 | 0 | 0 | 0 | 0 | 0 | 0 | 0 | 0 | 0 | 0 | 0 | 0 | 0 | 0 | 0 | 0 | 0 | 0 | 0 | 0 | 0 | 0 | 0 | 0 | 0 | 0 | 0 | 0 | 0 | 0 | 0 | 0 | 0 | 0 | 0 | 0 | 0 | 0 | 0 | 0 | 0 | 0 | 0 | 0 | 0 | 0 | 0 | 0 | 0 | 0 | 0 | 0 | 0 | 0 | 0 | 0 | 0 | 0 | 0 | 0 | 0 | 0 | 0 | 0 | 0 | 0 | 0 | 0 | 0 | 0 | 0 | 0 | 0 | 0 | 0 | 0 | 0 | 0 | 0 | 0 | 0 | 0 | 0 | 0 | 0 | 0 | 0 | 0 | 0 | 0 | 0 | 0 | 0 | 0 | 0 | 0 | 0 | 0 | 0 | 0 | 0 | 0 | 0 | 0 | 0 | 0 | 0 | 0 | 0 | 0 | 0 | 0 | 0 | unitary equipment that incorporates energy recovery not required by the IECC 2012/2015/2018/2021 | unitary equipment that incorporates energy recovery not required by the IECC 2012/2015/2018/2021 | unitary equipment that incorporates energy recovery not required by the IECC 2012/2015/2018/2021 | unitary equipment that incorporates energy recovery not required by the IECC 2012/2015/2018/2021 | unitary equipment that incorporates energy recovery not required by the IECC 2012/2015/2018/2021 | unitary equipment that incorporates energy recovery not required by the IECC 2012/2015/2018/2021 | unitary equipment that incorporates energy recovery not required by the IECC 2012/2015/2018/2021 | unitary equipment that incorporates energy recovery not required by the IECC 2012/2015/2018/2021 | unitary equipment that incorporates energy recovery not required by the IECC 2012/2015/2018/2021 | unitary equipment that incorporates energy recovery not required by the IECC 2012/2015/2018/2021 | unitary equipment that incorporates energy recovery not required by the IECC 2012/2015/2018/2021 | unitary equipment that incorporates energy recovery not required by the IECC 2012/2015/2018/2021 | unitary equipment that incorporates energy recovery not required by the IECC 2012/2015/2018/2021 | unitary equipment that incorporates energy recovery not required by the IECC 2012/2015/2018/2021 | unitary equipment that incorporates energy recovery not required by the IECC 2012/2015/2018/2021 | unitary equipment that incorporates energy recovery not required by the IECC 2012/2015/2018/2021 | unitary equipment that incorporates energy recovery not required by the IECC 2012/2015/2018/2021 | unitary equipment that incorporates energy recovery not required by the IECC 2012/2015/2018/2021 | unitary equipment that incorporates energy recovery not required by the IECC 2012/2015/2018/2021 | unitary equipment that incorporates energy recovery not required by the IECC 2012/2015/2018/2021 | unitary equipment that incorporates energy recovery not required by the IECC 2012/2015/2018/2021 | unitary equipment that incorporates energy recovery not required by the IECC 2012/2015/2018/2021 | unitary equipment that incorporates energy recovery not required by the IECC 2012/2015/2018/2021 | unitary equipment that incorporates energy recovery not required by the IECC 2012/2015/2018/2021 | unitary equipment that incorporates energy recovery not required by the IECC 2012/2015/2018/2021 | unitary equipment that incorporates energy recovery not required by the IECC 2012/2015/2018/2021 | unitary equipment that incorporates energy recovery not required by the IECC 2012/2015/2018/2021 | unitary equipment that incorporates energy recovery not required by the IECC 2012/2015/2018/2021 | 0.6145 | 0.6145 | 0.6145 | 0.6145 | 0.6145 | 0.6145 | 0.6145 | 0.6145 | 0.6145 | 0.6145 | 0.6145 | 0.6145 | 0.6145 | 0.6145 | 0.6145 | 0.6145 | 0.6145 | 0.6145 | 0.6145 | 0.6145 | 0.6145 | 0.6145 | 0.6145 | 0.6145 | 0.6145 | 0.6145 | 0.6145 | 0.6145 | 0 | 0 | 0 | 0 | 0 | 0 | 0 | 0 | 0 | 0 | 0 | 0 | 0 | 0 | 0 | 0 | 0 | 0 | 0 | 0 | 0 | 0 | 0 | 0 | 0 | 0 | 0 | 0 | 0 | 0 | 0 | 0 | 0 | 0 | 0 | 0 | 0 | 0 | 0 | 0 | 0 | 0 | 0 | 0 | 0 | 0 | 0 | 0 | 0 | 0 | 0 | 0 | 0 | 0 | 0 | 0 | 0 | 0 | 0 | 0 | 0 | 0 | 0 | 0 | 0 | 0 | 0 | 0 | 0 | 0 | 0 | 0 | 0 | 0 | 0 | 0 | 0 | 0 | 0 | 0 | 0 | 0 | 0 | 0 | 0 | 0 | 0 | 0 | 0 | 0 | 0 | 0 | 0 | 0 | 0 | 0 | 0 | 0 | 0 | 0 | 0 | 0 | 0 | 0 | 0 | 0 | 0 | 0 | 0 | 0 | 0 | 0 | 0 | 0
Infiltration Control - Loading Dock Sealing_Office_New_Dock doors with compression seals or shelters to form tight seal | Infiltration Control - Loading Dock Sealing_Office_New | Infiltration Control - Loading Dock Sealing_Commercial_New_Dock doors with no seals or shelters installed_Dock doors with compression seals or shelters to form tight seal | Commercial | Office | New | Space Heating | Natural Gas | Infiltration Control - Loading Dock Sealing | NEQ | Dock doors with no seals or shelters installed | 15 | 15 | 15 | 0 | 0 | 0 | 0 | 0.05 | RetroEven20 | 0.03333333333333333 | TBD | A | WCM60 | 0.7 | 0.42 | perbldg | 0.0321 | 0 | 0 | 0 | 0 | IL TRM v13 - 4.8.6 - Dock Door Seals and Shelter - CI-MSC-DDSS-V01-230101 | IL TRM v13 - 4.8.6 - Dock Door Seals and Shelter - CI-MSC-DDSS-V01-230101 | IL TRM v13 - 4.8.6 - Dock Door Seals and Shelter - CI-MSC-DDSS-V01-230101 | 0 | 0 | 4809.9603 | Dock doors with no seals or shelters installed | Dock doors with no seals or shelters installed | Dock doors with no seals or shelters installed | Dock doors with no seals or shelters installed | Dock doors with no seals or shelters installed | Dock doors with no seals or shelters installed | Dock doors with no seals or shelters installed | Dock doors with no seals or shelters installed | Dock doors with no seals or shelters installed | Dock doors with no seals or shelters installed | Dock doors with no seals or shelters installed | Dock doors with no seals or shelters installed | Dock doors with no seals or shelters installed | Dock doors with no seals or shelters installed | Dock doors with no seals or shelters installed | Dock doors with no seals or shelters installed | Dock doors with no seals or shelters installed | Dock doors with no seals or shelters installed | Dock doors with no seals or shelters installed | Dock doors with no seals or shelters installed | Dock doors with no seals or shelters installed | Dock doors with no seals or shelters installed | Dock doors with no seals or shelters installed | Dock doors with no seals or shelters installed | Dock doors with no seals or shelters installed | Dock doors with no seals or shelters installed | Dock doors with no seals or shelters installed | Dock doors with no seals or shelters installed | 0 | 0 | 0 | 0 | 0 | 0 | 0 | 0 | 0 | 0 | 0 | 0 | 0 | 0 | 0 | 0 | 0 | 0 | 0 | 0 | 0 | 0 | 0 | 0 | 0 | 0 | 0 | 0 | 0 | 0 | 0 | 0 | 0 | 0 | 0 | 0 | 0 | 0 | 0 | 0 | 0 | 0 | 0 | 0 | 0 | 0 | 0 | 0 | 0 | 0 | 0 | 0 | 0 | 0 | 0 | 0 | 0 | 0 | 0 | 0 | 0 | 0 | 0 | 0 | 0 | 0 | 0 | 0 | 0 | 0 | 0 | 0 | 0 | 0 | 0 | 0 | 0 | 0 | 0 | 0 | 0 | 0 | 0 | 0 | 0 | 0 | 0 | 0 | 0 | 0 | 0 | 0 | 0 | 0 | 0 | 0 | 0 | 0 | 0 | 0 | 0 | 0 | 0 | 0 | 0 | 0 | 0 | 0 | 0 | 0 | 0 | 0 | Dock doors with compression seals or shelters to form tight seal | Dock doors with compression seals or shelters to form tight seal | Dock doors with compression seals or shelters to form tight seal | Dock doors with compression seals or shelters to form tight seal | Dock doors with compression seals or shelters to form tight seal | Dock doors with compression seals or shelters to form tight seal | Dock doors with compression seals or shelters to form tight seal | Dock doors with compression seals or shelters to form tight seal | Dock doors with compression seals or shelters to form tight seal | Dock doors with compression seals or shelters to form tight seal | Dock doors with compression seals or shelters to form tight seal | Dock doors with compression seals or shelters to form tight seal | Dock doors with compression seals or shelters to form tight seal | Dock doors with compression seals or shelters to form tight seal | Dock doors with compression seals or shelters to form tight seal | Dock doors with compression seals or shelters to form tight seal | Dock doors with compression seals or shelters to form tight seal | Dock doors with compression seals or shelters to form tight seal | Dock doors with compression seals or shelters to form tight seal | Dock doors with compression seals or shelters to form tight seal | Dock doors with compression seals or shelters to form tight seal | Dock doors with compression seals or shelters to form tight seal | Dock doors with compression seals or shelters to form tight seal | Dock doors with compression seals or shelters to form tight seal | Dock doors with compression seals or shelters to form tight seal | Dock doors with compression seals or shelters to form tight seal | Dock doors with compression seals or shelters to form tight seal | Dock doors with compression seals or shelters to form tight seal | 4809.9603 | 4809.9603 | 4809.9603 | 4809.9603 | 4809.9603 | 4809.9603 | 4809.9603 | 4809.9603 | 4809.9603 | 4809.9603 | 4809.9603 | 4809.9603 | 4809.9603 | 4809.9603 | 4809.9603 | 4809.9603 | 4809.9603 | 4809.9603 | 4809.9603 | 4809.9603 | 4809.9603 | 4809.9603 | 4809.9603 | 4809.9603 | 4809.9603 | 4809.9603 | 4809.9603 | 4809.9603 | 0 | 0 | 0 | 0 | 0 | 0 | 0 | 0 | 0 | 0 | 0 | 0 | 0 | 0 | 0 | 0 | 0 | 0 | 0 | 0 | 0 | 0 | 0 | 0 | 0 | 0 | 0 | 0 | 0 | 0 | 0 | 0 | 0 | 0 | 0 | 0 | 0 | 0 | 0 | 0 | 0 | 0 | 0 | 0 | 0 | 0 | 0 | 0 | 0 | 0 | 0 | 0 | 0 | 0 | 0 | 0 | 0 | 0 | 0 | 0 | 0 | 0 | 0 | 0 | 0 | 0 | 0 | 0 | 0 | 0 | 0 | 0 | 0 | 0 | 0 | 0 | 0 | 0 | 0 | 0 | 0 | 0 | 0 | 0 | 0 | 0 | 0 | 0 | 0 | 0 | 0 | 0 | 0 | 0 | 0 | 0 | 0 | 0 | 0 | 0 | 0 | 0 | 0 | 0 | 0 | 0 | 0 | 0 | 0 | 0 | 0 | 0 | 0 | 0 | 0 | 0 | 0 | 0 | 0 | 0 | 0 | 0 | 0 | 0 | 0 | 0 | 0 | 0 | 0 | 0 | 0 | 0 | 0 | 0 | 0 | 0 | 0 | 0 | 0 | 0 | Dock doors with compression seals or shelters to form tight seal | Dock doors with compression seals or shelters to form tight seal | Dock doors with compression seals or shelters to form tight seal | Dock doors with compression seals or shelters to form tight seal | Dock doors with compression seals or shelters to form tight seal | Dock doors with compression seals or shelters to form tight seal | Dock doors with compression seals or shelters to form tight seal | Dock doors with compression seals or shelters to form tight seal | Dock doors with compression seals or shelters to form tight seal | Dock doors with compression seals or shelters to form tight seal | Dock doors with compression seals or shelters to form tight seal | Dock doors with compression seals or shelters to form tight seal | Dock doors with compression seals or shelters to form tight seal | Dock doors with compression seals or shelters to form tight seal | Dock doors with compression seals or shelters to form tight seal | Dock doors with compression seals or shelters to form tight seal | Dock doors with compression seals or shelters to form tight seal | Dock doors with compression seals or shelters to form tight seal | Dock doors with compression seals or shelters to form tight seal | Dock doors with compression seals or shelters to form tight seal | Dock doors with compression seals or shelters to form tight seal | Dock doors with compression seals or shelters to form tight seal | Dock doors with compression seals or shelters to form tight seal | Dock doors with compression seals or shelters to form tight seal | Dock doors with compression seals or shelters to form tight seal | Dock doors with compression seals or shelters to form tight seal | Dock doors with compression seals or shelters to form tight seal | Dock doors with compression seals or shelters to form tight seal | 4809.9603 | 4809.9603 | 4809.9603 | 4809.9603 | 4809.9603 | 4809.9603 | 4809.9603 | 4809.9603 | 4809.9603 | 4809.9603 | 4809.9603 | 4809.9603 | 4809.9603 | 4809.9603 | 4809.9603 | 4809.9603 | 4809.9603 | 4809.9603 | 4809.9603 | 4809.9603 | 4809.9603 | 4809.9603 | 4809.9603 | 4809.9603 | 4809.9603 | 4809.9603 | 4809.9603 | 4809.9603 | 0 | 0 | 0 | 0 | 0 | 0 | 0 | 0 | 0 | 0 | 0 | 0 | 0 | 0 | 0 | 0 | 0 | 0 | 0 | 0 | 0 | 0 | 0 | 0 | 0 | 0 | 0 | 0 | 0 | 0 | 0 | 0 | 0 | 0 | 0 | 0 | 0 | 0 | 0 | 0 | 0 | 0 | 0 | 0 | 0 | 0 | 0 | 0 | 0 | 0 | 0 | 0 | 0 | 0 | 0 | 0 | 0 | 0 | 0 | 0 | 0 | 0 | 0 | 0 | 0 | 0 | 0 | 0 | 0 | 0 | 0 | 0 | 0 | 0 | 0 | 0 | 0 | 0 | 0 | 0 | 0 | 0 | 0 | 0 | 0 | 0 | 0 | 0 | 0 | 0 | 0 | 0 | 0 | 0 | 0 | 0 | 0 | 0 | 0 | 0 | 0 | 0 | 0 | 0 | 0 | 0 | 0 | 0 | 0 | 0 | 0 | 0 | 0 | 0
Kitchen Ventilation - Advanced Controls_Office_New_Kitchen equipment that uses a control system that varies the exhaust rate of kitchen ventilation | Kitchen Ventilation - Advanced Controls_Office_New | Kitchen Ventilation - Advanced Controls_Commercial_New_kitchen ventilation equipment that has constant speed ventilation motor._Kitchen equipment that uses a control system that varies the exhaust rate of kitchen ventilation | Commercial | Office | New | Space Heating | Natural Gas | Kitchen Ventilation - Advanced Controls | NEQ | kitchen ventilation equipment that has constant speed ventilation motor. | 20 | 20 | 20 | 0 | 0 | 0 | 0 | 0 | Retro3Slow | 0.004128203794943829 | TBD | A | WCM92 | 0.7 | 0.42 | Kitch Hood | 0.0321 | 0 | 0 | 0 | 0 | IL TRM v13 - 4.2.16 - Kitchen Demand Ventilation Controls - CI-FSE-VENT-V07-250101 | IL TRM v13 - 4.2.16 - Kitchen Demand Ventilation Controls - CI-FSE-VENT-V07-250101 | IL TRM v13 - 4.2.16 - Kitchen Demand Ventilation Controls - CI-FSE-VENT-V07-250101 | 0 | 0 | 3074.6225 | kitchen ventilation equipment that has constant speed ventilation motor. | kitchen ventilation equipment that has constant speed ventilation motor. | kitchen ventilation equipment that has constant speed ventilation motor. | kitchen ventilation equipment that has constant speed ventilation motor. | kitchen ventilation equipment that has constant speed ventilation motor. | kitchen ventilation equipment that has constant speed ventilation motor. | kitchen ventilation equipment that has constant speed ventilation motor. | kitchen ventilation equipment that has constant speed ventilation motor. | kitchen ventilation equipment that has constant speed ventilation motor. | kitchen ventilation equipment that has constant speed ventilation motor. | kitchen ventilation equipment that has constant speed ventilation motor. | kitchen ventilation equipment that has constant speed ventilation motor. | kitchen ventilation equipment that has constant speed ventilation motor. | kitchen ventilation equipment that has constant speed ventilation motor. | kitchen ventilation equipment that has constant speed ventilation motor. | kitchen ventilation equipment that has constant speed ventilation motor. | kitchen ventilation equipment that has constant speed ventilation motor. | kitchen ventilation equipment that has constant speed ventilation motor. | kitchen ventilation equipment that has constant speed ventilation motor. | kitchen ventilation equipment that has constant speed ventilation motor. | kitchen ventilation equipment that has constant speed ventilation motor. | kitchen ventilation equipment that has constant speed ventilation motor. | kitchen ventilation equipment that has constant speed ventilation motor. | kitchen ventilation equipment that has constant speed ventilation motor. | kitchen ventilation equipment that has constant speed ventilation motor. | kitchen ventilation equipment that has constant speed ventilation motor. | kitchen ventilation equipment that has constant speed ventilation motor. | kitchen ventilation equipment that has constant speed ventilation motor. | 0 | 0 | 0 | 0 | 0 | 0 | 0 | 0 | 0 | 0 | 0 | 0 | 0 | 0 | 0 | 0 | 0 | 0 | 0 | 0 | 0 | 0 | 0 | 0 | 0 | 0 | 0 | 0 | 0 | 0 | 0 | 0 | 0 | 0 | 0 | 0 | 0 | 0 | 0 | 0 | 0 | 0 | 0 | 0 | 0 | 0 | 0 | 0 | 0 | 0 | 0 | 0 | 0 | 0 | 0 | 0 | 0 | 0 | 0 | 0 | 0 | 0 | 0 | 0 | 0 | 0 | 0 | 0 | 0 | 0 | 0 | 0 | 0 | 0 | 0 | 0 | 0 | 0 | 0 | 0 | 0 | 0 | 0 | 0 | 0 | 0 | 0 | 0 | 0 | 0 | 0 | 0 | 0 | 0 | 0 | 0 | 0 | 0 | 0 | 0 | 0 | 0 | 0 | 0 | 0 | 0 | 0 | 0 | 0 | 0 | 0 | 0 | Kitchen equipment that uses a control system that varies the exhaust rate of kitchen ventilation | Kitchen equipment that uses a control system that varies the exhaust rate of kitchen ventilation | Kitchen equipment that uses a control system that varies the exhaust rate of kitchen ventilation | Kitchen equipment that uses a control system that varies the exhaust rate of kitchen ventilation | Kitchen equipment that uses a control system that varies the exhaust rate of kitchen ventilation | Kitchen equipment that uses a control system that varies the exhaust rate of kitchen ventilation | Kitchen equipment that uses a control system that varies the exhaust rate of kitchen ventilation | Kitchen equipment that uses a control system that varies the exhaust rate of kitchen ventilation | Kitchen equipment that uses a control system that varies the exhaust rate of kitchen ventilation | Kitchen equipment that uses a control system that varies the exhaust rate of kitchen ventilation | Kitchen equipment that uses a control system that varies the exhaust rate of kitchen ventilation | Kitchen equipment that uses a control system that varies the exhaust rate of kitchen ventilation | Kitchen equipment that uses a control system that varies the exhaust rate of kitchen ventilation | Kitchen equipment that uses a control system that varies the exhaust rate of kitchen ventilation | Kitchen equipment that uses a control system that varies the exhaust rate of kitchen ventilation | Kitchen equipment that uses a control system that varies the exhaust rate of kitchen ventilation | Kitchen equipment that uses a control system that varies the exhaust rate of kitchen ventilation | Kitchen equipment that uses a control system that varies the exhaust rate of kitchen ventilation | Kitchen equipment that uses a control system that varies the exhaust rate of kitchen ventilation | Kitchen equipment that uses a control system that varies the exhaust rate of kitchen ventilation | Kitchen equipment that uses a control system that varies the exhaust rate of kitchen ventilation | Kitchen equipment that uses a control system that varies the exhaust rate of kitchen ventilation | Kitchen equipment that uses a control system that varies the exhaust rate of kitchen ventilation | Kitchen equipment that uses a control system that varies the exhaust rate of kitchen ventilation | Kitchen equipment that uses a control system that varies the exhaust rate of kitchen ventilation | Kitchen equipment that uses a control system that varies the exhaust rate of kitchen ventilation | Kitchen equipment that uses a control system that varies the exhaust rate of kitchen ventilation | Kitchen equipment that uses a control system that varies the exhaust rate of kitchen ventilation | 3074.6225 | 3074.6225 | 3074.6225 | 3074.6225 | 3074.6225 | 3074.6225 | 3074.6225 | 3074.6225 | 3074.6225 | 3074.6225 | 3074.6225 | 3074.6225 | 3074.6225 | 3074.6225 | 3074.6225 | 3074.6225 | 3074.6225 | 3074.6225 | 3074.6225 | 3074.6225 | 3074.6225 | 3074.6225 | 3074.6225 | 3074.6225 | 3074.6225 | 3074.6225 | 3074.6225 | 3074.6225 | 0 | 0 | 0 | 0 | 0 | 0 | 0 | 0 | 0 | 0 | 0 | 0 | 0 | 0 | 0 | 0 | 0 | 0 | 0 | 0 | 0 | 0 | 0 | 0 | 0 | 0 | 0 | 0 | 0 | 0 | 0 | 0 | 0 | 0 | 0 | 0 | 0 | 0 | 0 | 0 | 0 | 0 | 0 | 0 | 0 | 0 | 0 | 0 | 0 | 0 | 0 | 0 | 0 | 0 | 0 | 0 | 0 | 0 | 0 | 0 | 0 | 0 | 0 | 0 | 0 | 0 | 0 | 0 | 0 | 0 | 0 | 0 | 0 | 0 | 0 | 0 | 0 | 0 | 0 | 0 | 0 | 0 | 0 | 0 | 0 | 0 | 0 | 0 | 0 | 0 | 0 | 0 | 0 | 0 | 0 | 0 | 0 | 0 | 0 | 0 | 0 | 0 | 0 | 0 | 0 | 0 | 0 | 0 | 0 | 0 | 0 | 0 | 0 | 0 | 0 | 0 | 0 | 0 | 0 | 0 | 0 | 0 | 0 | 0 | 0 | 0 | 0 | 0 | 0 | 0 | 0 | 0 | 0 | 0 | 0 | 0 | 0 | 0 | 0 | 0 | Kitchen equipment that uses a control system that varies the exhaust rate of kitchen ventilation | Kitchen equipment that uses a control system that varies the exhaust rate of kitchen ventilation | Kitchen equipment that uses a control system that varies the exhaust rate of kitchen ventilation | Kitchen equipment that uses a control system that varies the exhaust rate of kitchen ventilation | Kitchen equipment that uses a control system that varies the exhaust rate of kitchen ventilation | Kitchen equipment that uses a control system that varies the exhaust rate of kitchen ventilation | Kitchen equipment that uses a control system that varies the exhaust rate of kitchen ventilation | Kitchen equipment that uses a control system that varies the exhaust rate of kitchen ventilation | Kitchen equipment that uses a control system that varies the exhaust rate of kitchen ventilation | Kitchen equipment that uses a control system that varies the exhaust rate of kitchen ventilation | Kitchen equipment that uses a control system that varies the exhaust rate of kitchen ventilation | Kitchen equipment that uses a control system that varies the exhaust rate of kitchen ventilation | Kitchen equipment that uses a control system that varies the exhaust rate of kitchen ventilation | Kitchen equipment that uses a control system that varies the exhaust rate of kitchen ventilation | Kitchen equipment that uses a control system that varies the exhaust rate of kitchen ventilation | Kitchen equipment that uses a control system that varies the exhaust rate of kitchen ventilation | Kitchen equipment that uses a control system that varies the exhaust rate of kitchen ventilation | Kitchen equipment that uses a control system that varies the exhaust rate of kitchen ventilation | Kitchen equipment that uses a control system that varies the exhaust rate of kitchen ventilation | Kitchen equipment that uses a control system that varies the exhaust rate of kitchen ventilation | Kitchen equipment that uses a control system that varies the exhaust rate of kitchen ventilation | Kitchen equipment that uses a control system that varies the exhaust rate of kitchen ventilation | Kitchen equipment that uses a control system that varies the exhaust rate of kitchen ventilation | Kitchen equipment that uses a control system that varies the exhaust rate of kitchen ventilation | Kitchen equipment that uses a control system that varies the exhaust rate of kitchen ventilation | Kitchen equipment that uses a control system that varies the exhaust rate of kitchen ventilation | Kitchen equipment that uses a control system that varies the exhaust rate of kitchen ventilation | Kitchen equipment that uses a control system that varies the exhaust rate of kitchen ventilation | 3074.6225 | 3074.6225 | 3074.6225 | 3074.6225 | 3074.6225 | 3074.6225 | 3074.6225 | 3074.6225 | 3074.6225 | 3074.6225 | 3074.6225 | 3074.6225 | 3074.6225 | 3074.6225 | 3074.6225 | 3074.6225 | 3074.6225 | 3074.6225 | 3074.6225 | 3074.6225 | 3074.6225 | 3074.6225 | 3074.6225 | 3074.6225 | 3074.6225 | 3074.6225 | 3074.6225 | 3074.6225 | 0 | 0 | 0 | 0 | 0 | 0 | 0 | 0 | 0 | 0 | 0 | 0 | 0 | 0 | 0 | 0 | 0 | 0 | 0 | 0 | 0 | 0 | 0 | 0 | 0 | 0 | 0 | 0 | 0 | 0 | 0 | 0 | 0 | 0 | 0 | 0 | 0 | 0 | 0 | 0 | 0 | 0 | 0 | 0 | 0 | 0 | 0 | 0 | 0 | 0 | 0 | 0 | 0 | 0 | 0 | 0 | 0 | 0 | 0 | 0 | 0 | 0 | 0 | 0 | 0 | 0 | 0 | 0 | 0 | 0 | 0 | 0 | 0 | 0 | 0 | 0 | 0 | 0 | 0 | 0 | 0 | 0 | 0 | 0 | 0 | 0 | 0 | 0 | 0 | 0 | 0 | 0 | 0 | 0 | 0 | 0 | 0 | 0 | 0 | 0 | 0 | 0 | 0 | 0 | 0 | 0 | 0 | 0 | 0 | 0 | 0 | 0 | 0 | 0
Gas Boiler - High Turndown Burner_Office_New_Not Applicable Segment or Vintage | Gas Boiler - High Turndown Burner_Office_New | Gas Boiler - High Turndown Burner_Commercial_New_Not Applicable Segment or Vintage_Not Applicable Segment or Vintage | Commercial | Office | New | Space Heating | Natural Gas | Gas Boiler - High Turndown Burner | NEQ | Not Applicable Segment or Vintage | 15 | 15 | 15 | 0 | 0 | 0 | 0 | 0 | Retro5Med | 8.35569166605469E-06 | TBD | A | WCM70 | 0.7 | 0.42 | sqft | 0.0321 | 0 | 0 | 0 | 0 | Not Applicable Segment or Vintage | Not Applicable Segment or Vintage | Not Applicable Segment or Vintage | 0 | 0 | 0 | Not Applicable Segment or Vintage | Not Applicable Segment or Vintage | Not Applicable Segment or Vintage | Not Applicable Segment or Vintage | Not Applicable Segment or Vintage | Not Applicable Segment or Vintage | Not Applicable Segment or Vintage | Not Applicable Segment or Vintage | Not Applicable Segment or Vintage | Not Applicable Segment or Vintage | Not Applicable Segment or Vintage | Not Applicable Segment or Vintage | Not Applicable Segment or Vintage | Not Applicable Segment or Vintage | Not Applicable Segment or Vintage | Not Applicable Segment or Vintage | Not Applicable Segment or Vintage | Not Applicable Segment or Vintage | Not Applicable Segment or Vintage | Not Applicable Segment or Vintage | Not Applicable Segment or Vintage | Not Applicable Segment or Vintage | Not Applicable Segment or Vintage | Not Applicable Segment or Vintage | Not Applicable Segment or Vintage | Not Applicable Segment or Vintage | Not Applicable Segment or Vintage | Not Applicable Segment or Vintage | 0 | 0 | 0 | 0 | 0 | 0 | 0 | 0 | 0 | 0 | 0 | 0 | 0 | 0 | 0 | 0 | 0 | 0 | 0 | 0 | 0 | 0 | 0 | 0 | 0 | 0 | 0 | 0 | 0 | 0 | 0 | 0 | 0 | 0 | 0 | 0 | 0 | 0 | 0 | 0 | 0 | 0 | 0 | 0 | 0 | 0 | 0 | 0 | 0 | 0 | 0 | 0 | 0 | 0 | 0 | 0 | 0 | 0 | 0 | 0 | 0 | 0 | 0 | 0 | 0 | 0 | 0 | 0 | 0 | 0 | 0 | 0 | 0 | 0 | 0 | 0 | 0 | 0 | 0 | 0 | 0 | 0 | 0 | 0 | 0 | 0 | 0 | 0 | 0 | 0 | 0 | 0 | 0 | 0 | 0 | 0 | 0 | 0 | 0 | 0 | 0 | 0 | 0 | 0 | 0 | 0 | 0 | 0 | 0 | 0 | 0 | 0 | Not Applicable Segment or Vintage | Not Applicable Segment or Vintage | Not Applicable Segment or Vintage | Not Applicable Segment or Vintage | Not Applicable Segment or Vintage | Not Applicable Segment or Vintage | Not Applicable Segment or Vintage | Not Applicable Segment or Vintage | Not Applicable Segment or Vintage | Not Applicable Segment or Vintage | Not Applicable Segment or Vintage | Not Applicable Segment or Vintage | Not Applicable Segment or Vintage | Not Applicable Segment or Vintage | Not Applicable Segment or Vintage | Not Applicable Segment or Vintage | Not Applicable Segment or Vintage | Not Applicable Segment or Vintage | Not Applicable Segment or Vintage | Not Applicable Segment or Vintage | Not Applicable Segment or Vintage | Not Applicable Segment or Vintage | Not Applicable Segment or Vintage | Not Applicable Segment or Vintage | Not Applicable Segment or Vintage | Not Applicable Segment or Vintage | Not Applicable Segment or Vintage | Not Applicable Segment or Vintage | 0 | 0 | 0 | 0 | 0 | 0 | 0 | 0 | 0 | 0 | 0 | 0 | 0 | 0 | 0 | 0 | 0 | 0 | 0 | 0 | 0 | 0 | 0 | 0 | 0 | 0 | 0 | 0 | 0 | 0 | 0 | 0 | 0 | 0 | 0 | 0 | 0 | 0 | 0 | 0 | 0 | 0 | 0 | 0 | 0 | 0 | 0 | 0 | 0 | 0 | 0 | 0 | 0 | 0 | 0 | 0 | 0 | 0 | 0 | 0 | 0 | 0 | 0 | 0 | 0 | 0 | 0 | 0 | 0 | 0 | 0 | 0 | 0 | 0 | 0 | 0 | 0 | 0 | 0 | 0 | 0 | 0 | 0 | 0 | 0 | 0 | 0 | 0 | 0 | 0 | 0 | 0 | 0 | 0 | 0 | 0 | 0 | 0 | 0 | 0 | 0 | 0 | 0 | 0 | 0 | 0 | 0 | 0 | 0 | 0 | 0 | 0 | 0 | 0 | 0 | 0 | 0 | 0 | 0 | 0 | 0 | 0 | 0 | 0 | 0 | 0 | 0 | 0 | 0 | 0 | 0 | 0 | 0 | 0 | 0 | 0 | 0 | 0 | 0 | 0 | 0 | 0 | 0 | 0 | 0 | 0 | 0 | 0 | 0 | 0 | 0 | 0 | 0 | 0 | 0 | 0 | 0 | 0 | 0 | 0 | 0 | 0 | 0 | 0 | 0 | 0 | 0 | 0 | Not Applicable Segment or Vintage | Not Applicable Segment or Vintage | Not Applicable Segment or Vintage | Not Applicable Segment or Vintage | Not Applicable Segment or Vintage | Not Applicable Segment or Vintage | Not Applicable Segment or Vintage | Not Applicable Segment or Vintage | Not Applicable Segment or Vintage | Not Applicable Segment or Vintage | Not Applicable Segment or Vintage | Not Applicable Segment or Vintage | Not Applicable Segment or Vintage | Not Applicable Segment or Vintage | Not Applicable Segment or Vintage | Not Applicable Segment or Vintage | Not Applicable Segment or Vintage | Not Applicable Segment or Vintage | Not Applicable Segment or Vintage | Not Applicable Segment or Vintage | Not Applicable Segment or Vintage | Not Applicable Segment or Vintage | Not Applicable Segment or Vintage | Not Applicable Segment or Vintage | Not Applicable Segment or Vintage | Not Applicable Segment or Vintage | Not Applicable Segment or Vintage | Not Applicable Segment or Vintage | 0 | 0 | 0 | 0 | 0 | 0 | 0 | 0 | 0 | 0 | 0 | 0 | 0 | 0 | 0 | 0 | 0 | 0 | 0 | 0 | 0 | 0 | 0 | 0 | 0 | 0 | 0 | 0 | 0 | 0 | 0 | 0 | 0 | 0 | 0 | 0 | 0 | 0 | 0 | 0 | 0 | 0 | 0 | 0 | 0 | 0 | 0 | 0 | 0 | 0 | 0 | 0 | 0 | 0 | 0 | 0 | 0 | 0 | 0 | 0 | 0 | 0 | 0 | 0 | 0 | 0 | 0 | 0 | 0 | 0 | 0 | 0 | 0 | 0 | 0 | 0 | 0 | 0 | 0 | 0 | 0 | 0 | 0 | 0 | 0 | 0 | 0 | 0 | 0 | 0 | 0 | 0 | 0 | 0 | 0 | 0 | 0 | 0 | 0 | 0 | 0 | 0 | 0 | 0 | 0 | 0 | 0 | 0 | 0 | 0 | 0 | 0 | 0 | 0 | 0 | 0 | 0 | 0 | 0 | 0 | 0 | 0 | 0 | 0 | 0 | 0 | 0 | 0 | 0 | 0 | 0 | 0 | 0 | 0 | 0 | 0 | 0 | 0 | 0 | 0 | 0 | 0
Gas Boiler - Radiator Replacement_Office_New_Not Applicable Segment or Vintage | Gas Boiler - Radiator Replacement_Office_New | Gas Boiler - Radiator Replacement_Commercial_New_Not Applicable Segment or Vintage_Not Applicable Segment or Vintage | Commercial | Office | New | Space Heating | Natural Gas | Gas Boiler - Radiator Replacement | NEQ | Not Applicable Segment or Vintage | 25 | 25 | 25 | 0 | 0 | 0 | 0 | 0 | Retro1Slow | 0.012666666666666666 | TBD | A | WCM76 | 0.7 | 0.42 | sqft | 0.0321 | 0 | 0 | 0 | 0 | Not Applicable Segment or Vintage | Not Applicable Segment or Vintage | Not Applicable Segment or Vintage | 0 | 0 | 0 | Not Applicable Segment or Vintage | Not Applicable Segment or Vintage | Not Applicable Segment or Vintage | Not Applicable Segment or Vintage | Not Applicable Segment or Vintage | Not Applicable Segment or Vintage | Not Applicable Segment or Vintage | Not Applicable Segment or Vintage | Not Applicable Segment or Vintage | Not Applicable Segment or Vintage | Not Applicable Segment or Vintage | Not Applicable Segment or Vintage | Not Applicable Segment or Vintage | Not Applicable Segment or Vintage | Not Applicable Segment or Vintage | Not Applicable Segment or Vintage | Not Applicable Segment or Vintage | Not Applicable Segment or Vintage | Not Applicable Segment or Vintage | Not Applicable Segment or Vintage | Not Applicable Segment or Vintage | Not Applicable Segment or Vintage | Not Applicable Segment or Vintage | Not Applicable Segment or Vintage | Not Applicable Segment or Vintage | Not Applicable Segment or Vintage | Not Applicable Segment or Vintage | Not Applicable Segment or Vintage | 0 | 0 | 0 | 0 | 0 | 0 | 0 | 0 | 0 | 0 | 0 | 0 | 0 | 0 | 0 | 0 | 0 | 0 | 0 | 0 | 0 | 0 | 0 | 0 | 0 | 0 | 0 | 0 | 0 | 0 | 0 | 0 | 0 | 0 | 0 | 0 | 0 | 0 | 0 | 0 | 0 | 0 | 0 | 0 | 0 | 0 | 0 | 0 | 0 | 0 | 0 | 0 | 0 | 0 | 0 | 0 | 0 | 0 | 0 | 0 | 0 | 0 | 0 | 0 | 0 | 0 | 0 | 0 | 0 | 0 | 0 | 0 | 0 | 0 | 0 | 0 | 0 | 0 | 0 | 0 | 0 | 0 | 0 | 0 | 0 | 0 | 0 | 0 | 0 | 0 | 0 | 0 | 0 | 0 | 0 | 0 | 0 | 0 | 0 | 0 | 0 | 0 | 0 | 0 | 0 | 0 | 0 | 0 | 0 | 0 | 0 | 0 | Not Applicable Segment or Vintage | Not Applicable Segment or Vintage | Not Applicable Segment or Vintage | Not Applicable Segment or Vintage | Not Applicable Segment or Vintage | Not Applicable Segment or Vintage | Not Applicable Segment or Vintage | Not Applicable Segment or Vintage | Not Applicable Segment or Vintage | Not Applicable Segment or Vintage | Not Applicable Segment or Vintage | Not Applicable Segment or Vintage | Not Applicable Segment or Vintage | Not Applicable Segment or Vintage | Not Applicable Segment or Vintage | Not Applicable Segment or Vintage | Not Applicable Segment or Vintage | Not Applicable Segment or Vintage | Not Applicable Segment or Vintage | Not Applicable Segment or Vintage | Not Applicable Segment or Vintage | Not Applicable Segment or Vintage | Not Applicable Segment or Vintage | Not Applicable Segment or Vintage | Not Applicable Segment or Vintage | Not Applicable Segment or Vintage | Not Applicable Segment or Vintage | Not Applicable Segment or Vintage | 0 | 0 | 0 | 0 | 0 | 0 | 0 | 0 | 0 | 0 | 0 | 0 | 0 | 0 | 0 | 0 | 0 | 0 | 0 | 0 | 0 | 0 | 0 | 0 | 0 | 0 | 0 | 0 | 0 | 0 | 0 | 0 | 0 | 0 | 0 | 0 | 0 | 0 | 0 | 0 | 0 | 0 | 0 | 0 | 0 | 0 | 0 | 0 | 0 | 0 | 0 | 0 | 0 | 0 | 0 | 0 | 0 | 0 | 0 | 0 | 0 | 0 | 0 | 0 | 0 | 0 | 0 | 0 | 0 | 0 | 0 | 0 | 0 | 0 | 0 | 0 | 0 | 0 | 0 | 0 | 0 | 0 | 0 | 0 | 0 | 0 | 0 | 0 | 0 | 0 | 0 | 0 | 0 | 0 | 0 | 0 | 0 | 0 | 0 | 0 | 0 | 0 | 0 | 0 | 0 | 0 | 0 | 0 | 0 | 0 | 0 | 0 | 0 | 0 | 0 | 0 | 0 | 0 | 0 | 0 | 0 | 0 | 0 | 0 | 0 | 0 | 0 | 0 | 0 | 0 | 0 | 0 | 0 | 0 | 0 | 0 | 0 | 0 | 0 | 0 | 0 | 0 | 0 | 0 | 0 | 0 | 0 | 0 | 0 | 0 | 0 | 0 | 0 | 0 | 0 | 0 | 0 | 0 | 0 | 0 | 0 | 0 | 0 | 0 | 0 | 0 | 0 | 0 | Not Applicable Segment or Vintage | Not Applicable Segment or Vintage | Not Applicable Segment or Vintage | Not Applicable Segment or Vintage | Not Applicable Segment or Vintage | Not Applicable Segment or Vintage | Not Applicable Segment or Vintage | Not Applicable Segment or Vintage | Not Applicable Segment or Vintage | Not Applicable Segment or Vintage | Not Applicable Segment or Vintage | Not Applicable Segment or Vintage | Not Applicable Segment or Vintage | Not Applicable Segment or Vintage | Not Applicable Segment or Vintage | Not Applicable Segment or Vintage | Not Applicable Segment or Vintage | Not Applicable Segment or Vintage | Not Applicable Segment or Vintage | Not Applicable Segment or Vintage | Not Applicable Segment or Vintage | Not Applicable Segment or Vintage | Not Applicable Segment or Vintage | Not Applicable Segment or Vintage | Not Applicable Segment or Vintage | Not Applicable Segment or Vintage | Not Applicable Segment or Vintage | Not Applicable Segment or Vintage | 0 | 0 | 0 | 0 | 0 | 0 | 0 | 0 | 0 | 0 | 0 | 0 | 0 | 0 | 0 | 0 | 0 | 0 | 0 | 0 | 0 | 0 | 0 | 0 | 0 | 0 | 0 | 0 | 0 | 0 | 0 | 0 | 0 | 0 | 0 | 0 | 0 | 0 | 0 | 0 | 0 | 0 | 0 | 0 | 0 | 0 | 0 | 0 | 0 | 0 | 0 | 0 | 0 | 0 | 0 | 0 | 0 | 0 | 0 | 0 | 0 | 0 | 0 | 0 | 0 | 0 | 0 | 0 | 0 | 0 | 0 | 0 | 0 | 0 | 0 | 0 | 0 | 0 | 0 | 0 | 0 | 0 | 0 | 0 | 0 | 0 | 0 | 0 | 0 | 0 | 0 | 0 | 0 | 0 | 0 | 0 | 0 | 0 | 0 | 0 | 0 | 0 | 0 | 0 | 0 | 0 | 0 | 0 | 0 | 0 | 0 | 0 | 0 | 0 | 0 | 0 | 0 | 0 | 0 | 0 | 0 | 0 | 0 | 0 | 0 | 0 | 0 | 0 | 0 | 0 | 0 | 0 | 0 | 0 | 0 | 0 | 0 | 0 | 0 | 0 | 0 | 0
Gas Boiler - Steam Trap Replacement_Office_New_Not Applicable Segment or Vintage | Gas Boiler - Steam Trap Replacement_Office_New | Gas Boiler - Steam Trap Replacement_Commercial_New_Not Applicable Segment or Vintage_Not Applicable Segment or Vintage | Commercial | Office | New | Space Heating | Natural Gas | Gas Boiler - Steam Trap Replacement | NEQ | Not Applicable Segment or Vintage | 6 | 6 | 6 | 0 | 0 | 0 | 0 | 0 | Retro1Slow | 0.012666666666666666 | TBD | A | WCM69 | 0.7 | 0.42 | sqft | 0.0321 | 0 | 0 | 0 | 0 | Not Applicable Segment or Vintage | Not Applicable Segment or Vintage | Not Applicable Segment or Vintage | 0 | 0 | 0 | Not Applicable Segment or Vintage | Not Applicable Segment or Vintage | Not Applicable Segment or Vintage | Not Applicable Segment or Vintage | Not Applicable Segment or Vintage | Not Applicable Segment or Vintage | Not Applicable Segment or Vintage | Not Applicable Segment or Vintage | Not Applicable Segment or Vintage | Not Applicable Segment or Vintage | Not Applicable Segment or Vintage | Not Applicable Segment or Vintage | Not Applicable Segment or Vintage | Not Applicable Segment or Vintage | Not Applicable Segment or Vintage | Not Applicable Segment or Vintage | Not Applicable Segment or Vintage | Not Applicable Segment or Vintage | Not Applicable Segment or Vintage | Not Applicable Segment or Vintage | Not Applicable Segment or Vintage | Not Applicable Segment or Vintage | Not Applicable Segment or Vintage | Not Applicable Segment or Vintage | Not Applicable Segment or Vintage | Not Applicable Segment or Vintage | Not Applicable Segment or Vintage | Not Applicable Segment or Vintage | 0 | 0 | 0 | 0 | 0 | 0 | 0 | 0 | 0 | 0 | 0 | 0 | 0 | 0 | 0 | 0 | 0 | 0 | 0 | 0 | 0 | 0 | 0 | 0 | 0 | 0 | 0 | 0 | 0 | 0 | 0 | 0 | 0 | 0 | 0 | 0 | 0 | 0 | 0 | 0 | 0 | 0 | 0 | 0 | 0 | 0 | 0 | 0 | 0 | 0 | 0 | 0 | 0 | 0 | 0 | 0 | 0 | 0 | 0 | 0 | 0 | 0 | 0 | 0 | 0 | 0 | 0 | 0 | 0 | 0 | 0 | 0 | 0 | 0 | 0 | 0 | 0 | 0 | 0 | 0 | 0 | 0 | 0 | 0 | 0 | 0 | 0 | 0 | 0 | 0 | 0 | 0 | 0 | 0 | 0 | 0 | 0 | 0 | 0 | 0 | 0 | 0 | 0 | 0 | 0 | 0 | 0 | 0 | 0 | 0 | 0 | 0 | Not Applicable Segment or Vintage | Not Applicable Segment or Vintage | Not Applicable Segment or Vintage | Not Applicable Segment or Vintage | Not Applicable Segment or Vintage | Not Applicable Segment or Vintage | Not Applicable Segment or Vintage | Not Applicable Segment or Vintage | Not Applicable Segment or Vintage | Not Applicable Segment or Vintage | Not Applicable Segment or Vintage | Not Applicable Segment or Vintage | Not Applicable Segment or Vintage | Not Applicable Segment or Vintage | Not Applicable Segment or Vintage | Not Applicable Segment or Vintage | Not Applicable Segment or Vintage | Not Applicable Segment or Vintage | Not Applicable Segment or Vintage | Not Applicable Segment or Vintage | Not Applicable Segment or Vintage | Not Applicable Segment or Vintage | Not Applicable Segment or Vintage | Not Applicable Segment or Vintage | Not Applicable Segment or Vintage | Not Applicable Segment or Vintage | Not Applicable Segment or Vintage | Not Applicable Segment or Vintage | 0 | 0 | 0 | 0 | 0 | 0 | 0 | 0 | 0 | 0 | 0 | 0 | 0 | 0 | 0 | 0 | 0 | 0 | 0 | 0 | 0 | 0 | 0 | 0 | 0 | 0 | 0 | 0 | 0 | 0 | 0 | 0 | 0 | 0 | 0 | 0 | 0 | 0 | 0 | 0 | 0 | 0 | 0 | 0 | 0 | 0 | 0 | 0 | 0 | 0 | 0 | 0 | 0 | 0 | 0 | 0 | 0 | 0 | 0 | 0 | 0 | 0 | 0 | 0 | 0 | 0 | 0 | 0 | 0 | 0 | 0 | 0 | 0 | 0 | 0 | 0 | 0 | 0 | 0 | 0 | 0 | 0 | 0 | 0 | 0 | 0 | 0 | 0 | 0 | 0 | 0 | 0 | 0 | 0 | 0 | 0 | 0 | 0 | 0 | 0 | 0 | 0 | 0 | 0 | 0 | 0 | 0 | 0 | 0 | 0 | 0 | 0 | 0 | 0 | 0 | 0 | 0 | 0 | 0 | 0 | 0 | 0 | 0 | 0 | 0 | 0 | 0 | 0 | 0 | 0 | 0 | 0 | 0 | 0 | 0 | 0 | 0 | 0 | 0 | 0 | 0 | 0 | 0 | 0 | 0 | 0 | 0 | 0 | 0 | 0 | 0 | 0 | 0 | 0 | 0 | 0 | 0 | 0 | 0 | 0 | 0 | 0 | 0 | 0 | 0 | 0 | 0 | 0 | Not Applicable Segment or Vintage | Not Applicable Segment or Vintage | Not Applicable Segment or Vintage | Not Applicable Segment or Vintage | Not Applicable Segment or Vintage | Not Applicable Segment or Vintage | Not Applicable Segment or Vintage | Not Applicable Segment or Vintage | Not Applicable Segment or Vintage | Not Applicable Segment or Vintage | Not Applicable Segment or Vintage | Not Applicable Segment or Vintage | Not Applicable Segment or Vintage | Not Applicable Segment or Vintage | Not Applicable Segment or Vintage | Not Applicable Segment or Vintage | Not Applicable Segment or Vintage | Not Applicable Segment or Vintage | Not Applicable Segment or Vintage | Not Applicable Segment or Vintage | Not Applicable Segment or Vintage | Not Applicable Segment or Vintage | Not Applicable Segment or Vintage | Not Applicable Segment or Vintage | Not Applicable Segment or Vintage | Not Applicable Segment or Vintage | Not Applicable Segment or Vintage | Not Applicable Segment or Vintage | 0 | 0 | 0 | 0 | 0 | 0 | 0 | 0 | 0 | 0 | 0 | 0 | 0 | 0 | 0 | 0 | 0 | 0 | 0 | 0 | 0 | 0 | 0 | 0 | 0 | 0 | 0 | 0 | 0 | 0 | 0 | 0 | 0 | 0 | 0 | 0 | 0 | 0 | 0 | 0 | 0 | 0 | 0 | 0 | 0 | 0 | 0 | 0 | 0 | 0 | 0 | 0 | 0 | 0 | 0 | 0 | 0 | 0 | 0 | 0 | 0 | 0 | 0 | 0 | 0 | 0 | 0 | 0 | 0 | 0 | 0 | 0 | 0 | 0 | 0 | 0 | 0 | 0 | 0 | 0 | 0 | 0 | 0 | 0 | 0 | 0 | 0 | 0 | 0 | 0 | 0 | 0 | 0 | 0 | 0 | 0 | 0 | 0 | 0 | 0 | 0 | 0 | 0 | 0 | 0 | 0 | 0 | 0 | 0 | 0 | 0 | 0 | 0 | 0 | 0 | 0 | 0 | 0 | 0 | 0 | 0 | 0 | 0 | 0 | 0 | 0 | 0 | 0 | 0 | 0 | 0 | 0 | 0 | 0 | 0 | 0 | 0 | 0 | 0 | 0 | 0 | 0
Gas Boiler - Blowdown Heat Recovery_Office_New_Not Applicable Segment or Vintage | Gas Boiler - Blowdown Heat Recovery_Office_New | Gas Boiler - Blowdown Heat Recovery_Commercial_New_Not Applicable Segment or Vintage_Not Applicable Segment or Vintage | Commercial | Office | New | Space Heating | Natural Gas | Gas Boiler - Blowdown Heat Recovery | NEQ | Not Applicable Segment or Vintage | 0 | 0 | 0 | 0 | 0 | 0 | 0 | 0 | Retro3Slow | 0.004128203794943829 | TBD | A | WCM72 | 0.7 | 0.42 | kBtuh heat | 0.0321 | 0 | 0 | 0 | 0 | Not Applicable Segment or Vintage | Not Applicable Segment or Vintage | Not Applicable Segment or Vintage | 0 | 0 | 0 | Not Applicable Segment or Vintage | Not Applicable Segment or Vintage | Not Applicable Segment or Vintage | Not Applicable Segment or Vintage | Not Applicable Segment or Vintage | Not Applicable Segment or Vintage | Not Applicable Segment or Vintage | Not Applicable Segment or Vintage | Not Applicable Segment or Vintage | Not Applicable Segment or Vintage | Not Applicable Segment or Vintage | Not Applicable Segment or Vintage | Not Applicable Segment or Vintage | Not Applicable Segment or Vintage | Not Applicable Segment or Vintage | Not Applicable Segment or Vintage | Not Applicable Segment or Vintage | Not Applicable Segment or Vintage | Not Applicable Segment or Vintage | Not Applicable Segment or Vintage | Not Applicable Segment or Vintage | Not Applicable Segment or Vintage | Not Applicable Segment or Vintage | Not Applicable Segment or Vintage | Not Applicable Segment or Vintage | Not Applicable Segment or Vintage | Not Applicable Segment or Vintage | Not Applicable Segment or Vintage | 0 | 0 | 0 | 0 | 0 | 0 | 0 | 0 | 0 | 0 | 0 | 0 | 0 | 0 | 0 | 0 | 0 | 0 | 0 | 0 | 0 | 0 | 0 | 0 | 0 | 0 | 0 | 0 | 0 | 0 | 0 | 0 | 0 | 0 | 0 | 0 | 0 | 0 | 0 | 0 | 0 | 0 | 0 | 0 | 0 | 0 | 0 | 0 | 0 | 0 | 0 | 0 | 0 | 0 | 0 | 0 | 0 | 0 | 0 | 0 | 0 | 0 | 0 | 0 | 0 | 0 | 0 | 0 | 0 | 0 | 0 | 0 | 0 | 0 | 0 | 0 | 0 | 0 | 0 | 0 | 0 | 0 | 0 | 0 | 0 | 0 | 0 | 0 | 0 | 0 | 0 | 0 | 0 | 0 | 0 | 0 | 0 | 0 | 0 | 0 | 0 | 0 | 0 | 0 | 0 | 0 | 0 | 0 | 0 | 0 | 0 | 0 | Not Applicable Segment or Vintage | Not Applicable Segment or Vintage | Not Applicable Segment or Vintage | Not Applicable Segment or Vintage | Not Applicable Segment or Vintage | Not Applicable Segment or Vintage | Not Applicable Segment or Vintage | Not Applicable Segment or Vintage | Not Applicable Segment or Vintage | Not Applicable Segment or Vintage | Not Applicable Segment or Vintage | Not Applicable Segment or Vintage | Not Applicable Segment or Vintage | Not Applicable Segment or Vintage | Not Applicable Segment or Vintage | Not Applicable Segment or Vintage | Not Applicable Segment or Vintage | Not Applicable Segment or Vintage | Not Applicable Segment or Vintage | Not Applicable Segment or Vintage | Not Applicable Segment or Vintage | Not Applicable Segment or Vintage | Not Applicable Segment or Vintage | Not Applicable Segment or Vintage | Not Applicable Segment or Vintage | Not Applicable Segment or Vintage | Not Applicable Segment or Vintage | Not Applicable Segment or Vintage | 0 | 0 | 0 | 0 | 0 | 0 | 0 | 0 | 0 | 0 | 0 | 0 | 0 | 0 | 0 | 0 | 0 | 0 | 0 | 0 | 0 | 0 | 0 | 0 | 0 | 0 | 0 | 0 | 0 | 0 | 0 | 0 | 0 | 0 | 0 | 0 | 0 | 0 | 0 | 0 | 0 | 0 | 0 | 0 | 0 | 0 | 0 | 0 | 0 | 0 | 0 | 0 | 0 | 0 | 0 | 0 | 0 | 0 | 0 | 0 | 0 | 0 | 0 | 0 | 0 | 0 | 0 | 0 | 0 | 0 | 0 | 0 | 0 | 0 | 0 | 0 | 0 | 0 | 0 | 0 | 0 | 0 | 0 | 0 | 0 | 0 | 0 | 0 | 0 | 0 | 0 | 0 | 0 | 0 | 0 | 0 | 0 | 0 | 0 | 0 | 0 | 0 | 0 | 0 | 0 | 0 | 0 | 0 | 0 | 0 | 0 | 0 | 0 | 0 | 0 | 0 | 0 | 0 | 0 | 0 | 0 | 0 | 0 | 0 | 0 | 0 | 0 | 0 | 0 | 0 | 0 | 0 | 0 | 0 | 0 | 0 | 0 | 0 | 0 | 0 | 0 | 0 | 0 | 0 | 0 | 0 | 0 | 0 | 0 | 0 | 0 | 0 | 0 | 0 | 0 | 0 | 0 | 0 | 0 | 0 | 0 | 0 | 0 | 0 | 0 | 0 | 0 | 0 | Not Applicable Segment or Vintage | Not Applicable Segment or Vintage | Not Applicable Segment or Vintage | Not Applicable Segment or Vintage | Not Applicable Segment or Vintage | Not Applicable Segment or Vintage | Not Applicable Segment or Vintage | Not Applicable Segment or Vintage | Not Applicable Segment or Vintage | Not Applicable Segment or Vintage | Not Applicable Segment or Vintage | Not Applicable Segment or Vintage | Not Applicable Segment or Vintage | Not Applicable Segment or Vintage | Not Applicable Segment or Vintage | Not Applicable Segment or Vintage | Not Applicable Segment or Vintage | Not Applicable Segment or Vintage | Not Applicable Segment or Vintage | Not Applicable Segment or Vintage | Not Applicable Segment or Vintage | Not Applicable Segment or Vintage | Not Applicable Segment or Vintage | Not Applicable Segment or Vintage | Not Applicable Segment or Vintage | Not Applicable Segment or Vintage | Not Applicable Segment or Vintage | Not Applicable Segment or Vintage | 0 | 0 | 0 | 0 | 0 | 0 | 0 | 0 | 0 | 0 | 0 | 0 | 0 | 0 | 0 | 0 | 0 | 0 | 0 | 0 | 0 | 0 | 0 | 0 | 0 | 0 | 0 | 0 | 0 | 0 | 0 | 0 | 0 | 0 | 0 | 0 | 0 | 0 | 0 | 0 | 0 | 0 | 0 | 0 | 0 | 0 | 0 | 0 | 0 | 0 | 0 | 0 | 0 | 0 | 0 | 0 | 0 | 0 | 0 | 0 | 0 | 0 | 0 | 0 | 0 | 0 | 0 | 0 | 0 | 0 | 0 | 0 | 0 | 0 | 0 | 0 | 0 | 0 | 0 | 0 | 0 | 0 | 0 | 0 | 0 | 0 | 0 | 0 | 0 | 0 | 0 | 0 | 0 | 0 | 0 | 0 | 0 | 0 | 0 | 0 | 0 | 0 | 0 | 0 | 0 | 0 | 0 | 0 | 0 | 0 | 0 | 0 | 0 | 0 | 0 | 0 | 0 | 0 | 0 | 0 | 0 | 0 | 0 | 0 | 0 | 0 | 0 | 0 | 0 | 0 | 0 | 0 | 0 | 0 | 0 | 0 | 0 | 0 | 0 | 0 | 0 | 0
Gas-Fired Combination Heat Pump Conversion_Office_New_Gas-fired heat pump, COP 1.3 | Gas-Fired Combination Heat Pump Conversion_Office_New | Gas-Fired Combination Heat Pump Conversion_Commercial_New_Federal standard gas-fired central heating and DHW system_Gas-fired heat pump, COP 1.3 | Commercial | Office | New | Space Heating | Natural Gas | Gas-Fired Combination Heat Pump Conversion | NEQ | Federal standard gas-fired central heating and DHW system | 20 | 20 | 20 | 0 | 0 | 0 | 0 | 0.1 | Retro1Slow | 0.012666666666666666 | TBD | A | WCM64 | 0.7 | 0.42 | kBtuh heat | 0.0321 | 0 | 0 | 0 | 0 | AEO 2021 - gas_eng-driven_RTHP-heat 2017 typical | EIA - Technology Forecast Updates. Appendix A. U.S. Energy Information Administration. March 3, 2023.¦ Technical Support Documents for Baseline Costs | AEG Analysis, Comparison of Baseline TE vs COP | 0 | 0 | 195.1704 | Federal standard gas-fired central heating and DHW system | Federal standard gas-fired central heating and DHW system | Federal standard gas-fired central heating and DHW system | Federal standard gas-fired central heating and DHW system | Federal standard gas-fired central heating and DHW system | Federal standard gas-fired central heating and DHW system | Federal standard gas-fired central heating and DHW system | Federal standard gas-fired central heating and DHW system | Federal standard gas-fired central heating and DHW system | Federal standard gas-fired central heating and DHW system | Federal standard gas-fired central heating and DHW system | Federal standard gas-fired central heating and DHW system | Federal standard gas-fired central heating and DHW system | Federal standard gas-fired central heating and DHW system | Federal standard gas-fired central heating and DHW system | Federal standard gas-fired central heating and DHW system | Federal standard gas-fired central heating and DHW system | Federal standard gas-fired central heating and DHW system | Federal standard gas-fired central heating and DHW system | Federal standard gas-fired central heating and DHW system | Federal standard gas-fired central heating and DHW system | Federal standard gas-fired central heating and DHW system | Federal standard gas-fired central heating and DHW system | Federal standard gas-fired central heating and DHW system | Federal standard gas-fired central heating and DHW system | Federal standard gas-fired central heating and DHW system | Federal standard gas-fired central heating and DHW system | Federal standard gas-fired central heating and DHW system | 0 | 0 | 0 | 0 | 0 | 0 | 0 | 0 | 0 | 0 | 0 | 0 | 0 | 0 | 0 | 0 | 0 | 0 | 0 | 0 | 0 | 0 | 0 | 0 | 0 | 0 | 0 | 0 | 0 | 0 | 0 | 0 | 0 | 0 | 0 | 0 | 0 | 0 | 0 | 0 | 0 | 0 | 0 | 0 | 0 | 0 | 0 | 0 | 0 | 0 | 0 | 0 | 0 | 0 | 0 | 0 | 0 | 0 | 0 | 0 | 0 | 0 | 0 | 0 | 0 | 0 | 0 | 0 | 0 | 0 | 0 | 0 | 0 | 0 | 0 | 0 | 0 | 0 | 0 | 0 | 0 | 0 | 0 | 0 | 0 | 0 | 0 | 0 | 0 | 0 | 0 | 0 | 0 | 0 | 0 | 0 | 0 | 0 | 0 | 0 | 0 | 0 | 0 | 0 | 0 | 0 | 0 | 0 | 0 | 0 | 0 | 0 | Gas-fired heat pump, COP 1.3 | Gas-fired heat pump, COP 1.3 | Gas-fired heat pump, COP 1.3 | Gas-fired heat pump, COP 1.3 | Gas-fired heat pump, COP 1.3 | Gas-fired heat pump, COP 1.3 | Gas-fired heat pump, COP 1.3 | Gas-fired heat pump, COP 1.3 | Gas-fired heat pump, COP 1.3 | Gas-fired heat pump, COP 1.3 | Gas-fired heat pump, COP 1.3 | Gas-fired heat pump, COP 1.3 | Gas-fired heat pump, COP 1.3 | Gas-fired heat pump, COP 1.3 | Gas-fired heat pump, COP 1.3 | Gas-fired heat pump, COP 1.3 | Gas-fired heat pump, COP 1.3 | Gas-fired heat pump, COP 1.3 | Gas-fired heat pump, COP 1.3 | Gas-fired heat pump, COP 1.3 | Gas-fired heat pump, COP 1.3 | Gas-fired heat pump, COP 1.3 | Gas-fired heat pump, COP 1.3 | Gas-fired heat pump, COP 1.3 | Gas-fired heat pump, COP 1.3 | Gas-fired heat pump, COP 1.3 | Gas-fired heat pump, COP 1.3 | Gas-fired heat pump, COP 1.3 | 195.1704 | 195.1704 | 195.1704 | 195.1704 | 195.1704 | 195.1704 | 195.1704 | 195.1704 | 195.1704 | 195.1704 | 195.1704 | 195.1704 | 195.1704 | 195.1704 | 195.1704 | 195.1704 | 195.1704 | 195.1704 | 195.1704 | 195.1704 | 195.1704 | 195.1704 | 195.1704 | 195.1704 | 195.1704 | 195.1704 | 195.1704 | 195.1704 | 0 | 0 | 0 | 0 | 0 | 0 | 0 | 0 | 0 | 0 | 0 | 0 | 0 | 0 | 0 | 0 | 0 | 0 | 0 | 0 | 0 | 0 | 0 | 0 | 0 | 0 | 0 | 0 | 0 | 0 | 0 | 0 | 0 | 0 | 0 | 0 | 0 | 0 | 0 | 0 | 0 | 0 | 0 | 0 | 0 | 0 | 0 | 0 | 0 | 0 | 0 | 0 | 0 | 0 | 0 | 0 | 0 | 0 | 0 | 0 | 0 | 0 | 0 | 0 | 0 | 0 | 0 | 0 | 0 | 0 | 0 | 0 | 0 | 0 | 0 | 0 | 0 | 0 | 0 | 0 | 0 | 0 | 0 | 0 | 0 | 0 | 0 | 0 | 0 | 0 | 0 | 0 | 0 | 0 | 0 | 0 | 0 | 0 | 0 | 0 | 0 | 0 | 0 | 0 | 0 | 0 | 0 | 0 | 0 | 0 | 0 | 0 | 0 | 0 | 0 | 0 | 0 | 0 | 0 | 0 | 0 | 0 | 0 | 0 | 0 | 0 | 0 | 0 | 0 | 0 | 0 | 0 | 0 | 0 | 0 | 0 | 0 | 0 | 0 | 0 | Gas-fired heat pump, COP 1.3 | Gas-fired heat pump, COP 1.3 | Gas-fired heat pump, COP 1.3 | Gas-fired heat pump, COP 1.3 | Gas-fired heat pump, COP 1.3 | Gas-fired heat pump, COP 1.3 | Gas-fired heat pump, COP 1.3 | Gas-fired heat pump, COP 1.3 | Gas-fired heat pump, COP 1.3 | Gas-fired heat pump, COP 1.3 | Gas-fired heat pump, COP 1.3 | Gas-fired heat pump, COP 1.3 | Gas-fired heat pump, COP 1.3 | Gas-fired heat pump, COP 1.3 | Gas-fired heat pump, COP 1.3 | Gas-fired heat pump, COP 1.3 | Gas-fired heat pump, COP 1.3 | Gas-fired heat pump, COP 1.3 | Gas-fired heat pump, COP 1.3 | Gas-fired heat pump, COP 1.3 | Gas-fired heat pump, COP 1.3 | Gas-fired heat pump, COP 1.3 | Gas-fired heat pump, COP 1.3 | Gas-fired heat pump, COP 1.3 | Gas-fired heat pump, COP 1.3 | Gas-fired heat pump, COP 1.3 | Gas-fired heat pump, COP 1.3 | Gas-fired heat pump, COP 1.3 | 195.1704 | 195.1704 | 195.1704 | 195.1704 | 195.1704 | 195.1704 | 195.1704 | 195.1704 | 195.1704 | 195.1704 | 195.1704 | 195.1704 | 195.1704 | 195.1704 | 195.1704 | 195.1704 | 195.1704 | 195.1704 | 195.1704 | 195.1704 | 195.1704 | 195.1704 | 195.1704 | 195.1704 | 195.1704 | 195.1704 | 195.1704 | 195.1704 | 0 | 0 | 0 | 0 | 0 | 0 | 0 | 0 | 0 | 0 | 0 | 0 | 0 | 0 | 0 | 0 | 0 | 0 | 0 | 0 | 0 | 0 | 0 | 0 | 0 | 0 | 0 | 0 | 0 | 0 | 0 | 0 | 0 | 0 | 0 | 0 | 0 | 0 | 0 | 0 | 0 | 0 | 0 | 0 | 0 | 0 | 0 | 0 | 0 | 0 | 0 | 0 | 0 | 0 | 0 | 0 | 0 | 0 | 0 | 0 | 0 | 0 | 0 | 0 | 0 | 0 | 0 | 0 | 0 | 0 | 0 | 0 | 0 | 0 | 0 | 0 | 0 | 0 | 0 | 0 | 0 | 0 | 0 | 0 | 0 | 0 | 0 | 0 | 0 | 0 | 0 | 0 | 0 | 0 | 0 | 0 | 0 | 0 | 0 | 0 | 0 | 0 | 0 | 0 | 0 | 0 | 0 | 0 | 0 | 0 | 0 | 0 | 0 | 0
Commercial Laundry - ENERGY STAR Washer (8.0)_Retail_Existing_Not Applicable Segment or Vintage | Commercial Laundry - ENERGY STAR Washer (8.0)_Retail_Existing | Commercial Laundry - ENERGY STAR Washer (8.0)_Commercial_Existing_Not Applicable Segment or Vintage_Not Applicable Segment or Vintage | Commercial | Retail | Existing | Miscellaneous | Natural Gas | Commercial Laundry - ENERGY STAR Washer (8.0) | NEQ | Not Applicable Segment or Vintage | 7 | 7 | 7 | 0 | 0 | 0 | 0 | 0 | Retro5Med | 8.35569166605469E-06 | TBD | A | WCM239 | 0.7 | 0.42 | sqft | 0.0321 | 0 | 0 | 0 | 0 | Not Applicable Segment or Vintage | Not Applicable Segment or Vintage | Not Applicable Segment or Vintage | 0 | 0 | 0 | Not Applicable Segment or Vintage | Not Applicable Segment or Vintage | Not Applicable Segment or Vintage | Not Applicable Segment or Vintage | Not Applicable Segment or Vintage | Not Applicable Segment or Vintage | Not Applicable Segment or Vintage | Not Applicable Segment or Vintage | Not Applicable Segment or Vintage | Not Applicable Segment or Vintage | Not Applicable Segment or Vintage | Not Applicable Segment or Vintage | Not Applicable Segment or Vintage | Not Applicable Segment or Vintage | Not Applicable Segment or Vintage | Not Applicable Segment or Vintage | Not Applicable Segment or Vintage | Not Applicable Segment or Vintage | Not Applicable Segment or Vintage | Not Applicable Segment or Vintage | Not Applicable Segment or Vintage | Not Applicable Segment or Vintage | Not Applicable Segment or Vintage | Not Applicable Segment or Vintage | Not Applicable Segment or Vintage | Not Applicable Segment or Vintage | Not Applicable Segment or Vintage | Not Applicable Segment or Vintage | 0 | 0 | 0 | 0 | 0 | 0 | 0 | 0 | 0 | 0 | 0 | 0 | 0 | 0 | 0 | 0 | 0 | 0 | 0 | 0 | 0 | 0 | 0 | 0 | 0 | 0 | 0 | 0 | 0 | 0 | 0 | 0 | 0 | 0 | 0 | 0 | 0 | 0 | 0 | 0 | 0 | 0 | 0 | 0 | 0 | 0 | 0 | 0 | 0 | 0 | 0 | 0 | 0 | 0 | 0 | 0 | 0 | 0 | 0 | 0 | 0 | 0 | 0 | 0 | 0 | 0 | 0 | 0 | 0 | 0 | 0 | 0 | 0 | 0 | 0 | 0 | 0 | 0 | 0 | 0 | 0 | 0 | 0 | 0 | 0 | 0 | 0 | 0 | 0 | 0 | 0 | 0 | 0 | 0 | 0 | 0 | 0 | 0 | 0 | 0 | 0 | 0 | 0 | 0 | 0 | 0 | 0 | 0 | 0 | 0 | 0 | 0 | Not Applicable Segment or Vintage | Not Applicable Segment or Vintage | Not Applicable Segment or Vintage | Not Applicable Segment or Vintage | Not Applicable Segment or Vintage | Not Applicable Segment or Vintage | Not Applicable Segment or Vintage | Not Applicable Segment or Vintage | Not Applicable Segment or Vintage | Not Applicable Segment or Vintage | Not Applicable Segment or Vintage | Not Applicable Segment or Vintage | Not Applicable Segment or Vintage | Not Applicable Segment or Vintage | Not Applicable Segment or Vintage | Not Applicable Segment or Vintage | Not Applicable Segment or Vintage | Not Applicable Segment or Vintage | Not Applicable Segment or Vintage | Not Applicable Segment or Vintage | Not Applicable Segment or Vintage | Not Applicable Segment or Vintage | Not Applicable Segment or Vintage | Not Applicable Segment or Vintage | Not Applicable Segment or Vintage | Not Applicable Segment or Vintage | Not Applicable Segment or Vintage | Not Applicable Segment or Vintage | 0 | 0 | 0 | 0 | 0 | 0 | 0 | 0 | 0 | 0 | 0 | 0 | 0 | 0 | 0 | 0 | 0 | 0 | 0 | 0 | 0 | 0 | 0 | 0 | 0 | 0 | 0 | 0 | 0 | 0 | 0 | 0 | 0 | 0 | 0 | 0 | 0 | 0 | 0 | 0 | 0 | 0 | 0 | 0 | 0 | 0 | 0 | 0 | 0 | 0 | 0 | 0 | 0 | 0 | 0 | 0 | 0 | 0 | 0 | 0 | 0 | 0 | 0 | 0 | 0 | 0 | 0 | 0 | 0 | 0 | 0 | 0 | 0 | 0 | 0 | 0 | 0 | 0 | 0 | 0 | 0 | 0 | 0 | 0 | 0 | 0 | 0 | 0 | 0 | 0 | 0 | 0 | 0 | 0 | 0 | 0 | 0 | 0 | 0 | 0 | 0 | 0 | 0 | 0 | 0 | 0 | 0 | 0 | 0 | 0 | 0 | 0 | 0 | 0 | 0 | 0 | 0 | 0 | 0 | 0 | 0 | 0 | 0 | 0 | 0 | 0 | 0 | 0 | 0 | 0 | 0 | 0 | 0 | 0 | 0 | 0 | 0 | 0 | 0 | 0 | 0 | 0 | 0 | 0 | 0 | 0 | 0 | 0 | 0 | 0 | 0 | 0 | 0 | 0 | 0 | 0 | 0 | 0 | 0 | 0 | 0 | 0 | 0 | 0 | 0 | 0 | 0 | 0 | Not Applicable Segment or Vintage | Not Applicable Segment or Vintage | Not Applicable Segment or Vintage | Not Applicable Segment or Vintage | Not Applicable Segment or Vintage | Not Applicable Segment or Vintage | Not Applicable Segment or Vintage | Not Applicable Segment or Vintage | Not Applicable Segment or Vintage | Not Applicable Segment or Vintage | Not Applicable Segment or Vintage | Not Applicable Segment or Vintage | Not Applicable Segment or Vintage | Not Applicable Segment or Vintage | Not Applicable Segment or Vintage | Not Applicable Segment or Vintage | Not Applicable Segment or Vintage | Not Applicable Segment or Vintage | Not Applicable Segment or Vintage | Not Applicable Segment or Vintage | Not Applicable Segment or Vintage | Not Applicable Segment or Vintage | Not Applicable Segment or Vintage | Not Applicable Segment or Vintage | Not Applicable Segment or Vintage | Not Applicable Segment or Vintage | Not Applicable Segment or Vintage | Not Applicable Segment or Vintage | 0 | 0 | 0 | 0 | 0 | 0 | 0 | 0 | 0 | 0 | 0 | 0 | 0 | 0 | 0 | 0 | 0 | 0 | 0 | 0 | 0 | 0 | 0 | 0 | 0 | 0 | 0 | 0 | 0 | 0 | 0 | 0 | 0 | 0 | 0 | 0 | 0 | 0 | 0 | 0 | 0 | 0 | 0 | 0 | 0 | 0 | 0 | 0 | 0 | 0 | 0 | 0 | 0 | 0 | 0 | 0 | 0 | 0 | 0 | 0 | 0 | 0 | 0 | 0 | 0 | 0 | 0 | 0 | 0 | 0 | 0 | 0 | 0 | 0 | 0 | 0 | 0 | 0 | 0 | 0 | 0 | 0 | 0 | 0 | 0 | 0 | 0 | 0 | 0 | 0 | 0 | 0 | 0 | 0 | 0 | 0 | 0 | 0 | 0 | 0 | 0 | 0 | 0 | 0 | 0 | 0 | 0 | 0 | 0 | 0 | 0 | 0 | 0 | 0 | 0 | 0 | 0 | 0 | 0 | 0 | 0 | 0 | 0 | 0 | 0 | 0 | 0 | 0 | 0 | 0 | 0 | 0 | 0 | 0 | 0 | 0 | 0 | 0 | 0 | 0 | 0 | 0
Commercial Laundry - ENERGY STAR Washer (8.0)_Retail_New_Not Applicable Segment or Vintage | Commercial Laundry - ENERGY STAR Washer (8.0)_Retail_New | Commercial Laundry - ENERGY STAR Washer (8.0)_Commercial_New_Not Applicable Segment or Vintage_Not Applicable Segment or Vintage | Commercial | Retail | New | Miscellaneous | Natural Gas | Commercial Laundry - ENERGY STAR Washer (8.0) | NEQ | Not Applicable Segment or Vintage | 7 | 7 | 7 | 0 | 0 | 0 | 0 | 0 | Retro5Med | 8.35569166605469E-06 | TBD | A | WCM289 | 0.7 | 0.42 | sqft | 0.0321 | 0 | 0 | 0 | 0 | Not Applicable Segment or Vintage | Not Applicable Segment or Vintage | Not Applicable Segment or Vintage | 0 | 0 | 0 | Not Applicable Segment or Vintage | Not Applicable Segment or Vintage | Not Applicable Segment or Vintage | Not Applicable Segment or Vintage | Not Applicable Segment or Vintage | Not Applicable Segment or Vintage | Not Applicable Segment or Vintage | Not Applicable Segment or Vintage | Not Applicable Segment or Vintage | Not Applicable Segment or Vintage | Not Applicable Segment or Vintage | Not Applicable Segment or Vintage | Not Applicable Segment or Vintage | Not Applicable Segment or Vintage | Not Applicable Segment or Vintage | Not Applicable Segment or Vintage | Not Applicable Segment or Vintage | Not Applicable Segment or Vintage | Not Applicable Segment or Vintage | Not Applicable Segment or Vintage | Not Applicable Segment or Vintage | Not Applicable Segment or Vintage | Not Applicable Segment or Vintage | Not Applicable Segment or Vintage | Not Applicable Segment or Vintage | Not Applicable Segment or Vintage | Not Applicable Segment or Vintage | Not Applicable Segment or Vintage | 0 | 0 | 0 | 0 | 0 | 0 | 0 | 0 | 0 | 0 | 0 | 0 | 0 | 0 | 0 | 0 | 0 | 0 | 0 | 0 | 0 | 0 | 0 | 0 | 0 | 0 | 0 | 0 | 0 | 0 | 0 | 0 | 0 | 0 | 0 | 0 | 0 | 0 | 0 | 0 | 0 | 0 | 0 | 0 | 0 | 0 | 0 | 0 | 0 | 0 | 0 | 0 | 0 | 0 | 0 | 0 | 0 | 0 | 0 | 0 | 0 | 0 | 0 | 0 | 0 | 0 | 0 | 0 | 0 | 0 | 0 | 0 | 0 | 0 | 0 | 0 | 0 | 0 | 0 | 0 | 0 | 0 | 0 | 0 | 0 | 0 | 0 | 0 | 0 | 0 | 0 | 0 | 0 | 0 | 0 | 0 | 0 | 0 | 0 | 0 | 0 | 0 | 0 | 0 | 0 | 0 | 0 | 0 | 0 | 0 | 0 | 0 | Not Applicable Segment or Vintage | Not Applicable Segment or Vintage | Not Applicable Segment or Vintage | Not Applicable Segment or Vintage | Not Applicable Segment or Vintage | Not Applicable Segment or Vintage | Not Applicable Segment or Vintage | Not Applicable Segment or Vintage | Not Applicable Segment or Vintage | Not Applicable Segment or Vintage | Not Applicable Segment or Vintage | Not Applicable Segment or Vintage | Not Applicable Segment or Vintage | Not Applicable Segment or Vintage | Not Applicable Segment or Vintage | Not Applicable Segment or Vintage | Not Applicable Segment or Vintage | Not Applicable Segment or Vintage | Not Applicable Segment or Vintage | Not Applicable Segment or Vintage | Not Applicable Segment or Vintage | Not Applicable Segment or Vintage | Not Applicable Segment or Vintage | Not Applicable Segment or Vintage | Not Applicable Segment or Vintage | Not Applicable Segment or Vintage | Not Applicable Segment or Vintage | Not Applicable Segment or Vintage | 0 | 0 | 0 | 0 | 0 | 0 | 0 | 0 | 0 | 0 | 0 | 0 | 0 | 0 | 0 | 0 | 0 | 0 | 0 | 0 | 0 | 0 | 0 | 0 | 0 | 0 | 0 | 0 | 0 | 0 | 0 | 0 | 0 | 0 | 0 | 0 | 0 | 0 | 0 | 0 | 0 | 0 | 0 | 0 | 0 | 0 | 0 | 0 | 0 | 0 | 0 | 0 | 0 | 0 | 0 | 0 | 0 | 0 | 0 | 0 | 0 | 0 | 0 | 0 | 0 | 0 | 0 | 0 | 0 | 0 | 0 | 0 | 0 | 0 | 0 | 0 | 0 | 0 | 0 | 0 | 0 | 0 | 0 | 0 | 0 | 0 | 0 | 0 | 0 | 0 | 0 | 0 | 0 | 0 | 0 | 0 | 0 | 0 | 0 | 0 | 0 | 0 | 0 | 0 | 0 | 0 | 0 | 0 | 0 | 0 | 0 | 0 | 0 | 0 | 0 | 0 | 0 | 0 | 0 | 0 | 0 | 0 | 0 | 0 | 0 | 0 | 0 | 0 | 0 | 0 | 0 | 0 | 0 | 0 | 0 | 0 | 0 | 0 | 0 | 0 | 0 | 0 | 0 | 0 | 0 | 0 | 0 | 0 | 0 | 0 | 0 | 0 | 0 | 0 | 0 | 0 | 0 | 0 | 0 | 0 | 0 | 0 | 0 | 0 | 0 | 0 | 0 | 0 | Not Applicable Segment or Vintage | Not Applicable Segment or Vintage | Not Applicable Segment or Vintage | Not Applicable Segment or Vintage | Not Applicable Segment or Vintage | Not Applicable Segment or Vintage | Not Applicable Segment or Vintage | Not Applicable Segment or Vintage | Not Applicable Segment or Vintage | Not Applicable Segment or Vintage | Not Applicable Segment or Vintage | Not Applicable Segment or Vintage | Not Applicable Segment or Vintage | Not Applicable Segment or Vintage | Not Applicable Segment or Vintage | Not Applicable Segment or Vintage | Not Applicable Segment or Vintage | Not Applicable Segment or Vintage | Not Applicable Segment or Vintage | Not Applicable Segment or Vintage | Not Applicable Segment or Vintage | Not Applicable Segment or Vintage | Not Applicable Segment or Vintage | Not Applicable Segment or Vintage | Not Applicable Segment or Vintage | Not Applicable Segment or Vintage | Not Applicable Segment or Vintage | Not Applicable Segment or Vintage | 0 | 0 | 0 | 0 | 0 | 0 | 0 | 0 | 0 | 0 | 0 | 0 | 0 | 0 | 0 | 0 | 0 | 0 | 0 | 0 | 0 | 0 | 0 | 0 | 0 | 0 | 0 | 0 | 0 | 0 | 0 | 0 | 0 | 0 | 0 | 0 | 0 | 0 | 0 | 0 | 0 | 0 | 0 | 0 | 0 | 0 | 0 | 0 | 0 | 0 | 0 | 0 | 0 | 0 | 0 | 0 | 0 | 0 | 0 | 0 | 0 | 0 | 0 | 0 | 0 | 0 | 0 | 0 | 0 | 0 | 0 | 0 | 0 | 0 | 0 | 0 | 0 | 0 | 0 | 0 | 0 | 0 | 0 | 0 | 0 | 0 | 0 | 0 | 0 | 0 | 0 | 0 | 0 | 0 | 0 | 0 | 0 | 0 | 0 | 0 | 0 | 0 | 0 | 0 | 0 | 0 | 0 | 0 | 0 | 0 | 0 | 0 | 0 | 0 | 0 | 0 | 0 | 0 | 0 | 0 | 0 | 0 | 0 | 0 | 0 | 0 | 0 | 0 | 0 | 0 | 0 | 0 | 0 | 0 | 0 | 0 | 0 | 0 | 0 | 0 | 0 | 0
Commercial Laundry - Dryer Efficiency Retrofit_Retail_New_Commercial gas dryer retrofitted with a two-stage modulating gas valve kit | Commercial Laundry - Dryer Efficiency Retrofit_Retail_New | Commercial Laundry - Dryer Efficiency Retrofit_Commercial_New_Commercial gas dryer with no modulating capabilities_Commercial gas dryer retrofitted with a two-stage modulating gas valve kit | Commercial | Retail | New | Miscellaneous | Natural Gas | Commercial Laundry - Dryer Efficiency Retrofit | NEQ | Commercial gas dryer with no modulating capabilities | 10 | 10 | 10 | 217.345 | 0 | 0 | 0 | 0 | Retro5Med | 8.35569166605469E-06 | TBD | A | WCM290 | 0.7 | 0.42 | Washer | 0.0321 | 0 | 0 | 0 | 0 | IL TRM v13 - 4.9.3 - Modulating Commercial Gas Clothes Dryer - CI-MSC-MODD-V02-230101 ¦ IL TRM v13 - 4.9.9 - Commercial Clothes Dryer Moisture Sensor - CI-MSC-CDMS-V02-230101 | IL TRM v13 - 4.9.3 - Modulating Commercial Gas Clothes Dryer - CI-MSC-MODD-V02-230101 ¦ IL TRM v13 - 4.9.9 - Commercial Clothes Dryer Moisture Sensor - CI-MSC-CDMS-V02-230101 | IL TRM v13 - 4.9.3 - Modulating Commercial Gas Clothes Dryer - CI-MSC-MODD-V02-230101 ¦ IL TRM v13 - 4.9.9 - Commercial Clothes Dryer Moisture Sensor - CI-MSC-CDMS-V02-230101 | 0 | 0 | 799.6811 | Commercial gas dryer with no modulating capabilities | Commercial gas dryer with no modulating capabilities | Commercial gas dryer with no modulating capabilities | Commercial gas dryer with no modulating capabilities | Commercial gas dryer with no modulating capabilities | Commercial gas dryer with no modulating capabilities | Commercial gas dryer with no modulating capabilities | Commercial gas dryer with no modulating capabilities | Commercial gas dryer with no modulating capabilities | Commercial gas dryer with no modulating capabilities | Commercial gas dryer with no modulating capabilities | Commercial gas dryer with no modulating capabilities | Commercial gas dryer with no modulating capabilities | Commercial gas dryer with no modulating capabilities | Commercial gas dryer with no modulating capabilities | Commercial gas dryer with no modulating capabilities | Commercial gas dryer with no modulating capabilities | Commercial gas dryer with no modulating capabilities | Commercial gas dryer with no modulating capabilities | Commercial gas dryer with no modulating capabilities | Commercial gas dryer with no modulating capabilities | Commercial gas dryer with no modulating capabilities | Commercial gas dryer with no modulating capabilities | Commercial gas dryer with no modulating capabilities | Commercial gas dryer with no modulating capabilities | Commercial gas dryer with no modulating capabilities | Commercial gas dryer with no modulating capabilities | Commercial gas dryer with no modulating capabilities | 0 | 0 | 0 | 0 | 0 | 0 | 0 | 0 | 0 | 0 | 0 | 0 | 0 | 0 | 0 | 0 | 0 | 0 | 0 | 0 | 0 | 0 | 0 | 0 | 0 | 0 | 0 | 0 | 0 | 0 | 0 | 0 | 0 | 0 | 0 | 0 | 0 | 0 | 0 | 0 | 0 | 0 | 0 | 0 | 0 | 0 | 0 | 0 | 0 | 0 | 0 | 0 | 0 | 0 | 0 | 0 | 0 | 0 | 0 | 0 | 0 | 0 | 0 | 0 | 0 | 0 | 0 | 0 | 0 | 0 | 0 | 0 | 0 | 0 | 0 | 0 | 0 | 0 | 0 | 0 | 0 | 0 | 0 | 0 | 0 | 0 | 0 | 0 | 0 | 0 | 0 | 0 | 0 | 0 | 0 | 0 | 0 | 0 | 0 | 0 | 0 | 0 | 0 | 0 | 0 | 0 | 0 | 0 | 0 | 0 | 0 | 0 | Commercial gas dryer retrofitted with a two-stage modulating gas valve kit | Commercial gas dryer retrofitted with a two-stage modulating gas valve kit | Commercial gas dryer retrofitted with a two-stage modulating gas valve kit | Commercial gas dryer retrofitted with a two-stage modulating gas valve kit | Commercial gas dryer retrofitted with a two-stage modulating gas valve kit | Commercial gas dryer retrofitted with a two-stage modulating gas valve kit | Commercial gas dryer retrofitted with a two-stage modulating gas valve kit | Commercial gas dryer retrofitted with a two-stage modulating gas valve kit | Commercial gas dryer retrofitted with a two-stage modulating gas valve kit | Commercial gas dryer retrofitted with a two-stage modulating gas valve kit | Commercial gas dryer retrofitted with a two-stage modulating gas valve kit | Commercial gas dryer retrofitted with a two-stage modulating gas valve kit | Commercial gas dryer retrofitted with a two-stage modulating gas valve kit | Commercial gas dryer retrofitted with a two-stage modulating gas valve kit | Commercial gas dryer retrofitted with a two-stage modulating gas valve kit | Commercial gas dryer retrofitted with a two-stage modulating gas valve kit | Commercial gas dryer retrofitted with a two-stage modulating gas valve kit | Commercial gas dryer retrofitted with a two-stage modulating gas valve kit | Commercial gas dryer retrofitted with a two-stage modulating gas valve kit | Commercial gas dryer retrofitted with a two-stage modulating gas valve kit | Commercial gas dryer retrofitted with a two-stage modulating gas valve kit | Commercial gas dryer retrofitted with a two-stage modulating gas valve kit | Commercial gas dryer retrofitted with a two-stage modulating gas valve kit | Commercial gas dryer retrofitted with a two-stage modulating gas valve kit | Commercial gas dryer retrofitted with a two-stage modulating gas valve kit | Commercial gas dryer retrofitted with a two-stage modulating gas valve kit | Commercial gas dryer retrofitted with a two-stage modulating gas valve kit | Commercial gas dryer retrofitted with a two-stage modulating gas valve kit | 799.6811 | 799.6811 | 799.6811 | 799.6811 | 799.6811 | 799.6811 | 799.6811 | 799.6811 | 799.6811 | 799.6811 | 799.6811 | 799.6811 | 799.6811 | 799.6811 | 799.6811 | 799.6811 | 799.6811 | 799.6811 | 799.6811 | 799.6811 | 799.6811 | 799.6811 | 799.6811 | 799.6811 | 799.6811 | 799.6811 | 799.6811 | 799.6811 | 217.345 | 217.345 | 217.345 | 217.345 | 217.345 | 217.345 | 217.345 | 217.345 | 217.345 | 217.345 | 217.345 | 217.345 | 217.345 | 217.345 | 217.345 | 217.345 | 217.345 | 217.345 | 217.345 | 217.345 | 217.345 | 217.345 | 217.345 | 217.345 | 217.345 | 217.345 | 217.345 | 217.345 | 0 | 0 | 0 | 0 | 0 | 0 | 0 | 0 | 0 | 0 | 0 | 0 | 0 | 0 | 0 | 0 | 0 | 0 | 0 | 0 | 0 | 0 | 0 | 0 | 0 | 0 | 0 | 0 | 0 | 0 | 0 | 0 | 0 | 0 | 0 | 0 | 0 | 0 | 0 | 0 | 0 | 0 | 0 | 0 | 0 | 0 | 0 | 0 | 0 | 0 | 0 | 0 | 0 | 0 | 0 | 0 | 0 | 0 | 0 | 0 | 0 | 0 | 0 | 0 | 0 | 0 | 0 | 0 | 0 | 0 | 0 | 0 | 0 | 0 | 0 | 0 | 0 | 0 | 0 | 0 | 0 | 0 | 0 | 0 | 0 | 0 | 0 | 0 | 0 | 0 | 0 | 0 | 0 | 0 | 0 | 0 | 0 | 0 | 0 | 0 | 0 | 0 | 0 | 0 | 0 | 0 | 0 | 0 | 0 | 0 | 0 | 0 | Commercial gas dryer retrofitted with a two-stage modulating gas valve kit | Commercial gas dryer retrofitted with a two-stage modulating gas valve kit | Commercial gas dryer retrofitted with a two-stage modulating gas valve kit | Commercial gas dryer retrofitted with a two-stage modulating gas valve kit | Commercial gas dryer retrofitted with a two-stage modulating gas valve kit | Commercial gas dryer retrofitted with a two-stage modulating gas valve kit | Commercial gas dryer retrofitted with a two-stage modulating gas valve kit | Commercial gas dryer retrofitted with a two-stage modulating gas valve kit | Commercial gas dryer retrofitted with a two-stage modulating gas valve kit | Commercial gas dryer retrofitted with a two-stage modulating gas valve kit | Commercial gas dryer retrofitted with a two-stage modulating gas valve kit | Commercial gas dryer retrofitted with a two-stage modulating gas valve kit | Commercial gas dryer retrofitted with a two-stage modulating gas valve kit | Commercial gas dryer retrofitted with a two-stage modulating gas valve kit | Commercial gas dryer retrofitted with a two-stage modulating gas valve kit | Commercial gas dryer retrofitted with a two-stage modulating gas valve kit | Commercial gas dryer retrofitted with a two-stage modulating gas valve kit | Commercial gas dryer retrofitted with a two-stage modulating gas valve kit | Commercial gas dryer retrofitted with a two-stage modulating gas valve kit | Commercial gas dryer retrofitted with a two-stage modulating gas valve kit | Commercial gas dryer retrofitted with a two-stage modulating gas valve kit | Commercial gas dryer retrofitted with a two-stage modulating gas valve kit | Commercial gas dryer retrofitted with a two-stage modulating gas valve kit | Commercial gas dryer retrofitted with a two-stage modulating gas valve kit | Commercial gas dryer retrofitted with a two-stage modulating gas valve kit | Commercial gas dryer retrofitted with a two-stage modulating gas valve kit | Commercial gas dryer retrofitted with a two-stage modulating gas valve kit | Commercial gas dryer retrofitted with a two-stage modulating gas valve kit | 799.6811 | 799.6811 | 799.6811 | 799.6811 | 799.6811 | 799.6811 | 799.6811 | 799.6811 | 799.6811 | 799.6811 | 799.6811 | 799.6811 | 799.6811 | 799.6811 | 799.6811 | 799.6811 | 799.6811 | 799.6811 | 799.6811 | 799.6811 | 799.6811 | 799.6811 | 799.6811 | 799.6811 | 799.6811 | 799.6811 | 799.6811 | 799.6811 | 217.345 | 217.345 | 217.345 | 217.345 | 217.345 | 217.345 | 217.345 | 217.345 | 217.345 | 217.345 | 217.345 | 217.345 | 217.345 | 217.345 | 217.345 | 217.345 | 217.345 | 217.345 | 217.345 | 217.345 | 217.345 | 217.345 | 217.345 | 217.345 | 217.345 | 217.345 | 217.345 | 217.345 | 0 | 0 | 0 | 0 | 0 | 0 | 0 | 0 | 0 | 0 | 0 | 0 | 0 | 0 | 0 | 0 | 0 | 0 | 0 | 0 | 0 | 0 | 0 | 0 | 0 | 0 | 0 | 0 | 0 | 0 | 0 | 0 | 0 | 0 | 0 | 0 | 0 | 0 | 0 | 0 | 0 | 0 | 0 | 0 | 0 | 0 | 0 | 0 | 0 | 0 | 0 | 0 | 0 | 0 | 0 | 0 | 0 | 0 | 0 | 0 | 0 | 0 | 0 | 0 | 0 | 0 | 0 | 0 | 0 | 0 | 0 | 0 | 0 | 0 | 0 | 0 | 0 | 0 | 0 | 0 | 0 | 0 | 0 | 0 | 0 | 0
Advanced New Construction Designs_Retail_Existing_Not Applicable Segment or Vintage | Advanced New Construction Designs_Retail_Existing | Advanced New Construction Designs_Commercial_Existing_Not Applicable Segment or Vintage_Not Applicable Segment or Vintage | Commercial | Retail | Existing | Water Heating | Natural Gas | Advanced New Construction Designs | NEQ | Not Applicable Segment or Vintage | 20 | 20 | 20 | 0 | 0 | 0 | 0.25 | 0.75 | RetroEven20 | 0.03333333333333333 | TBD | A | WCM246 | 0.7 | 0.42 | sqft | 0.0321 | 0 | 0 | 0 | 0 | Not Applicable Segment or Vintage | Not Applicable Segment or Vintage | Not Applicable Segment or Vintage | 0 | 0 | 0 | Not Applicable Segment or Vintage | Not Applicable Segment or Vintage | Not Applicable Segment or Vintage | Not Applicable Segment or Vintage | Not Applicable Segment or Vintage | Not Applicable Segment or Vintage | Not Applicable Segment or Vintage | Not Applicable Segment or Vintage | Not Applicable Segment or Vintage | Not Applicable Segment or Vintage | Not Applicable Segment or Vintage | Not Applicable Segment or Vintage | Not Applicable Segment or Vintage | Not Applicable Segment or Vintage | Not Applicable Segment or Vintage | Not Applicable Segment or Vintage | Not Applicable Segment or Vintage | Not Applicable Segment or Vintage | Not Applicable Segment or Vintage | Not Applicable Segment or Vintage | Not Applicable Segment or Vintage | Not Applicable Segment or Vintage | Not Applicable Segment or Vintage | Not Applicable Segment or Vintage | Not Applicable Segment or Vintage | Not Applicable Segment or Vintage | Not Applicable Segment or Vintage | Not Applicable Segment or Vintage | 0 | 0 | 0 | 0 | 0 | 0 | 0 | 0 | 0 | 0 | 0 | 0 | 0 | 0 | 0 | 0 | 0 | 0 | 0 | 0 | 0 | 0 | 0 | 0 | 0 | 0 | 0 | 0 | 0 | 0 | 0 | 0 | 0 | 0 | 0 | 0 | 0 | 0 | 0 | 0 | 0 | 0 | 0 | 0 | 0 | 0 | 0 | 0 | 0 | 0 | 0 | 0 | 0 | 0 | 0 | 0 | 0 | 0 | 0 | 490244.40161503584 | 490244.40161503595 | 490244.40161503584 | 490244.40161503595 | 490244.40161503584 | 490244.40161503595 | 490244.40161503584 | 490244.40161503584 | 490244.40161503595 | 490244.40161503595 | 490244.40161503595 | 490244.40161503595 | 490244.40161503595 | 490244.40161503595 | 490244.401615036 | 490244.40161503595 | 490244.40161503595 | 490244.401615036 | 490244.40161503595 | 326829.6010766905 | 0 | 0 | 0 | 0 | 0 | 0 | 0 | 0 | 490244.40161503584 | 980488.8032300718 | 1470733.2048451076 | 1960977.6064601436 | 2451222.0080751795 | 2941466.4096902153 | 3431710.811305251 | 3921955.2129202867 | 4412199.614535322 | 4902444.016150358 | 5392688.417765394 | 5882932.81938043 | 6373177.220995465 | 6863421.622610501 | 7353666.024225537 | 7843910.425840572 | 8334154.827455608 | 8824399.229070645 | 9314643.630685681 | 9641473.231762372 | 9641473.231762372 | 9641473.231762372 | 9641473.231762372 | 9641473.231762372 | 9641473.231762372 | Not Applicable Segment or Vintage | Not Applicable Segment or Vintage | Not Applicable Segment or Vintage | Not Applicable Segment or Vintage | Not Applicable Segment or Vintage | Not Applicable Segment or Vintage | Not Applicable Segment or Vintage | Not Applicable Segment or Vintage | Not Applicable Segment or Vintage | Not Applicable Segment or Vintage | Not Applicable Segment or Vintage | Not Applicable Segment or Vintage | Not Applicable Segment or Vintage | Not Applicable Segment or Vintage | Not Applicable Segment or Vintage | Not Applicable Segment or Vintage | Not Applicable Segment or Vintage | Not Applicable Segment or Vintage | Not Applicable Segment or Vintage | Not Applicable Segment or Vintage | Not Applicable Segment or Vintage | Not Applicable Segment or Vintage | Not Applicable Segment or Vintage | Not Applicable Segment or Vintage | Not Applicable Segment or Vintage | Not Applicable Segment or Vintage | Not Applicable Segment or Vintage | Not Applicable Segment or Vintage | 0 | 0 | 0 | 0 | 0 | 0 | 0 | 0 | 0 | 0 | 0 | 0 | 0 | 0 | 0 | 0 | 0 | 0 | 0 | 0 | 0 | 0 | 0 | 0 | 0 | 0 | 0 | 0 | 0 | 0 | 0 | 0 | 0 | 0 | 0 | 0 | 0 | 0 | 0 | 0 | 0 | 0 | 0 | 0 | 0 | 0 | 0 | 0 | 0 | 0 | 0 | 0 | 0 | 0 | 0 | 0 | 0 | 0 | 0 | 0 | 0 | 0 | 0 | 0 | 0 | 0 | 0 | 0 | 0 | 0 | 0 | 0 | 0 | 0 | 0 | 0 | 0 | 0 | 0 | 0 | 0 | 0 | 0 | 0 | 0 | 0 | 0 | 0 | 0 | 0 | 0 | 0 | 0 | 0 | 0 | 0 | 0 | 0 | 0 | 0 | 0 | 0 | 0 | 0 | 0 | 0 | 0 | 0 | 0 | 0 | 0 | 0 | 0 | 0 | 0 | 0 | 0 | 0 | 0 | 0 | 0 | 0 | 0 | 0 | 0 | 0 | 0 | 0 | 0 | 0 | 0 | 0 | 0 | 0 | 0 | 0 | 0 | 0 | 0 | 0 | 0 | 0 | 0 | 0 | 0 | 0 | 0 | 0 | 0 | 0 | 0 | 0 | 0 | 0 | 0 | 0 | 0 | 0 | 0 | 0 | 0 | 0 | 0 | 0 | 0 | 0 | 0 | 0 | Not Applicable Segment or Vintage | Not Applicable Segment or Vintage | Not Applicable Segment or Vintage | Not Applicable Segment or Vintage | Not Applicable Segment or Vintage | Not Applicable Segment or Vintage | Not Applicable Segment or Vintage | Not Applicable Segment or Vintage | Not Applicable Segment or Vintage | Not Applicable Segment or Vintage | Not Applicable Segment or Vintage | Not Applicable Segment or Vintage | Not Applicable Segment or Vintage | Not Applicable Segment or Vintage | Not Applicable Segment or Vintage | Not Applicable Segment or Vintage | Not Applicable Segment or Vintage | Not Applicable Segment or Vintage | Not Applicable Segment or Vintage | Not Applicable Segment or Vintage | Not Applicable Segment or Vintage | Not Applicable Segment or Vintage | Not Applicable Segment or Vintage | Not Applicable Segment or Vintage | Not Applicable Segment or Vintage | Not Applicable Segment or Vintage | Not Applicable Segment or Vintage | Not Applicable Segment or Vintage | 0 | 0 | 0 | 0 | 0 | 0 | 0 | 0 | 0 | 0 | 0 | 0 | 0 | 0 | 0 | 0 | 0 | 0 | 0 | 0 | 0 | 0 | 0 | 0 | 0 | 0 | 0 | 0 | 0 | 0 | 0 | 0 | 0 | 0 | 0 | 0 | 0 | 0 | 0 | 0 | 0 | 0 | 0 | 0 | 0 | 0 | 0 | 0 | 0 | 0 | 0 | 0 | 0 | 0 | 0 | 0 | 0 | 0 | 0 | 0 | 0 | 0 | 0 | 0 | 0 | 0 | 0 | 0 | 0 | 0 | 0 | 0 | 0 | 0 | 0 | 0 | 0 | 0 | 0 | 0 | 0 | 0 | 0 | 0 | 0 | 0 | 0 | 0 | 0 | 0 | 0 | 0 | 0 | 0 | 0 | 0 | 0 | 0 | 0 | 0 | 0 | 0 | 0 | 0 | 0 | 0 | 0 | 0 | 0 | 0 | 0 | 0 | 0 | 0 | 0 | 0 | 0 | 0 | 0 | 0 | 0 | 0 | 0 | 0 | 0 | 0 | 0 | 0 | 0 | 0 | 0 | 0 | 0 | 0 | 0 | 0 | 0 | 0 | 0 | 0 | 0 | 0
Commercial Laundry - Ozone Treatment_Retail_Existing_Not Applicable Segment or Vintage | Commercial Laundry - Ozone Treatment_Retail_Existing | Commercial Laundry - Ozone Treatment_Commercial_Existing_Not Applicable Segment or Vintage_Not Applicable Segment or Vintage | Commercial | Retail | Existing | Water Heating | Natural Gas | Commercial Laundry - Ozone Treatment | NEQ | Not Applicable Segment or Vintage | 10 | 10 | 10 | 0 | 0 | 0 | 0 | 0 | Retro5Med | 8.35569166605469E-06 | TBD | A | WCM237 | 0.7 | 0.42 | sqft | 0.0321 | 0 | 0 | 0 | 0 | Not Applicable Segment or Vintage | Not Applicable Segment or Vintage | Not Applicable Segment or Vintage | 0 | 0 | 0 | Not Applicable Segment or Vintage | Not Applicable Segment or Vintage | Not Applicable Segment or Vintage | Not Applicable Segment or Vintage | Not Applicable Segment or Vintage | Not Applicable Segment or Vintage | Not Applicable Segment or Vintage | Not Applicable Segment or Vintage | Not Applicable Segment or Vintage | Not Applicable Segment or Vintage | Not Applicable Segment or Vintage | Not Applicable Segment or Vintage | Not Applicable Segment or Vintage | Not Applicable Segment or Vintage | Not Applicable Segment or Vintage | Not Applicable Segment or Vintage | Not Applicable Segment or Vintage | Not Applicable Segment or Vintage | Not Applicable Segment or Vintage | Not Applicable Segment or Vintage | Not Applicable Segment or Vintage | Not Applicable Segment or Vintage | Not Applicable Segment or Vintage | Not Applicable Segment or Vintage | Not Applicable Segment or Vintage | Not Applicable Segment or Vintage | Not Applicable Segment or Vintage | Not Applicable Segment or Vintage | 0 | 0 | 0 | 0 | 0 | 0 | 0 | 0 | 0 | 0 | 0 | 0 | 0 | 0 | 0 | 0 | 0 | 0 | 0 | 0 | 0 | 0 | 0 | 0 | 0 | 0 | 0 | 0 | 0 | 0 | 0 | 0 | 0 | 0 | 0 | 0 | 0 | 0 | 0 | 0 | 0 | 0 | 0 | 0 | 0 | 0 | 0 | 0 | 0 | 0 | 0 | 0 | 0 | 0 | 0 | 0 | 0 | 0 | 0 | 0 | 0 | 0 | 0 | 0 | 0 | 0 | 0 | 0 | 0 | 0 | 0 | 0 | 0 | 0 | 0 | 0 | 0 | 0 | 0 | 0 | 0 | 0 | 0 | 0 | 0 | 0 | 0 | 0 | 0 | 0 | 0 | 0 | 0 | 0 | 0 | 0 | 0 | 0 | 0 | 0 | 0 | 0 | 0 | 0 | 0 | 0 | 0 | 0 | 0 | 0 | 0 | 0 | Not Applicable Segment or Vintage | Not Applicable Segment or Vintage | Not Applicable Segment or Vintage | Not Applicable Segment or Vintage | Not Applicable Segment or Vintage | Not Applicable Segment or Vintage | Not Applicable Segment or Vintage | Not Applicable Segment or Vintage | Not Applicable Segment or Vintage | Not Applicable Segment or Vintage | Not Applicable Segment or Vintage | Not Applicable Segment or Vintage | Not Applicable Segment or Vintage | Not Applicable Segment or Vintage | Not Applicable Segment or Vintage | Not Applicable Segment or Vintage | Not Applicable Segment or Vintage | Not Applicable Segment or Vintage | Not Applicable Segment or Vintage | Not Applicable Segment or Vintage | Not Applicable Segment or Vintage | Not Applicable Segment or Vintage | Not Applicable Segment or Vintage | Not Applicable Segment or Vintage | Not Applicable Segment or Vintage | Not Applicable Segment or Vintage | Not Applicable Segment or Vintage | Not Applicable Segment or Vintage | 0 | 0 | 0 | 0 | 0 | 0 | 0 | 0 | 0 | 0 | 0 | 0 | 0 | 0 | 0 | 0 | 0 | 0 | 0 | 0 | 0 | 0 | 0 | 0 | 0 | 0 | 0 | 0 | 0 | 0 | 0 | 0 | 0 | 0 | 0 | 0 | 0 | 0 | 0 | 0 | 0 | 0 | 0 | 0 | 0 | 0 | 0 | 0 | 0 | 0 | 0 | 0 | 0 | 0 | 0 | 0 | 0 | 0 | 0 | 0 | 0 | 0 | 0 | 0 | 0 | 0 | 0 | 0 | 0 | 0 | 0 | 0 | 0 | 0 | 0 | 0 | 0 | 0 | 0 | 0 | 0 | 0 | 0 | 0 | 0 | 0 | 0 | 0 | 0 | 0 | 0 | 0 | 0 | 0 | 0 | 0 | 0 | 0 | 0 | 0 | 0 | 0 | 0 | 0 | 0 | 0 | 0 | 0 | 0 | 0 | 0 | 0 | 0 | 0 | 0 | 0 | 0 | 0 | 0 | 0 | 0 | 0 | 0 | 0 | 0 | 0 | 0 | 0 | 0 | 0 | 0 | 0 | 0 | 0 | 0 | 0 | 0 | 0 | 0 | 0 | 0 | 0 | 0 | 0 | 0 | 0 | 0 | 0 | 0 | 0 | 0 | 0 | 0 | 0 | 0 | 0 | 0 | 0 | 0 | 0 | 0 | 0 | 0 | 0 | 0 | 0 | 0 | 0 | Not Applicable Segment or Vintage | Not Applicable Segment or Vintage | Not Applicable Segment or Vintage | Not Applicable Segment or Vintage | Not Applicable Segment or Vintage | Not Applicable Segment or Vintage | Not Applicable Segment or Vintage | Not Applicable Segment or Vintage | Not Applicable Segment or Vintage | Not Applicable Segment or Vintage | Not Applicable Segment or Vintage | Not Applicable Segment or Vintage | Not Applicable Segment or Vintage | Not Applicable Segment or Vintage | Not Applicable Segment or Vintage | Not Applicable Segment or Vintage | Not Applicable Segment or Vintage | Not Applicable Segment or Vintage | Not Applicable Segment or Vintage | Not Applicable Segment or Vintage | Not Applicable Segment or Vintage | Not Applicable Segment or Vintage | Not Applicable Segment or Vintage | Not Applicable Segment or Vintage | Not Applicable Segment or Vintage | Not Applicable Segment or Vintage | Not Applicable Segment or Vintage | Not Applicable Segment or Vintage | 0 | 0 | 0 | 0 | 0 | 0 | 0 | 0 | 0 | 0 | 0 | 0 | 0 | 0 | 0 | 0 | 0 | 0 | 0 | 0 | 0 | 0 | 0 | 0 | 0 | 0 | 0 | 0 | 0 | 0 | 0 | 0 | 0 | 0 | 0 | 0 | 0 | 0 | 0 | 0 | 0 | 0 | 0 | 0 | 0 | 0 | 0 | 0 | 0 | 0 | 0 | 0 | 0 | 0 | 0 | 0 | 0 | 0 | 0 | 0 | 0 | 0 | 0 | 0 | 0 | 0 | 0 | 0 | 0 | 0 | 0 | 0 | 0 | 0 | 0 | 0 | 0 | 0 | 0 | 0 | 0 | 0 | 0 | 0 | 0 | 0 | 0 | 0 | 0 | 0 | 0 | 0 | 0 | 0 | 0 | 0 | 0 | 0 | 0 | 0 | 0 | 0 | 0 | 0 | 0 | 0 | 0 | 0 | 0 | 0 | 0 | 0 | 0 | 0 | 0 | 0 | 0 | 0 | 0 | 0 | 0 | 0 | 0 | 0 | 0 | 0 | 0 | 0 | 0 | 0 | 0 | 0 | 0 | 0 | 0 | 0 | 0 | 0 | 0 | 0 | 0 | 0
Commercial Laundry - ENERGY STAR Washer (8.0)_Retail_Existing_Not Applicable Segment or Vintage | Commercial Laundry - ENERGY STAR Washer (8.0)_Retail_Existing | Commercial Laundry - ENERGY STAR Washer (8.0)_Commercial_Existing_Not Applicable Segment or Vintage_Not Applicable Segment or Vintage | Commercial | Retail | Existing | Water Heating | Natural Gas | Commercial Laundry - ENERGY STAR Washer (8.0) | NEQ | Not Applicable Segment or Vintage | 7 | 7 | 7 | 0 | 0 | 0 | 0 | 0 | Retro5Med | 8.35569166605469E-06 | TBD | A | WCM238 | 0.7 | 0.42 | sqft | 0.0321 | 0 | 0 | 0 | 0 | Not Applicable Segment or Vintage | Not Applicable Segment or Vintage | Not Applicable Segment or Vintage | 0 | 0 | 0 | Not Applicable Segment or Vintage | Not Applicable Segment or Vintage | Not Applicable Segment or Vintage | Not Applicable Segment or Vintage | Not Applicable Segment or Vintage | Not Applicable Segment or Vintage | Not Applicable Segment or Vintage | Not Applicable Segment or Vintage | Not Applicable Segment or Vintage | Not Applicable Segment or Vintage | Not Applicable Segment or Vintage | Not Applicable Segment or Vintage | Not Applicable Segment or Vintage | Not Applicable Segment or Vintage | Not Applicable Segment or Vintage | Not Applicable Segment or Vintage | Not Applicable Segment or Vintage | Not Applicable Segment or Vintage | Not Applicable Segment or Vintage | Not Applicable Segment or Vintage | Not Applicable Segment or Vintage | Not Applicable Segment or Vintage | Not Applicable Segment or Vintage | Not Applicable Segment or Vintage | Not Applicable Segment or Vintage | Not Applicable Segment or Vintage | Not Applicable Segment or Vintage | Not Applicable Segment or Vintage | 0 | 0 | 0 | 0 | 0 | 0 | 0 | 0 | 0 | 0 | 0 | 0 | 0 | 0 | 0 | 0 | 0 | 0 | 0 | 0 | 0 | 0 | 0 | 0 | 0 | 0 | 0 | 0 | 0 | 0 | 0 | 0 | 0 | 0 | 0 | 0 | 0 | 0 | 0 | 0 | 0 | 0 | 0 | 0 | 0 | 0 | 0 | 0 | 0 | 0 | 0 | 0 | 0 | 0 | 0 | 0 | 0 | 0 | 0 | 0 | 0 | 0 | 0 | 0 | 0 | 0 | 0 | 0 | 0 | 0 | 0 | 0 | 0 | 0 | 0 | 0 | 0 | 0 | 0 | 0 | 0 | 0 | 0 | 0 | 0 | 0 | 0 | 0 | 0 | 0 | 0 | 0 | 0 | 0 | 0 | 0 | 0 | 0 | 0 | 0 | 0 | 0 | 0 | 0 | 0 | 0 | 0 | 0 | 0 | 0 | 0 | 0 | Not Applicable Segment or Vintage | Not Applicable Segment or Vintage | Not Applicable Segment or Vintage | Not Applicable Segment or Vintage | Not Applicable Segment or Vintage | Not Applicable Segment or Vintage | Not Applicable Segment or Vintage | Not Applicable Segment or Vintage | Not Applicable Segment or Vintage | Not Applicable Segment or Vintage | Not Applicable Segment or Vintage | Not Applicable Segment or Vintage | Not Applicable Segment or Vintage | Not Applicable Segment or Vintage | Not Applicable Segment or Vintage | Not Applicable Segment or Vintage | Not Applicable Segment or Vintage | Not Applicable Segment or Vintage | Not Applicable Segment or Vintage | Not Applicable Segment or Vintage | Not Applicable Segment or Vintage | Not Applicable Segment or Vintage | Not Applicable Segment or Vintage | Not Applicable Segment or Vintage | Not Applicable Segment or Vintage | Not Applicable Segment or Vintage | Not Applicable Segment or Vintage | Not Applicable Segment or Vintage | 0 | 0 | 0 | 0 | 0 | 0 | 0 | 0 | 0 | 0 | 0 | 0 | 0 | 0 | 0 | 0 | 0 | 0 | 0 | 0 | 0 | 0 | 0 | 0 | 0 | 0 | 0 | 0 | 0 | 0 | 0 | 0 | 0 | 0 | 0 | 0 | 0 | 0 | 0 | 0 | 0 | 0 | 0 | 0 | 0 | 0 | 0 | 0 | 0 | 0 | 0 | 0 | 0 | 0 | 0 | 0 | 0 | 0 | 0 | 0 | 0 | 0 | 0 | 0 | 0 | 0 | 0 | 0 | 0 | 0 | 0 | 0 | 0 | 0 | 0 | 0 | 0 | 0 | 0 | 0 | 0 | 0 | 0 | 0 | 0 | 0 | 0 | 0 | 0 | 0 | 0 | 0 | 0 | 0 | 0 | 0 | 0 | 0 | 0 | 0 | 0 | 0 | 0 | 0 | 0 | 0 | 0 | 0 | 0 | 0 | 0 | 0 | 0 | 0 | 0 | 0 | 0 | 0 | 0 | 0 | 0 | 0 | 0 | 0 | 0 | 0 | 0 | 0 | 0 | 0 | 0 | 0 | 0 | 0 | 0 | 0 | 0 | 0 | 0 | 0 | 0 | 0 | 0 | 0 | 0 | 0 | 0 | 0 | 0 | 0 | 0 | 0 | 0 | 0 | 0 | 0 | 0 | 0 | 0 | 0 | 0 | 0 | 0 | 0 | 0 | 0 | 0 | 0 | Not Applicable Segment or Vintage | Not Applicable Segment or Vintage | Not Applicable Segment or Vintage | Not Applicable Segment or Vintage | Not Applicable Segment or Vintage | Not Applicable Segment or Vintage | Not Applicable Segment or Vintage | Not Applicable Segment or Vintage | Not Applicable Segment or Vintage | Not Applicable Segment or Vintage | Not Applicable Segment or Vintage | Not Applicable Segment or Vintage | Not Applicable Segment or Vintage | Not Applicable Segment or Vintage | Not Applicable Segment or Vintage | Not Applicable Segment or Vintage | Not Applicable Segment or Vintage | Not Applicable Segment or Vintage | Not Applicable Segment or Vintage | Not Applicable Segment or Vintage | Not Applicable Segment or Vintage | Not Applicable Segment or Vintage | Not Applicable Segment or Vintage | Not Applicable Segment or Vintage | Not Applicable Segment or Vintage | Not Applicable Segment or Vintage | Not Applicable Segment or Vintage | Not Applicable Segment or Vintage | 0 | 0 | 0 | 0 | 0 | 0 | 0 | 0 | 0 | 0 | 0 | 0 | 0 | 0 | 0 | 0 | 0 | 0 | 0 | 0 | 0 | 0 | 0 | 0 | 0 | 0 | 0 | 0 | 0 | 0 | 0 | 0 | 0 | 0 | 0 | 0 | 0 | 0 | 0 | 0 | 0 | 0 | 0 | 0 | 0 | 0 | 0 | 0 | 0 | 0 | 0 | 0 | 0 | 0 | 0 | 0 | 0 | 0 | 0 | 0 | 0 | 0 | 0 | 0 | 0 | 0 | 0 | 0 | 0 | 0 | 0 | 0 | 0 | 0 | 0 | 0 | 0 | 0 | 0 | 0 | 0 | 0 | 0 | 0 | 0 | 0 | 0 | 0 | 0 | 0 | 0 | 0 | 0 | 0 | 0 | 0 | 0 | 0 | 0 | 0 | 0 | 0 | 0 | 0 | 0 | 0 | 0 | 0 | 0 | 0 | 0 | 0 | 0 | 0 | 0 | 0 | 0 | 0 | 0 | 0 | 0 | 0 | 0 | 0 | 0 | 0 | 0 | 0 | 0 | 0 | 0 | 0 | 0 | 0 | 0 | 0 | 0 | 0 | 0 | 0 | 0 | 0
Water Heater - Drainwater Heat Recovery_Retail_New_DWHR unit retrofitted to the main drain which includes outlets from showers, sinks and other fixtures too. | Water Heater - Drainwater Heat Recovery_Retail_New | Water Heater - Drainwater Heat Recovery_Commercial_New_Storage type water heater without DWHR devices_DWHR unit retrofitted to the main drain which includes outlets from showers, sinks and other fixtures too. | Commercial | Retail | New | Water Heating | Natural Gas | Water Heater - Drainwater Heat Recovery | NEQ | Storage type water heater without DWHR devices | 30 | 30 | 30 | 1.436 | 0 | 0 | 0 | 0.25 | Retro1Slow | 0.012666666666666666 | TBD | A | WCM283 | 0.7 | 0.42 | showerhead | 0.0321 | 0 | 0 | 0 | 0 | IL TRM v12 - 5.4.11 - Drain Water Heat Recovery - RS-DHW-DWHR-V04-240101 | IL TRM v12 - 5.4.11 - Drain Water Heat Recovery - RS-DHW-DWHR-V04-240101 ¦ Cost adjusted for retrofit applications to account for expected increase in cost. | IL TRM v12 - 5.4.11 - Drain Water Heat Recovery - RS-DHW-DWHR-V04-240101 ¦ AEG adjusted with Regional Technical Forum research | 0 | 0 | 986.4961 | Storage type water heater without DWHR devices | Storage type water heater without DWHR devices | Storage type water heater without DWHR devices | Storage type water heater without DWHR devices | Storage type water heater without DWHR devices | Storage type water heater without DWHR devices | Storage type water heater without DWHR devices | Storage type water heater without DWHR devices | Storage type water heater without DWHR devices | Storage type water heater without DWHR devices | Storage type water heater without DWHR devices | Storage type water heater without DWHR devices | Storage type water heater without DWHR devices | Storage type water heater without DWHR devices | Storage type water heater without DWHR devices | Storage type water heater without DWHR devices | Storage type water heater without DWHR devices | Storage type water heater without DWHR devices | Storage type water heater without DWHR devices | Storage type water heater without DWHR devices | Storage type water heater without DWHR devices | Storage type water heater without DWHR devices | Storage type water heater without DWHR devices | Storage type water heater without DWHR devices | Storage type water heater without DWHR devices | Storage type water heater without DWHR devices | Storage type water heater without DWHR devices | Storage type water heater without DWHR devices | 0 | 0 | 0 | 0 | 0 | 0 | 0 | 0 | 0 | 0 | 0 | 0 | 0 | 0 | 0 | 0 | 0 | 0 | 0 | 0 | 0 | 0 | 0 | 0 | 0 | 0 | 0 | 0 | 0 | 0 | 0 | 0 | 0 | 0 | 0 | 0 | 0 | 0 | 0 | 0 | 0 | 0 | 0 | 0 | 0 | 0 | 0 | 0 | 0 | 0 | 0 | 0 | 0 | 0 | 0 | 0 | 0 | 0 | 0 | 0 | 0 | 0 | 0 | 0 | 0 | 0 | 0 | 0 | 0 | 0 | 0 | 0 | 0 | 0 | 0 | 0 | 0 | 0 | 0 | 0 | 0 | 0 | 0 | 0 | 0 | 0 | 0 | 0 | 0 | 0 | 0 | 0 | 0 | 0 | 0 | 0 | 0 | 0 | 0 | 0 | 0 | 0 | 0 | 0 | 0 | 0 | 0 | 0 | 0 | 0 | 0 | 0 | DWHR unit retrofitted to the main drain which includes outlets from showers, sinks and other fixtures too. | DWHR unit retrofitted to the main drain which includes outlets from showers, sinks and other fixtures too. | DWHR unit retrofitted to the main drain which includes outlets from showers, sinks and other fixtures too. | DWHR unit retrofitted to the main drain which includes outlets from showers, sinks and other fixtures too. | DWHR unit retrofitted to the main drain which includes outlets from showers, sinks and other fixtures too. | DWHR unit retrofitted to the main drain which includes outlets from showers, sinks and other fixtures too. | DWHR unit retrofitted to the main drain which includes outlets from showers, sinks and other fixtures too. | DWHR unit retrofitted to the main drain which includes outlets from showers, sinks and other fixtures too. | DWHR unit retrofitted to the main drain which includes outlets from showers, sinks and other fixtures too. | DWHR unit retrofitted to the main drain which includes outlets from showers, sinks and other fixtures too. | DWHR unit retrofitted to the main drain which includes outlets from showers, sinks and other fixtures too. | DWHR unit retrofitted to the main drain which includes outlets from showers, sinks and other fixtures too. | DWHR unit retrofitted to the main drain which includes outlets from showers, sinks and other fixtures too. | DWHR unit retrofitted to the main drain which includes outlets from showers, sinks and other fixtures too. | DWHR unit retrofitted to the main drain which includes outlets from showers, sinks and other fixtures too. | DWHR unit retrofitted to the main drain which includes outlets from showers, sinks and other fixtures too. | DWHR unit retrofitted to the main drain which includes outlets from showers, sinks and other fixtures too. | DWHR unit retrofitted to the main drain which includes outlets from showers, sinks and other fixtures too. | DWHR unit retrofitted to the main drain which includes outlets from showers, sinks and other fixtures too. | DWHR unit retrofitted to the main drain which includes outlets from showers, sinks and other fixtures too. | DWHR unit retrofitted to the main drain which includes outlets from showers, sinks and other fixtures too. | DWHR unit retrofitted to the main drain which includes outlets from showers, sinks and other fixtures too. | DWHR unit retrofitted to the main drain which includes outlets from showers, sinks and other fixtures too. | DWHR unit retrofitted to the main drain which includes outlets from showers, sinks and other fixtures too. | DWHR unit retrofitted to the main drain which includes outlets from showers, sinks and other fixtures too. | DWHR unit retrofitted to the main drain which includes outlets from showers, sinks and other fixtures too. | DWHR unit retrofitted to the main drain which includes outlets from showers, sinks and other fixtures too. | DWHR unit retrofitted to the main drain which includes outlets from showers, sinks and other fixtures too. | 986.4961 | 986.4961 | 986.4961 | 986.4961 | 986.4961 | 986.4961 | 986.4961 | 986.4961 | 986.4961 | 986.4961 | 986.4961 | 986.4961 | 986.4961 | 986.4961 | 986.4961 | 986.4961 | 986.4961 | 986.4961 | 986.4961 | 986.4961 | 986.4961 | 986.4961 | 986.4961 | 986.4961 | 986.4961 | 986.4961 | 986.4961 | 986.4961 | 1.436 | 1.436 | 1.436 | 1.436 | 1.436 | 1.436 | 1.436 | 1.436 | 1.436 | 1.436 | 1.436 | 1.436 | 1.436 | 1.436 | 1.436 | 1.436 | 1.436 | 1.436 | 1.436 | 1.436 | 1.436 | 1.436 | 1.436 | 1.436 | 1.436 | 1.436 | 1.436 | 1.436 | 0 | 0 | 0 | 0 | 0 | 0 | 0 | 0 | 0 | 0 | 0 | 0 | 0 | 0 | 0 | 0 | 0 | 0 | 0 | 0 | 0 | 0 | 0 | 0 | 0 | 0 | 0 | 0 | 0 | 0 | 0 | 0 | 0 | 0 | 0 | 0 | 0 | 0 | 0 | 0 | 0 | 0 | 0 | 0 | 0 | 0 | 0 | 0 | 0 | 0 | 0 | 0 | 0 | 0 | 0 | 0 | 0 | 0 | 0 | 0 | 0 | 0 | 0 | 0 | 0 | 0 | 0 | 0 | 0 | 0 | 0 | 0 | 0 | 0 | 0 | 0 | 0 | 0 | 0 | 0 | 0 | 0 | 0 | 0 | 0 | 0 | 0 | 0 | 0 | 0 | 0 | 0 | 0 | 0 | 0 | 0 | 0 | 0 | 0 | 0 | 0 | 0 | 0 | 0 | 0 | 0 | 0 | 0 | 0 | 0 | 0 | 0 | DWHR unit retrofitted to the main drain which includes outlets from showers, sinks and other fixtures too. | DWHR unit retrofitted to the main drain which includes outlets from showers, sinks and other fixtures too. | DWHR unit retrofitted to the main drain which includes outlets from showers, sinks and other fixtures too. | DWHR unit retrofitted to the main drain which includes outlets from showers, sinks and other fixtures too. | DWHR unit retrofitted to the main drain which includes outlets from showers, sinks and other fixtures too. | DWHR unit retrofitted to the main drain which includes outlets from showers, sinks and other fixtures too. | DWHR unit retrofitted to the main drain which includes outlets from showers, sinks and other fixtures too. | DWHR unit retrofitted to the main drain which includes outlets from showers, sinks and other fixtures too. | DWHR unit retrofitted to the main drain which includes outlets from showers, sinks and other fixtures too. | DWHR unit retrofitted to the main drain which includes outlets from showers, sinks and other fixtures too. | DWHR unit retrofitted to the main drain which includes outlets from showers, sinks and other fixtures too. | DWHR unit retrofitted to the main drain which includes outlets from showers, sinks and other fixtures too. | DWHR unit retrofitted to the main drain which includes outlets from showers, sinks and other fixtures too. | DWHR unit retrofitted to the main drain which includes outlets from showers, sinks and other fixtures too. | DWHR unit retrofitted to the main drain which includes outlets from showers, sinks and other fixtures too. | DWHR unit retrofitted to the main drain which includes outlets from showers, sinks and other fixtures too. | DWHR unit retrofitted to the main drain which includes outlets from showers, sinks and other fixtures too. | DWHR unit retrofitted to the main drain which includes outlets from showers, sinks and other fixtures too. | DWHR unit retrofitted to the main drain which includes outlets from showers, sinks and other fixtures too. | DWHR unit retrofitted to the main drain which includes outlets from showers, sinks and other fixtures too. | DWHR unit retrofitted to the main drain which includes outlets from showers, sinks and other fixtures too. | DWHR unit retrofitted to the main drain which includes outlets from showers, sinks and other fixtures too. | DWHR unit retrofitted to the main drain which includes outlets from showers, sinks and other fixtures too. | DWHR unit retrofitted to the main drain which includes outlets from showers, sinks and other fixtures too. | DWHR unit retrofitted to the main drain which includes outlets from showers, sinks and other fixtures too. | DWHR unit retrofitted to the main drain which includes outlets from showers, sinks and other fixtures too. | DWHR unit retrofitted to the main drain which includes outlets from showers, sinks and other fixtures too. | DWHR unit retrofitted to the main drain which includes outlets from showers, sinks and other fixtures too. | 986.4961 | 986.4961 | 986.4961 | 986.4961 | 986.4961 | 986.4961 | 986.4961 | 986.4961 | 986.4961 | 986.4961 | 986.4961 | 986.4961 | 986.4961 | 986.4961 | 986.4961 | 986.4961 | 986.4961 | 986.4961 | 986.4961 | 986.4961 | 986.4961 | 986.4961 | 986.4961 | 986.4961 | 986.4961 | 986.4961 | 986.4961 | 986.4961 | 1.436 | 1.436 | 1.436 | 1.436 | 1.436 | 1.436 | 1.436 | 1.436 | 1.436 | 1.436 | 1.436 | 1.436 | 1.436 | 1.436 | 1.436 | 1.436 | 1.436 | 1.436 | 1.436 | 1.436 | 1.436 | 1.436 | 1.436 | 1.436 | 1.436 | 1.436 | 1.436 | 1.436 | 0 | 0 | 0 | 0 | 0 | 0 | 0 | 0 | 0 | 0 | 0 | 0 | 0 | 0 | 0 | 0 | 0 | 0 | 0 | 0 | 0 | 0 | 0 | 0 | 0 | 0 | 0 | 0 | 0 | 0 | 0 | 0 | 0 | 0 | 0 | 0 | 0 | 0 | 0 | 0 | 0 | 0 | 0 | 0 | 0 | 0 | 0 | 0 | 0 | 0 | 0 | 0 | 0 | 0 | 0 | 0 | 0 | 0 | 0 | 0 | 0 | 0 | 0 | 0 | 0 | 0 | 0 | 0 | 0 | 0 | 0 | 0 | 0 | 0 | 0 | 0 | 0 | 0 | 0 | 0 | 0 | 0 | 0 | 0 | 0 | 0
Water Heater - Pipe Insulation_Retail_New_Not Applicable Segment or Vintage | Water Heater - Pipe Insulation_Retail_New | Water Heater - Pipe Insulation_Commercial_New_Not Applicable Segment or Vintage_Not Applicable Segment or Vintage | Commercial | Retail | New | Water Heating | Natural Gas | Water Heater - Pipe Insulation | NEQ | Not Applicable Segment or Vintage | 15 | 15 | 15 | 0 | 0 | 0 | 0 | 0 | Retro3Slow | 0.004128203794943829 | TBD | A | WCM284 | 0.7 | 0.42 | sqft | 0.0321 | 0 | 0 | 0 | 0 | Not Applicable Segment or Vintage | Not Applicable Segment or Vintage | Not Applicable Segment or Vintage | 0 | 0 | 0 | Not Applicable Segment or Vintage | Not Applicable Segment or Vintage | Not Applicable Segment or Vintage | Not Applicable Segment or Vintage | Not Applicable Segment or Vintage | Not Applicable Segment or Vintage | Not Applicable Segment or Vintage | Not Applicable Segment or Vintage | Not Applicable Segment or Vintage | Not Applicable Segment or Vintage | Not Applicable Segment or Vintage | Not Applicable Segment or Vintage | Not Applicable Segment or Vintage | Not Applicable Segment or Vintage | Not Applicable Segment or Vintage | Not Applicable Segment or Vintage | Not Applicable Segment or Vintage | Not Applicable Segment or Vintage | Not Applicable Segment or Vintage | Not Applicable Segment or Vintage | Not Applicable Segment or Vintage | Not Applicable Segment or Vintage | Not Applicable Segment or Vintage | Not Applicable Segment or Vintage | Not Applicable Segment or Vintage | Not Applicable Segment or Vintage | Not Applicable Segment or Vintage | Not Applicable Segment or Vintage | 0 | 0 | 0 | 0 | 0 | 0 | 0 | 0 | 0 | 0 | 0 | 0 | 0 | 0 | 0 | 0 | 0 | 0 | 0 | 0 | 0 | 0 | 0 | 0 | 0 | 0 | 0 | 0 | 0 | 0 | 0 | 0 | 0 | 0 | 0 | 0 | 0 | 0 | 0 | 0 | 0 | 0 | 0 | 0 | 0 | 0 | 0 | 0 | 0 | 0 | 0 | 0 | 0 | 0 | 0 | 0 | 0 | 0 | 0 | 0 | 0 | 0 | 0 | 0 | 0 | 0 | 0 | 0 | 0 | 0 | 0 | 0 | 0 | 0 | 0 | 0 | 0 | 0 | 0 | 0 | 0 | 0 | 0 | 0 | 0 | 0 | 0 | 0 | 0 | 0 | 0 | 0 | 0 | 0 | 0 | 0 | 0 | 0 | 0 | 0 | 0 | 0 | 0 | 0 | 0 | 0 | 0 | 0 | 0 | 0 | 0 | 0 | Not Applicable Segment or Vintage | Not Applicable Segment or Vintage | Not Applicable Segment or Vintage | Not Applicable Segment or Vintage | Not Applicable Segment or Vintage | Not Applicable Segment or Vintage | Not Applicable Segment or Vintage | Not Applicable Segment or Vintage | Not Applicable Segment or Vintage | Not Applicable Segment or Vintage | Not Applicable Segment or Vintage | Not Applicable Segment or Vintage | Not Applicable Segment or Vintage | Not Applicable Segment or Vintage | Not Applicable Segment or Vintage | Not Applicable Segment or Vintage | Not Applicable Segment or Vintage | Not Applicable Segment or Vintage | Not Applicable Segment or Vintage | Not Applicable Segment or Vintage | Not Applicable Segment or Vintage | Not Applicable Segment or Vintage | Not Applicable Segment or Vintage | Not Applicable Segment or Vintage | Not Applicable Segment or Vintage | Not Applicable Segment or Vintage | Not Applicable Segment or Vintage | Not Applicable Segment or Vintage | 0 | 0 | 0 | 0 | 0 | 0 | 0 | 0 | 0 | 0 | 0 | 0 | 0 | 0 | 0 | 0 | 0 | 0 | 0 | 0 | 0 | 0 | 0 | 0 | 0 | 0 | 0 | 0 | 0 | 0 | 0 | 0 | 0 | 0 | 0 | 0 | 0 | 0 | 0 | 0 | 0 | 0 | 0 | 0 | 0 | 0 | 0 | 0 | 0 | 0 | 0 | 0 | 0 | 0 | 0 | 0 | 0 | 0 | 0 | 0 | 0 | 0 | 0 | 0 | 0 | 0 | 0 | 0 | 0 | 0 | 0 | 0 | 0 | 0 | 0 | 0 | 0 | 0 | 0 | 0 | 0 | 0 | 0 | 0 | 0 | 0 | 0 | 0 | 0 | 0 | 0 | 0 | 0 | 0 | 0 | 0 | 0 | 0 | 0 | 0 | 0 | 0 | 0 | 0 | 0 | 0 | 0 | 0 | 0 | 0 | 0 | 0 | 0 | 0 | 0 | 0 | 0 | 0 | 0 | 0 | 0 | 0 | 0 | 0 | 0 | 0 | 0 | 0 | 0 | 0 | 0 | 0 | 0 | 0 | 0 | 0 | 0 | 0 | 0 | 0 | 0 | 0 | 0 | 0 | 0 | 0 | 0 | 0 | 0 | 0 | 0 | 0 | 0 | 0 | 0 | 0 | 0 | 0 | 0 | 0 | 0 | 0 | 0 | 0 | 0 | 0 | 0 | 0 | Not Applicable Segment or Vintage | Not Applicable Segment or Vintage | Not Applicable Segment or Vintage | Not Applicable Segment or Vintage | Not Applicable Segment or Vintage | Not Applicable Segment or Vintage | Not Applicable Segment or Vintage | Not Applicable Segment or Vintage | Not Applicable Segment or Vintage | Not Applicable Segment or Vintage | Not Applicable Segment or Vintage | Not Applicable Segment or Vintage | Not Applicable Segment or Vintage | Not Applicable Segment or Vintage | Not Applicable Segment or Vintage | Not Applicable Segment or Vintage | Not Applicable Segment or Vintage | Not Applicable Segment or Vintage | Not Applicable Segment or Vintage | Not Applicable Segment or Vintage | Not Applicable Segment or Vintage | Not Applicable Segment or Vintage | Not Applicable Segment or Vintage | Not Applicable Segment or Vintage | Not Applicable Segment or Vintage | Not Applicable Segment or Vintage | Not Applicable Segment or Vintage | Not Applicable Segment or Vintage | 0 | 0 | 0 | 0 | 0 | 0 | 0 | 0 | 0 | 0 | 0 | 0 | 0 | 0 | 0 | 0 | 0 | 0 | 0 | 0 | 0 | 0 | 0 | 0 | 0 | 0 | 0 | 0 | 0 | 0 | 0 | 0 | 0 | 0 | 0 | 0 | 0 | 0 | 0 | 0 | 0 | 0 | 0 | 0 | 0 | 0 | 0 | 0 | 0 | 0 | 0 | 0 | 0 | 0 | 0 | 0 | 0 | 0 | 0 | 0 | 0 | 0 | 0 | 0 | 0 | 0 | 0 | 0 | 0 | 0 | 0 | 0 | 0 | 0 | 0 | 0 | 0 | 0 | 0 | 0 | 0 | 0 | 0 | 0 | 0 | 0 | 0 | 0 | 0 | 0 | 0 | 0 | 0 | 0 | 0 | 0 | 0 | 0 | 0 | 0 | 0 | 0 | 0 | 0 | 0 | 0 | 0 | 0 | 0 | 0 | 0 | 0 | 0 | 0 | 0 | 0 | 0 | 0 | 0 | 0 | 0 | 0 | 0 | 0 | 0 | 0 | 0 | 0 | 0 | 0 | 0 | 0 | 0 | 0 | 0 | 0 | 0 | 0 | 0 | 0 | 0 | 0
Water Heater - Thermostatic Shower Restriction Valve_Retail_New_Showerhead with restrictor valve | Water Heater - Thermostatic Shower Restriction Valve_Retail_New | Water Heater - Thermostatic Shower Restriction Valve_Commercial_New_Typical showerhead without valve_Showerhead with restrictor valve | Commercial | Retail | New | Water Heating | Natural Gas | Water Heater - Thermostatic Shower Restriction Valve | NEQ | Typical showerhead without valve | 6 | 6 | 6 | 1.8 | 0 | 0 | 0 | 0 | Retro12Med | 3.879925052500492E-06 | TBD | A | WCM281 | 0.7 | 0.42 | showerhead | 0.0321 | 0 | 0 | 0 | 0 | Regional Technical Forum. Thermostatic Shower Restriction Valve - UES Workbook, Version 6.1. Northwest Power and Conservation Council. August 29, 2023 | Regional Technical Forum. Thermostatic Shower Restriction Valve - UES Workbook, Version 6.1. Northwest Power and Conservation Council. August 29, 2023 | Regional Technical Forum. Thermostatic Shower Restriction Valve - UES Workbook, Version 6.1. Northwest Power and Conservation Council. August 29, 2023 | 0 | 0 | 34.4397 | Typical showerhead without valve | Typical showerhead without valve | Typical showerhead without valve | Typical showerhead without valve | Typical showerhead without valve | Typical showerhead without valve | Typical showerhead without valve | Typical showerhead without valve | Typical showerhead without valve | Typical showerhead without valve | Typical showerhead without valve | Typical showerhead without valve | Typical showerhead without valve | Typical showerhead without valve | Typical showerhead without valve | Typical showerhead without valve | Typical showerhead without valve | Typical showerhead without valve | Typical showerhead without valve | Typical showerhead without valve | Typical showerhead without valve | Typical showerhead without valve | Typical showerhead without valve | Typical showerhead without valve | Typical showerhead without valve | Typical showerhead without valve | Typical showerhead without valve | Typical showerhead without valve | 0 | 0 | 0 | 0 | 0 | 0 | 0 | 0 | 0 | 0 | 0 | 0 | 0 | 0 | 0 | 0 | 0 | 0 | 0 | 0 | 0 | 0 | 0 | 0 | 0 | 0 | 0 | 0 | 0 | 0 | 0 | 0 | 0 | 0 | 0 | 0 | 0 | 0 | 0 | 0 | 0 | 0 | 0 | 0 | 0 | 0 | 0 | 0 | 0 | 0 | 0 | 0 | 0 | 0 | 0 | 0 | 0 | 0 | 0 | 0 | 0 | 0 | 0 | 0 | 0 | 0 | 0 | 0 | 0 | 0 | 0 | 0 | 0 | 0 | 0 | 0 | 0 | 0 | 0 | 0 | 0 | 0 | 0 | 0 | 0 | 0 | 0 | 0 | 0 | 0 | 0 | 0 | 0 | 0 | 0 | 0 | 0 | 0 | 0 | 0 | 0 | 0 | 0 | 0 | 0 | 0 | 0 | 0 | 0 | 0 | 0 | 0 | Showerhead with restrictor valve | Showerhead with restrictor valve | Showerhead with restrictor valve | Showerhead with restrictor valve | Showerhead with restrictor valve | Showerhead with restrictor valve | Showerhead with restrictor valve | Showerhead with restrictor valve | Showerhead with restrictor valve | Showerhead with restrictor valve | Showerhead with restrictor valve | Showerhead with restrictor valve | Showerhead with restrictor valve | Showerhead with restrictor valve | Showerhead with restrictor valve | Showerhead with restrictor valve | Showerhead with restrictor valve | Showerhead with restrictor valve | Showerhead with restrictor valve | Showerhead with restrictor valve | Showerhead with restrictor valve | Showerhead with restrictor valve | Showerhead with restrictor valve | Showerhead with restrictor valve | Showerhead with restrictor valve | Showerhead with restrictor valve | Showerhead with restrictor valve | Showerhead with restrictor valve | 34.4397 | 34.4397 | 34.4397 | 34.4397 | 34.4397 | 34.4397 | 34.4397 | 34.4397 | 34.4397 | 34.4397 | 34.4397 | 34.4397 | 34.4397 | 34.4397 | 34.4397 | 34.4397 | 34.4397 | 34.4397 | 34.4397 | 34.4397 | 34.4397 | 34.4397 | 34.4397 | 34.4397 | 34.4397 | 34.4397 | 34.4397 | 34.4397 | 1.8 | 1.8 | 1.8 | 1.8 | 1.8 | 1.8 | 1.8 | 1.8 | 1.8 | 1.8 | 1.8 | 1.8 | 1.8 | 1.8 | 1.8 | 1.8 | 1.8 | 1.8 | 1.8 | 1.8 | 1.8 | 1.8 | 1.8 | 1.8 | 1.8 | 1.8 | 1.8 | 1.8 | 0 | 0 | 0 | 0 | 0 | 0 | 0 | 0 | 0 | 0 | 0 | 0 | 0 | 0 | 0 | 0 | 0 | 0 | 0 | 0 | 0 | 0 | 0 | 0 | 0 | 0 | 0 | 0 | 0 | 0 | 0 | 0 | 0 | 0 | 0 | 0 | 0 | 0 | 0 | 0 | 0 | 0 | 0 | 0 | 0 | 0 | 0 | 0 | 0 | 0 | 0 | 0 | 0 | 0 | 0 | 0 | 0 | 0 | 0 | 0 | 0 | 0 | 0 | 0 | 0 | 0 | 0 | 0 | 0 | 0 | 0 | 0 | 0 | 0 | 0 | 0 | 0 | 0 | 0 | 0 | 0 | 0 | 0 | 0 | 0 | 0 | 0 | 0 | 0 | 0 | 0 | 0 | 0 | 0 | 0 | 0 | 0 | 0 | 0 | 0 | 0 | 0 | 0 | 0 | 0 | 0 | 0 | 0 | 0 | 0 | 0 | 0 | Showerhead with restrictor valve | Showerhead with restrictor valve | Showerhead with restrictor valve | Showerhead with restrictor valve | Showerhead with restrictor valve | Showerhead with restrictor valve | Showerhead with restrictor valve | Showerhead with restrictor valve | Showerhead with restrictor valve | Showerhead with restrictor valve | Showerhead with restrictor valve | Showerhead with restrictor valve | Showerhead with restrictor valve | Showerhead with restrictor valve | Showerhead with restrictor valve | Showerhead with restrictor valve | Showerhead with restrictor valve | Showerhead with restrictor valve | Showerhead with restrictor valve | Showerhead with restrictor valve | Showerhead with restrictor valve | Showerhead with restrictor valve | Showerhead with restrictor valve | Showerhead with restrictor valve | Showerhead with restrictor valve | Showerhead with restrictor valve | Showerhead with restrictor valve | Showerhead with restrictor valve | 34.4397 | 34.4397 | 34.4397 | 34.4397 | 34.4397 | 34.4397 | 34.4397 | 34.4397 | 34.4397 | 34.4397 | 34.4397 | 34.4397 | 34.4397 | 34.4397 | 34.4397 | 34.4397 | 34.4397 | 34.4397 | 34.4397 | 34.4397 | 34.4397 | 34.4397 | 34.4397 | 34.4397 | 34.4397 | 34.4397 | 34.4397 | 34.4397 | 1.8 | 1.8 | 1.8 | 1.8 | 1.8 | 1.8 | 1.8 | 1.8 | 1.8 | 1.8 | 1.8 | 1.8 | 1.8 | 1.8 | 1.8 | 1.8 | 1.8 | 1.8 | 1.8 | 1.8 | 1.8 | 1.8 | 1.8 | 1.8 | 1.8 | 1.8 | 1.8 | 1.8 | 0 | 0 | 0 | 0 | 0 | 0 | 0 | 0 | 0 | 0 | 0 | 0 | 0 | 0 | 0 | 0 | 0 | 0 | 0 | 0 | 0 | 0 | 0 | 0 | 0 | 0 | 0 | 0 | 0 | 0 | 0 | 0 | 0 | 0 | 0 | 0 | 0 | 0 | 0 | 0 | 0 | 0 | 0 | 0 | 0 | 0 | 0 | 0 | 0 | 0 | 0 | 0 | 0 | 0 | 0 | 0 | 0 | 0 | 0 | 0 | 0 | 0 | 0 | 0 | 0 | 0 | 0 | 0 | 0 | 0 | 0 | 0 | 0 | 0 | 0 | 0 | 0 | 0 | 0 | 0 | 0 | 0 | 0 | 0 | 0 | 0
Advanced New Construction Designs_Retail_New_Advanced new construction buildings exceeding ASHRAE 90.1 requirements using integrated design approach. | Advanced New Construction Designs_Retail_New | Advanced New Construction Designs_Commercial_New_New construction building meeting current code._Advanced new construction buildings exceeding ASHRAE 90.1 requirements using integrated design approach. | Commercial | Retail | New | Water Heating | Natural Gas | Advanced New Construction Designs | NEQ | New construction building meeting current code. | 30 | 30 | 30 | 0 | 0 | 0 | 0.25 | 0.75 | RetroEven20 | 0.03333333333333333 | TBD | A | WCM296 | 0.7 | 0.42 | sqft cond | 0.0321 | 0 | 0 | 0 | 0 | Pacific Northwest National Laboratory. Expanded Energy Credits in Energy Codes. PNNL-31572. July 2021. | The Technical Feasibility of Zero Net Energy Buildings in California, CALMAC Study ID - PGE0326.01. December 2012. | Pacific Northwest National Laboratory. Expanded Energy Credits in Energy Codes. PNNL-31572. July 2021. | 0 | 0 | 4.4221 | New construction building meeting current code. | New construction building meeting current code. | New construction building meeting current code. | New construction building meeting current code. | New construction building meeting current code. | New construction building meeting current code. | New construction building meeting current code. | New construction building meeting current code. | New construction building meeting current code. | New construction building meeting current code. | New construction building meeting current code. | New construction building meeting current code. | New construction building meeting current code. | New construction building meeting current code. | New construction building meeting current code. | New construction building meeting current code. | New construction building meeting current code. | New construction building meeting current code. | New construction building meeting current code. | New construction building meeting current code. | New construction building meeting current code. | New construction building meeting current code. | New construction building meeting current code. | New construction building meeting current code. | New construction building meeting current code. | New construction building meeting current code. | New construction building meeting current code. | New construction building meeting current code. | 0 | 0 | 0 | 0 | 0 | 0 | 0 | 0 | 0 | 0 | 0 | 0 | 0 | 0 | 0 | 0 | 0 | 0 | 0 | 0 | 0 | 0 | 0 | 0 | 0 | 0 | 0 | 0 | 0 | 0 | 0 | 0 | 0 | 0 | 0 | 0 | 0 | 0 | 0 | 0 | 0 | 0 | 0 | 0 | 0 | 0 | 0 | 0 | 0 | 0 | 0 | 0 | 0 | 0 | 0 | 0 | 0 | 0 | 0 | 0 | 0 | 0 | 0 | 0 | 0 | 0 | 0 | 0 | 0 | 0 | 0 | 0 | 0 | 0 | 0 | 0 | 0 | 0 | 0 | 0 | 0 | 0 | 0 | 0 | 0 | 0 | 0 | 0 | 0 | 0 | 0 | 0 | 0 | 0 | 0 | 0 | 0 | 0 | 0 | 0 | 0 | 0 | 0 | 0 | 0 | 0 | 0 | 0 | 0 | 0 | 0 | 0 | Advanced new construction buildings exceeding ASHRAE 90.1 requirements using integrated design approach. | Advanced new construction buildings exceeding ASHRAE 90.1 requirements using integrated design approach. | Advanced new construction buildings exceeding ASHRAE 90.1 requirements using integrated design approach. | Advanced new construction buildings exceeding ASHRAE 90.1 requirements using integrated design approach. | Advanced new construction buildings exceeding ASHRAE 90.1 requirements using integrated design approach. | Advanced new construction buildings exceeding ASHRAE 90.1 requirements using integrated design approach. | Advanced new construction buildings exceeding ASHRAE 90.1 requirements using integrated design approach. | Advanced new construction buildings exceeding ASHRAE 90.1 requirements using integrated design approach. | Advanced new construction buildings exceeding ASHRAE 90.1 requirements using integrated design approach. | Advanced new construction buildings exceeding ASHRAE 90.1 requirements using integrated design approach. | Advanced new construction buildings exceeding ASHRAE 90.1 requirements using integrated design approach. | Advanced new construction buildings exceeding ASHRAE 90.1 requirements using integrated design approach. | Advanced new construction buildings exceeding ASHRAE 90.1 requirements using integrated design approach. | Advanced new construction buildings exceeding ASHRAE 90.1 requirements using integrated design approach. | Advanced new construction buildings exceeding ASHRAE 90.1 requirements using integrated design approach. | Advanced new construction buildings exceeding ASHRAE 90.1 requirements using integrated design approach. | Advanced new construction buildings exceeding ASHRAE 90.1 requirements using integrated design approach. | Advanced new construction buildings exceeding ASHRAE 90.1 requirements using integrated design approach. | Advanced new construction buildings exceeding ASHRAE 90.1 requirements using integrated design approach. | Advanced new construction buildings exceeding ASHRAE 90.1 requirements using integrated design approach. | Advanced new construction buildings exceeding ASHRAE 90.1 requirements using integrated design approach. | Advanced new construction buildings exceeding ASHRAE 90.1 requirements using integrated design approach. | Advanced new construction buildings exceeding ASHRAE 90.1 requirements using integrated design approach. | Advanced new construction buildings exceeding ASHRAE 90.1 requirements using integrated design approach. | Advanced new construction buildings exceeding ASHRAE 90.1 requirements using integrated design approach. | Advanced new construction buildings exceeding ASHRAE 90.1 requirements using integrated design approach. | Advanced new construction buildings exceeding ASHRAE 90.1 requirements using integrated design approach. | Advanced new construction buildings exceeding ASHRAE 90.1 requirements using integrated design approach. | 4.4221 | 4.4221 | 4.4221 | 4.4221 | 4.4221 | 4.4221 | 4.4221 | 4.4221 | 4.4221 | 4.4221 | 4.4221 | 4.4221 | 4.4221 | 4.4221 | 4.4221 | 4.4221 | 4.4221 | 4.4221 | 4.4221 | 4.4221 | 4.4221 | 4.4221 | 4.4221 | 4.4221 | 4.4221 | 4.4221 | 4.4221 | 4.4221 | 0 | 0 | 0 | 0 | 0 | 0 | 0 | 0 | 0 | 0 | 0 | 0 | 0 | 0 | 0 | 0 | 0 | 0 | 0 | 0 | 0 | 0 | 0 | 0 | 0 | 0 | 0 | 0 | 0 | 0 | 0 | 0 | 0 | 0 | 0 | 0 | 0 | 0 | 0 | 0 | 0 | 0 | 0 | 0 | 0 | 0 | 0 | 0 | 0 | 0 | 0 | 0 | 0 | 0 | 0 | 0 | 0 | 0 | 0 | 0 | 0 | 0 | 0 | 0 | 0 | 0 | 0 | 0 | 0 | 0 | 0 | 0 | 0 | 0 | 0 | 0 | 0 | 0 | 0 | 0 | 0 | 0 | 0 | 0 | 0 | 0 | 0 | 0 | 0 | 0 | 0 | 0 | 0 | 0 | 0 | 0 | 0 | 0 | 0 | 0 | 0 | 0 | 0 | 0 | 0 | 0 | 0 | 0 | 0 | 0 | 0 | 0 | 0 | 0 | 0 | 0 | 0 | 0 | 0 | 0 | 0 | 0 | 0 | 0 | 0 | 0 | 0 | 0 | 0 | 0 | 0 | 0 | 0 | 0 | 0 | 0 | 0 | 0 | 0 | 0 | Advanced new construction buildings exceeding ASHRAE 90.1 requirements using integrated design approach. | Advanced new construction buildings exceeding ASHRAE 90.1 requirements using integrated design approach. | Advanced new construction buildings exceeding ASHRAE 90.1 requirements using integrated design approach. | Advanced new construction buildings exceeding ASHRAE 90.1 requirements using integrated design approach. | Advanced new construction buildings exceeding ASHRAE 90.1 requirements using integrated design approach. | Advanced new construction buildings exceeding ASHRAE 90.1 requirements using integrated design approach. | Advanced new construction buildings exceeding ASHRAE 90.1 requirements using integrated design approach. | Advanced new construction buildings exceeding ASHRAE 90.1 requirements using integrated design approach. | Advanced new construction buildings exceeding ASHRAE 90.1 requirements using integrated design approach. | Advanced new construction buildings exceeding ASHRAE 90.1 requirements using integrated design approach. | Advanced new construction buildings exceeding ASHRAE 90.1 requirements using integrated design approach. | Advanced new construction buildings exceeding ASHRAE 90.1 requirements using integrated design approach. | Advanced new construction buildings exceeding ASHRAE 90.1 requirements using integrated design approach. | Advanced new construction buildings exceeding ASHRAE 90.1 requirements using integrated design approach. | Advanced new construction buildings exceeding ASHRAE 90.1 requirements using integrated design approach. | Advanced new construction buildings exceeding ASHRAE 90.1 requirements using integrated design approach. | Advanced new construction buildings exceeding ASHRAE 90.1 requirements using integrated design approach. | Advanced new construction buildings exceeding ASHRAE 90.1 requirements using integrated design approach. | Advanced new construction buildings exceeding ASHRAE 90.1 requirements using integrated design approach. | Advanced new construction buildings exceeding ASHRAE 90.1 requirements using integrated design approach. | Advanced new construction buildings exceeding ASHRAE 90.1 requirements using integrated design approach. | Advanced new construction buildings exceeding ASHRAE 90.1 requirements using integrated design approach. | Advanced new construction buildings exceeding ASHRAE 90.1 requirements using integrated design approach. | Advanced new construction buildings exceeding ASHRAE 90.1 requirements using integrated design approach. | Advanced new construction buildings exceeding ASHRAE 90.1 requirements using integrated design approach. | Advanced new construction buildings exceeding ASHRAE 90.1 requirements using integrated design approach. | Advanced new construction buildings exceeding ASHRAE 90.1 requirements using integrated design approach. | Advanced new construction buildings exceeding ASHRAE 90.1 requirements using integrated design approach. | 4.4221 | 4.4221 | 4.4221 | 4.4221 | 4.4221 | 4.4221 | 4.4221 | 4.4221 | 4.4221 | 4.4221 | 4.4221 | 4.4221 | 4.4221 | 4.4221 | 4.4221 | 4.4221 | 4.4221 | 4.4221 | 4.4221 | 4.4221 | 4.4221 | 4.4221 | 4.4221 | 4.4221 | 4.4221 | 4.4221 | 4.4221 | 4.4221 | 0 | 0 | 0 | 0 | 0 | 0 | 0 | 0 | 0 | 0 | 0 | 0 | 0 | 0 | 0 | 0 | 0 | 0 | 0 | 0 | 0 | 0 | 0 | 0 | 0 | 0 | 0 | 0 | 0 | 0 | 0 | 0 | 0 | 0 | 0 | 0 | 0 | 0 | 0 | 0 | 0 | 0 | 0 | 0 | 0 | 0 | 0 | 0 | 0 | 0 | 0 | 0 | 0 | 0 | 0 | 0 | 0 | 0 | 0 | 0 | 0 | 0 | 0 | 0 | 0 | 0 | 0 | 0 | 0 | 0 | 0 | 0 | 0 | 0 | 0 | 0 | 0 | 0 | 0 | 0 | 0 | 0 | 0 | 0 | 0 | 0 | 0 | 0 | 0 | 0 | 0 | 0 | 0 | 0 | 0 | 0 | 0 | 0 | 0 | 0 | 0 | 0 | 0 | 0 | 0 | 0 | 0 | 0 | 0 | 0 | 0 | 0 | 0 | 0
Commercial Laundry - Ozone Treatment_Retail_New_Not Applicable Segment or Vintage | Commercial Laundry - Ozone Treatment_Retail_New | Commercial Laundry - Ozone Treatment_Commercial_New_Not Applicable Segment or Vintage_Not Applicable Segment or Vintage | Commercial | Retail | New | Water Heating | Natural Gas | Commercial Laundry - Ozone Treatment | NEQ | Not Applicable Segment or Vintage | 10 | 10 | 10 | 0 | 0 | 0 | 0 | 0 | Retro5Med | 8.35569166605469E-06 | TBD | A | WCM287 | 0.7 | 0.42 | sqft | 0.0321 | 0 | 0 | 0 | 0 | Not Applicable Segment or Vintage | Not Applicable Segment or Vintage | Not Applicable Segment or Vintage | 0 | 0 | 0 | Not Applicable Segment or Vintage | Not Applicable Segment or Vintage | Not Applicable Segment or Vintage | Not Applicable Segment or Vintage | Not Applicable Segment or Vintage | Not Applicable Segment or Vintage | Not Applicable Segment or Vintage | Not Applicable Segment or Vintage | Not Applicable Segment or Vintage | Not Applicable Segment or Vintage | Not Applicable Segment or Vintage | Not Applicable Segment or Vintage | Not Applicable Segment or Vintage | Not Applicable Segment or Vintage | Not Applicable Segment or Vintage | Not Applicable Segment or Vintage | Not Applicable Segment or Vintage | Not Applicable Segment or Vintage | Not Applicable Segment or Vintage | Not Applicable Segment or Vintage | Not Applicable Segment or Vintage | Not Applicable Segment or Vintage | Not Applicable Segment or Vintage | Not Applicable Segment or Vintage | Not Applicable Segment or Vintage | Not Applicable Segment or Vintage | Not Applicable Segment or Vintage | Not Applicable Segment or Vintage | 0 | 0 | 0 | 0 | 0 | 0 | 0 | 0 | 0 | 0 | 0 | 0 | 0 | 0 | 0 | 0 | 0 | 0 | 0 | 0 | 0 | 0 | 0 | 0 | 0 | 0 | 0 | 0 | 0 | 0 | 0 | 0 | 0 | 0 | 0 | 0 | 0 | 0 | 0 | 0 | 0 | 0 | 0 | 0 | 0 | 0 | 0 | 0 | 0 | 0 | 0 | 0 | 0 | 0 | 0 | 0 | 0 | 0 | 0 | 0 | 0 | 0 | 0 | 0 | 0 | 0 | 0 | 0 | 0 | 0 | 0 | 0 | 0 | 0 | 0 | 0 | 0 | 0 | 0 | 0 | 0 | 0 | 0 | 0 | 0 | 0 | 0 | 0 | 0 | 0 | 0 | 0 | 0 | 0 | 0 | 0 | 0 | 0 | 0 | 0 | 0 | 0 | 0 | 0 | 0 | 0 | 0 | 0 | 0 | 0 | 0 | 0 | Not Applicable Segment or Vintage | Not Applicable Segment or Vintage | Not Applicable Segment or Vintage | Not Applicable Segment or Vintage | Not Applicable Segment or Vintage | Not Applicable Segment or Vintage | Not Applicable Segment or Vintage | Not Applicable Segment or Vintage | Not Applicable Segment or Vintage | Not Applicable Segment or Vintage | Not Applicable Segment or Vintage | Not Applicable Segment or Vintage | Not Applicable Segment or Vintage | Not Applicable Segment or Vintage | Not Applicable Segment or Vintage | Not Applicable Segment or Vintage | Not Applicable Segment or Vintage | Not Applicable Segment or Vintage | Not Applicable Segment or Vintage | Not Applicable Segment or Vintage | Not Applicable Segment or Vintage | Not Applicable Segment or Vintage | Not Applicable Segment or Vintage | Not Applicable Segment or Vintage | Not Applicable Segment or Vintage | Not Applicable Segment or Vintage | Not Applicable Segment or Vintage | Not Applicable Segment or Vintage | 0 | 0 | 0 | 0 | 0 | 0 | 0 | 0 | 0 | 0 | 0 | 0 | 0 | 0 | 0 | 0 | 0 | 0 | 0 | 0 | 0 | 0 | 0 | 0 | 0 | 0 | 0 | 0 | 0 | 0 | 0 | 0 | 0 | 0 | 0 | 0 | 0 | 0 | 0 | 0 | 0 | 0 | 0 | 0 | 0 | 0 | 0 | 0 | 0 | 0 | 0 | 0 | 0 | 0 | 0 | 0 | 0 | 0 | 0 | 0 | 0 | 0 | 0 | 0 | 0 | 0 | 0 | 0 | 0 | 0 | 0 | 0 | 0 | 0 | 0 | 0 | 0 | 0 | 0 | 0 | 0 | 0 | 0 | 0 | 0 | 0 | 0 | 0 | 0 | 0 | 0 | 0 | 0 | 0 | 0 | 0 | 0 | 0 | 0 | 0 | 0 | 0 | 0 | 0 | 0 | 0 | 0 | 0 | 0 | 0 | 0 | 0 | 0 | 0 | 0 | 0 | 0 | 0 | 0 | 0 | 0 | 0 | 0 | 0 | 0 | 0 | 0 | 0 | 0 | 0 | 0 | 0 | 0 | 0 | 0 | 0 | 0 | 0 | 0 | 0 | 0 | 0 | 0 | 0 | 0 | 0 | 0 | 0 | 0 | 0 | 0 | 0 | 0 | 0 | 0 | 0 | 0 | 0 | 0 | 0 | 0 | 0 | 0 | 0 | 0 | 0 | 0 | 0 | Not Applicable Segment or Vintage | Not Applicable Segment or Vintage | Not Applicable Segment or Vintage | Not Applicable Segment or Vintage | Not Applicable Segment or Vintage | Not Applicable Segment or Vintage | Not Applicable Segment or Vintage | Not Applicable Segment or Vintage | Not Applicable Segment or Vintage | Not Applicable Segment or Vintage | Not Applicable Segment or Vintage | Not Applicable Segment or Vintage | Not Applicable Segment or Vintage | Not Applicable Segment or Vintage | Not Applicable Segment or Vintage | Not Applicable Segment or Vintage | Not Applicable Segment or Vintage | Not Applicable Segment or Vintage | Not Applicable Segment or Vintage | Not Applicable Segment or Vintage | Not Applicable Segment or Vintage | Not Applicable Segment or Vintage | Not Applicable Segment or Vintage | Not Applicable Segment or Vintage | Not Applicable Segment or Vintage | Not Applicable Segment or Vintage | Not Applicable Segment or Vintage | Not Applicable Segment or Vintage | 0 | 0 | 0 | 0 | 0 | 0 | 0 | 0 | 0 | 0 | 0 | 0 | 0 | 0 | 0 | 0 | 0 | 0 | 0 | 0 | 0 | 0 | 0 | 0 | 0 | 0 | 0 | 0 | 0 | 0 | 0 | 0 | 0 | 0 | 0 | 0 | 0 | 0 | 0 | 0 | 0 | 0 | 0 | 0 | 0 | 0 | 0 | 0 | 0 | 0 | 0 | 0 | 0 | 0 | 0 | 0 | 0 | 0 | 0 | 0 | 0 | 0 | 0 | 0 | 0 | 0 | 0 | 0 | 0 | 0 | 0 | 0 | 0 | 0 | 0 | 0 | 0 | 0 | 0 | 0 | 0 | 0 | 0 | 0 | 0 | 0 | 0 | 0 | 0 | 0 | 0 | 0 | 0 | 0 | 0 | 0 | 0 | 0 | 0 | 0 | 0 | 0 | 0 | 0 | 0 | 0 | 0 | 0 | 0 | 0 | 0 | 0 | 0 | 0 | 0 | 0 | 0 | 0 | 0 | 0 | 0 | 0 | 0 | 0 | 0 | 0 | 0 | 0 | 0 | 0 | 0 | 0 | 0 | 0 | 0 | 0 | 0 | 0 | 0 | 0 | 0 | 0
Refrigeration - Heat Recovery_Retail_New_0 | Refrigeration - Heat Recovery_Retail_New | Refrigeration - Heat Recovery_Commercial_New_0_0 | Commercial | Retail | New | Water Heating | Natural Gas | Refrigeration - Heat Recovery | NEQ | 0 | 15 | 15 | 15 | 0 | 0 | 0 | 0.021314 | 0.2 | Retro5Med | 8.35569166605469E-06 | TBD | A | WCM291 | 0.7 | 0.42 | Fridge Ton | 0.0321 | 0 | 0 | 0 | 0 | 2025 MEMD Non-Wx - 7.10.01.FESG16.v01 - Refrigeration Waste Heat Recovery - DWH - N-CO-KR-000528-G-XX-XX-XX-XX-02 | 2025 MEMD Non-Wx - 7.10.01.FESG16.v01 - Refrigeration Waste Heat Recovery - DWH - N-CO-KR-000528-G-XX-XX-XX-XX-02 | 2025 MEMD Non-Wx - 7.10.01.FESG16.v01 - Refrigeration Waste Heat Recovery - DWH - N-CO-KR-000528-G-XX-XX-XX-XX-02 | 0 | 0 | 254.8782 | 0 | 0 | 0 | 0 | 0 | 0 | 0 | 0 | 0 | 0 | 0 | 0 | 0 | 0 | 0 | 0 | 0 | 0 | 0 | 0 | 0 | 0 | 0 | 0 | 0 | 0 | 0 | 0 | 0 | 0 | 0 | 0 | 0 | 0 | 0 | 0 | 0 | 0 | 0 | 0 | 0 | 0 | 0 | 0 | 0 | 0 | 0 | 0 | 0 | 0 | 0 | 0 | 0 | 0 | 0 | 0 | 0 | 0 | 0 | 0 | 0 | 0 | 0 | 0 | 0 | 0 | 0 | 0 | 0 | 0 | 0 | 0 | 0 | 0 | 0 | 0 | 0 | 0 | 0 | 0 | 0 | 0 | 0 | 0 | 0 | 0 | 0 | 0 | 0 | 0 | 0 | 0 | 0 | 0 | 0 | 0 | 0 | 0 | 0 | 0 | 0 | 0 | 0 | 0 | 0 | 0 | 0 | 0 | 0 | 0 | 0 | 0 | 0 | 0 | 0 | 0 | 0 | 0 | 0 | 0 | 0 | 0 | 0 | 0 | 0 | 0 | 0 | 0 | 0 | 0 | 0 | 0 | 0 | 0 | 0 | 0 | 0 | 0 | 0 | 0 | 0 | 0 | 0 | 0 | 0 | 0 | 0 | 0 | 0 | 0 | 0 | 0 | 0 | 0 | 0 | 0 | 0 | 0 | 0 | 0 | 0 | 0 | 0 | 0 | 0 | 0 | 0 | 0 | 254.8782 | 254.8782 | 254.8782 | 254.8782 | 254.8782 | 254.8782 | 254.8782 | 254.8782 | 254.8782 | 254.8782 | 254.8782 | 254.8782 | 254.8782 | 254.8782 | 254.8782 | 254.8782 | 254.8782 | 254.8782 | 254.8782 | 254.8782 | 254.8782 | 254.8782 | 254.8782 | 254.8782 | 254.8782 | 254.8782 | 254.8782 | 254.8782 | 0 | 0 | 0 | 0 | 0 | 0 | 0 | 0 | 0 | 0 | 0 | 0 | 0 | 0 | 0 | 0 | 0 | 0 | 0 | 0 | 0 | 0 | 0 | 0 | 0 | 0 | 0 | 0 | 0 | 0 | 0 | 0 | 0 | 0 | 0 | 0 | 0 | 0 | 0 | 0 | 0 | 0 | 0 | 0 | 0 | 0 | 0 | 0 | 0 | 0 | 0 | 0 | 0 | 0 | 0 | 0 | 0 | 0 | 0 | 0 | 0 | 0 | 0 | 0 | 0 | 0 | 0 | 0 | 0 | 0 | 0 | 0 | 0 | 0 | 0 | 0 | 0 | 0 | 0 | 0 | 0 | 0 | 0 | 0 | 0 | 0 | 0 | 0 | 0 | 0 | 0 | 0 | 0 | 0 | 0 | 0 | 0 | 0 | 0 | 0 | 0 | 0 | 0 | 0 | 0 | 0 | 0 | 0 | 0 | 0 | 0 | 0 | 0 | 0 | 0 | 0 | 0 | 0 | 0 | 0 | 0 | 0 | 0 | 0 | 0 | 0 | 0 | 0 | 0 | 0 | 0 | 0 | 0 | 0 | 0 | 0 | 0 | 0 | 0 | 0 | 0 | 0 | 0 | 0 | 0 | 0 | 0 | 0 | 0 | 0 | 0 | 0 | 0 | 0 | 0 | 0 | 0 | 0 | 0 | 0 | 0 | 0 | 0 | 0 | 0 | 0 | 0 | 0 | 254.8782 | 254.8782 | 254.8782 | 254.8782 | 254.8782 | 254.8782 | 254.8782 | 254.8782 | 254.8782 | 254.8782 | 254.8782 | 254.8782 | 254.8782 | 254.8782 | 254.8782 | 254.8782 | 254.8782 | 254.8782 | 254.8782 | 254.8782 | 254.8782 | 254.8782 | 254.8782 | 254.8782 | 254.8782 | 254.8782 | 254.8782 | 254.8782 | 0 | 0 | 0 | 0 | 0 | 0 | 0 | 0 | 0 | 0 | 0 | 0 | 0 | 0 | 0 | 0 | 0 | 0 | 0 | 0 | 0 | 0 | 0 | 0 | 0 | 0 | 0 | 0 | 0 | 0 | 0 | 0 | 0 | 0 | 0 | 0 | 0 | 0 | 0 | 0 | 0 | 0 | 0 | 0 | 0 | 0 | 0 | 0 | 0 | 0 | 0 | 0 | 0 | 0 | 0 | 0 | 0 | 0 | 0 | 0 | 0 | 0 | 0 | 0 | 0 | 0 | 0 | 0 | 0 | 0 | 0 | 0 | 0 | 0 | 0 | 0 | 0 | 0 | 0 | 0 | 0 | 0 | 0 | 0 | 0 | 0 | 0 | 0 | 0 | 0 | 0 | 0 | 0 | 0 | 0 | 0 | 0 | 0 | 0 | 0 | 0 | 0 | 0 | 0 | 0 | 0 | 0 | 0 | 0 | 0 | 0 | 0 | 0 | 0
Retrocommissioning_Retail_New_Not Applicable Segment or Vintage | Retrocommissioning_Retail_New | Retrocommissioning_Commercial_New_Not Applicable Segment or Vintage_Not Applicable Segment or Vintage | Commercial | Retail | New | Water Heating | Natural Gas | Retrocommissioning | NEQ | Not Applicable Segment or Vintage | 3 | 3 | 3 | 0 | 0 | 0 | 0 | 0 | RetroEven20 | 0.03333333333333333 | TBD | A | WCM300 | 0.7 | 0.42 | sqft | 0.0321 | 0 | 0 | 0 | 0 | Not Applicable Segment or Vintage | Not Applicable Segment or Vintage | Not Applicable Segment or Vintage | 0 | 0 | 0 | Not Applicable Segment or Vintage | Not Applicable Segment or Vintage | Not Applicable Segment or Vintage | Not Applicable Segment or Vintage | Not Applicable Segment or Vintage | Not Applicable Segment or Vintage | Not Applicable Segment or Vintage | Not Applicable Segment or Vintage | Not Applicable Segment or Vintage | Not Applicable Segment or Vintage | Not Applicable Segment or Vintage | Not Applicable Segment or Vintage | Not Applicable Segment or Vintage | Not Applicable Segment or Vintage | Not Applicable Segment or Vintage | Not Applicable Segment or Vintage | Not Applicable Segment or Vintage | Not Applicable Segment or Vintage | Not Applicable Segment or Vintage | Not Applicable Segment or Vintage | Not Applicable Segment or Vintage | Not Applicable Segment or Vintage | Not Applicable Segment or Vintage | Not Applicable Segment or Vintage | Not Applicable Segment or Vintage | Not Applicable Segment or Vintage | Not Applicable Segment or Vintage | Not Applicable Segment or Vintage | 0 | 0 | 0 | 0 | 0 | 0 | 0 | 0 | 0 | 0 | 0 | 0 | 0 | 0 | 0 | 0 | 0 | 0 | 0 | 0 | 0 | 0 | 0 | 0 | 0 | 0 | 0 | 0 | 0 | 0 | 0 | 0 | 0 | 0 | 0 | 0 | 0 | 0 | 0 | 0 | 0 | 0 | 0 | 0 | 0 | 0 | 0 | 0 | 0 | 0 | 0 | 0 | 0 | 0 | 0 | 0 | 0 | 0 | 0 | 0 | 0 | 0 | 0 | 0 | 0 | 0 | 0 | 0 | 0 | 0 | 0 | 0 | 0 | 0 | 0 | 0 | 0 | 0 | 0 | 0 | 0 | 0 | 0 | 0 | 0 | 0 | 0 | 0 | 0 | 0 | 0 | 0 | 0 | 0 | 0 | 0 | 0 | 0 | 0 | 0 | 0 | 0 | 0 | 0 | 0 | 0 | 0 | 0 | 0 | 0 | 0 | 0 | Not Applicable Segment or Vintage | Not Applicable Segment or Vintage | Not Applicable Segment or Vintage | Not Applicable Segment or Vintage | Not Applicable Segment or Vintage | Not Applicable Segment or Vintage | Not Applicable Segment or Vintage | Not Applicable Segment or Vintage | Not Applicable Segment or Vintage | Not Applicable Segment or Vintage | Not Applicable Segment or Vintage | Not Applicable Segment or Vintage | Not Applicable Segment or Vintage | Not Applicable Segment or Vintage | Not Applicable Segment or Vintage | Not Applicable Segment or Vintage | Not Applicable Segment or Vintage | Not Applicable Segment or Vintage | Not Applicable Segment or Vintage | Not Applicable Segment or Vintage | Not Applicable Segment or Vintage | Not Applicable Segment or Vintage | Not Applicable Segment or Vintage | Not Applicable Segment or Vintage | Not Applicable Segment or Vintage | Not Applicable Segment or Vintage | Not Applicable Segment or Vintage | Not Applicable Segment or Vintage | 0 | 0 | 0 | 0 | 0 | 0 | 0 | 0 | 0 | 0 | 0 | 0 | 0 | 0 | 0 | 0 | 0 | 0 | 0 | 0 | 0 | 0 | 0 | 0 | 0 | 0 | 0 | 0 | 0 | 0 | 0 | 0 | 0 | 0 | 0 | 0 | 0 | 0 | 0 | 0 | 0 | 0 | 0 | 0 | 0 | 0 | 0 | 0 | 0 | 0 | 0 | 0 | 0 | 0 | 0 | 0 | 0 | 0 | 0 | 0 | 0 | 0 | 0 | 0 | 0 | 0 | 0 | 0 | 0 | 0 | 0 | 0 | 0 | 0 | 0 | 0 | 0 | 0 | 0 | 0 | 0 | 0 | 0 | 0 | 0 | 0 | 0 | 0 | 0 | 0 | 0 | 0 | 0 | 0 | 0 | 0 | 0 | 0 | 0 | 0 | 0 | 0 | 0 | 0 | 0 | 0 | 0 | 0 | 0 | 0 | 0 | 0 | 0 | 0 | 0 | 0 | 0 | 0 | 0 | 0 | 0 | 0 | 0 | 0 | 0 | 0 | 0 | 0 | 0 | 0 | 0 | 0 | 0 | 0 | 0 | 0 | 0 | 0 | 0 | 0 | 0 | 0 | 0 | 0 | 0 | 0 | 0 | 0 | 0 | 0 | 0 | 0 | 0 | 0 | 0 | 0 | 0 | 0 | 0 | 0 | 0 | 0 | 0 | 0 | 0 | 0 | 0 | 0 | Not Applicable Segment or Vintage | Not Applicable Segment or Vintage | Not Applicable Segment or Vintage | Not Applicable Segment or Vintage | Not Applicable Segment or Vintage | Not Applicable Segment or Vintage | Not Applicable Segment or Vintage | Not Applicable Segment or Vintage | Not Applicable Segment or Vintage | Not Applicable Segment or Vintage | Not Applicable Segment or Vintage | Not Applicable Segment or Vintage | Not Applicable Segment or Vintage | Not Applicable Segment or Vintage | Not Applicable Segment or Vintage | Not Applicable Segment or Vintage | Not Applicable Segment or Vintage | Not Applicable Segment or Vintage | Not Applicable Segment or Vintage | Not Applicable Segment or Vintage | Not Applicable Segment or Vintage | Not Applicable Segment or Vintage | Not Applicable Segment or Vintage | Not Applicable Segment or Vintage | Not Applicable Segment or Vintage | Not Applicable Segment or Vintage | Not Applicable Segment or Vintage | Not Applicable Segment or Vintage | 0 | 0 | 0 | 0 | 0 | 0 | 0 | 0 | 0 | 0 | 0 | 0 | 0 | 0 | 0 | 0 | 0 | 0 | 0 | 0 | 0 | 0 | 0 | 0 | 0 | 0 | 0 | 0 | 0 | 0 | 0 | 0 | 0 | 0 | 0 | 0 | 0 | 0 | 0 | 0 | 0 | 0 | 0 | 0 | 0 | 0 | 0 | 0 | 0 | 0 | 0 | 0 | 0 | 0 | 0 | 0 | 0 | 0 | 0 | 0 | 0 | 0 | 0 | 0 | 0 | 0 | 0 | 0 | 0 | 0 | 0 | 0 | 0 | 0 | 0 | 0 | 0 | 0 | 0 | 0 | 0 | 0 | 0 | 0 | 0 | 0 | 0 | 0 | 0 | 0 | 0 | 0 | 0 | 0 | 0 | 0 | 0 | 0 | 0 | 0 | 0 | 0 | 0 | 0 | 0 | 0 | 0 | 0 | 0 | 0 | 0 | 0 | 0 | 0 | 0 | 0 | 0 | 0 | 0 | 0 | 0 | 0 | 0 | 0 | 0 | 0 | 0 | 0 | 0 | 0 | 0 | 0 | 0 | 0 | 0 | 0 | 0 | 0 | 0 | 0 | 0 | 0
Strategic Energy Management_Retail_New_Implementation of strategic energy management program. | Strategic Energy Management_Retail_New | Strategic Energy Management_Commercial_New_No strategic energy management._Implementation of strategic energy management program. | Commercial | Retail | New | Water Heating | Natural Gas | Strategic Energy Management | NEQ | No strategic energy management. | 3 | 3 | 3 | 0 | 0 | 0 | 0 | 0 | RetroEven20 | 0.03333333333333333 | TBD | A | WCM298 | 0.7 | 0.42 | sqft | 0.0321 | 0 | 0 | 0 | 0 | 2021 Power Plan - Com-EM-2021P_V4 - Commercial SEM, Northwest Power and Conservation Council (NWPCC), 2021 Power Plan Conservation Supply Workbooks. January 2022. | 2021 Power Plan - Com-EM-2021P_V4 - Commercial SEM, Northwest Power and Conservation Council (NWPCC), 2021 Power Plan Conservation Supply Workbooks. January 2022. | 2021 Power Plan - Com-EM-2021P_V4 - Commercial SEM, Northwest Power and Conservation Council (NWPCC), 2021 Power Plan Conservation Supply Workbooks. January 2022. | 0 | 0 | 0.16518 | No strategic energy management. | No strategic energy management. | No strategic energy management. | No strategic energy management. | No strategic energy management. | No strategic energy management. | No strategic energy management. | No strategic energy management. | No strategic energy management. | No strategic energy management. | No strategic energy management. | No strategic energy management. | No strategic energy management. | No strategic energy management. | No strategic energy management. | No strategic energy management. | No strategic energy management. | No strategic energy management. | No strategic energy management. | No strategic energy management. | No strategic energy management. | No strategic energy management. | No strategic energy management. | No strategic energy management. | No strategic energy management. | No strategic energy management. | No strategic energy management. | No strategic energy management. | 0 | 0 | 0 | 0 | 0 | 0 | 0 | 0 | 0 | 0 | 0 | 0 | 0 | 0 | 0 | 0 | 0 | 0 | 0 | 0 | 0 | 0 | 0 | 0 | 0 | 0 | 0 | 0 | 0 | 0 | 0 | 0 | 0 | 0 | 0 | 0 | 0 | 0 | 0 | 0 | 0 | 0 | 0 | 0 | 0 | 0 | 0 | 0 | 0 | 0 | 0 | 0 | 0 | 0 | 0 | 0 | 0 | 0 | 0 | 0 | 0 | 0 | 0 | 0 | 0 | 0 | 0 | 0 | 0 | 0 | 0 | 0 | 0 | 0 | 0 | 0 | 0 | 0 | 0 | 0 | 0 | 0 | 0 | 0 | 0 | 0 | 0 | 0 | 0 | 0 | 0 | 0 | 0 | 0 | 0 | 0 | 0 | 0 | 0 | 0 | 0 | 0 | 0 | 0 | 0 | 0 | 0 | 0 | 0 | 0 | 0 | 0 | Implementation of strategic energy management program. | Implementation of strategic energy management program. | Implementation of strategic energy management program. | Implementation of strategic energy management program. | Implementation of strategic energy management program. | Implementation of strategic energy management program. | Implementation of strategic energy management program. | Implementation of strategic energy management program. | Implementation of strategic energy management program. | Implementation of strategic energy management program. | Implementation of strategic energy management program. | Implementation of strategic energy management program. | Implementation of strategic energy management program. | Implementation of strategic energy management program. | Implementation of strategic energy management program. | Implementation of strategic energy management program. | Implementation of strategic energy management program. | Implementation of strategic energy management program. | Implementation of strategic energy management program. | Implementation of strategic energy management program. | Implementation of strategic energy management program. | Implementation of strategic energy management program. | Implementation of strategic energy management program. | Implementation of strategic energy management program. | Implementation of strategic energy management program. | Implementation of strategic energy management program. | Implementation of strategic energy management program. | Implementation of strategic energy management program. | 0.1652 | 0.1652 | 0.1652 | 0.1652 | 0.1652 | 0.1652 | 0.1652 | 0.1652 | 0.1652 | 0.1652 | 0.1652 | 0.1652 | 0.1652 | 0.1652 | 0.1652 | 0.1652 | 0.1652 | 0.1652 | 0.1652 | 0.1652 | 0.1652 | 0.1652 | 0.1652 | 0.1652 | 0.1652 | 0.1652 | 0.1652 | 0.1652 | 0 | 0 | 0 | 0 | 0 | 0 | 0 | 0 | 0 | 0 | 0 | 0 | 0 | 0 | 0 | 0 | 0 | 0 | 0 | 0 | 0 | 0 | 0 | 0 | 0 | 0 | 0 | 0 | 0 | 0 | 0 | 0 | 0 | 0 | 0 | 0 | 0 | 0 | 0 | 0 | 0 | 0 | 0 | 0 | 0 | 0 | 0 | 0 | 0 | 0 | 0 | 0 | 0 | 0 | 0 | 0 | 0 | 0 | 0 | 0 | 0 | 0 | 0 | 0 | 0 | 0 | 0 | 0 | 0 | 0 | 0 | 0 | 0 | 0 | 0 | 0 | 0 | 0 | 0 | 0 | 0 | 0 | 0 | 0 | 0 | 0 | 0 | 0 | 0 | 0 | 0 | 0 | 0 | 0 | 0 | 0 | 0 | 0 | 0 | 0 | 0 | 0 | 0 | 0 | 0 | 0 | 0 | 0 | 0 | 0 | 0 | 0 | 0 | 0 | 0 | 0 | 0 | 0 | 0 | 0 | 0 | 0 | 0 | 0 | 0 | 0 | 0 | 0 | 0 | 0 | 0 | 0 | 0 | 0 | 0 | 0 | 0 | 0 | 0 | 0 | Implementation of strategic energy management program. | Implementation of strategic energy management program. | Implementation of strategic energy management program. | Implementation of strategic energy management program. | Implementation of strategic energy management program. | Implementation of strategic energy management program. | Implementation of strategic energy management program. | Implementation of strategic energy management program. | Implementation of strategic energy management program. | Implementation of strategic energy management program. | Implementation of strategic energy management program. | Implementation of strategic energy management program. | Implementation of strategic energy management program. | Implementation of strategic energy management program. | Implementation of strategic energy management program. | Implementation of strategic energy management program. | Implementation of strategic energy management program. | Implementation of strategic energy management program. | Implementation of strategic energy management program. | Implementation of strategic energy management program. | Implementation of strategic energy management program. | Implementation of strategic energy management program. | Implementation of strategic energy management program. | Implementation of strategic energy management program. | Implementation of strategic energy management program. | Implementation of strategic energy management program. | Implementation of strategic energy management program. | Implementation of strategic energy management program. | 0.1652 | 0.1652 | 0.1652 | 0.1652 | 0.1652 | 0.1652 | 0.1652 | 0.1652 | 0.1652 | 0.1652 | 0.1652 | 0.1652 | 0.1652 | 0.1652 | 0.1652 | 0.1652 | 0.1652 | 0.1652 | 0.1652 | 0.1652 | 0.1652 | 0.1652 | 0.1652 | 0.1652 | 0.1652 | 0.1652 | 0.1652 | 0.1652 | 0 | 0 | 0 | 0 | 0 | 0 | 0 | 0 | 0 | 0 | 0 | 0 | 0 | 0 | 0 | 0 | 0 | 0 | 0 | 0 | 0 | 0 | 0 | 0 | 0 | 0 | 0 | 0 | 0 | 0 | 0 | 0 | 0 | 0 | 0 | 0 | 0 | 0 | 0 | 0 | 0 | 0 | 0 | 0 | 0 | 0 | 0 | 0 | 0 | 0 | 0 | 0 | 0 | 0 | 0 | 0 | 0 | 0 | 0 | 0 | 0 | 0 | 0 | 0 | 0 | 0 | 0 | 0 | 0 | 0 | 0 | 0 | 0 | 0 | 0 | 0 | 0 | 0 | 0 | 0 | 0 | 0 | 0 | 0 | 0 | 0 | 0 | 0 | 0 | 0 | 0 | 0 | 0 | 0 | 0 | 0 | 0 | 0 | 0 | 0 | 0 | 0 | 0 | 0 | 0 | 0 | 0 | 0 | 0 | 0 | 0 | 0 | 0 | 0
Water Heater - Pre-Rinse Spray Valve_Retail_New_New/replacement pre-rinse spray nozzle rated 1.0 GPM (0.92 GPM in situ) | Water Heater - Pre-Rinse Spray Valve_Retail_New | Water Heater - Pre-Rinse Spray Valve_Commercial_New_Pre-rinse spray valve rated 1.6GPM (1.33 GPM in situ)_New/replacement pre-rinse spray nozzle rated 1.0 GPM (0.92 GPM in situ) | Commercial | Retail | New | Water Heating | Natural Gas | Water Heater - Pre-Rinse Spray Valve | NEQ | Pre-rinse spray valve rated 1.6GPM (1.33 GPM in situ) | 5 | 5 | 5 | 54.7674 | 0 | 0 | 0.25 | 0.53333 | Retro12Med | 3.879925052500492E-06 | TBD | A | WCM282 | 0.7 | 0.42 | KitchenFaucet | 0.0321 | 0 | 0 | 0 | 0 | Regional Technical Forum. Pre-Rinse Spray Valve - UES Workbook, Version 2.5. Northwest Power and Conservation Council. December 20, 2019 | Regional Technical Forum. Pre-Rinse Spray Valve - UES Workbook, Version 2.5. Northwest Power and Conservation Council. December 20, 2019 | Regional Technical Forum. Pre-Rinse Spray Valve - UES Workbook, Version 2.5. Northwest Power and Conservation Council. December 20, 2019 | 0 | 0 | 104.6129 | Pre-rinse spray valve rated 1.6GPM (1.33 GPM in situ) | Pre-rinse spray valve rated 1.6GPM (1.33 GPM in situ) | Pre-rinse spray valve rated 1.6GPM (1.33 GPM in situ) | Pre-rinse spray valve rated 1.6GPM (1.33 GPM in situ) | Pre-rinse spray valve rated 1.6GPM (1.33 GPM in situ) | Pre-rinse spray valve rated 1.6GPM (1.33 GPM in situ) | Pre-rinse spray valve rated 1.6GPM (1.33 GPM in situ) | Pre-rinse spray valve rated 1.6GPM (1.33 GPM in situ) | Pre-rinse spray valve rated 1.6GPM (1.33 GPM in situ) | Pre-rinse spray valve rated 1.6GPM (1.33 GPM in situ) | Pre-rinse spray valve rated 1.6GPM (1.33 GPM in situ) | Pre-rinse spray valve rated 1.6GPM (1.33 GPM in situ) | Pre-rinse spray valve rated 1.6GPM (1.33 GPM in situ) | Pre-rinse spray valve rated 1.6GPM (1.33 GPM in situ) | Pre-rinse spray valve rated 1.6GPM (1.33 GPM in situ) | Pre-rinse spray valve rated 1.6GPM (1.33 GPM in situ) | Pre-rinse spray valve rated 1.6GPM (1.33 GPM in situ) | Pre-rinse spray valve rated 1.6GPM (1.33 GPM in situ) | Pre-rinse spray valve rated 1.6GPM (1.33 GPM in situ) | Pre-rinse spray valve rated 1.6GPM (1.33 GPM in situ) | Pre-rinse spray valve rated 1.6GPM (1.33 GPM in situ) | Pre-rinse spray valve rated 1.6GPM (1.33 GPM in situ) | Pre-rinse spray valve rated 1.6GPM (1.33 GPM in situ) | Pre-rinse spray valve rated 1.6GPM (1.33 GPM in situ) | Pre-rinse spray valve rated 1.6GPM (1.33 GPM in situ) | Pre-rinse spray valve rated 1.6GPM (1.33 GPM in situ) | Pre-rinse spray valve rated 1.6GPM (1.33 GPM in situ) | Pre-rinse spray valve rated 1.6GPM (1.33 GPM in situ) | 0 | 0 | 0 | 0 | 0 | 0 | 0 | 0 | 0 | 0 | 0 | 0 | 0 | 0 | 0 | 0 | 0 | 0 | 0 | 0 | 0 | 0 | 0 | 0 | 0 | 0 | 0 | 0 | 0 | 0 | 0 | 0 | 0 | 0 | 0 | 0 | 0 | 0 | 0 | 0 | 0 | 0 | 0 | 0 | 0 | 0 | 0 | 0 | 0 | 0 | 0 | 0 | 0 | 0 | 0 | 0 | 0 | 0 | 0 | 0 | 0 | 0 | 0 | 0 | 0 | 0 | 0 | 0 | 0 | 0 | 0 | 0 | 0 | 0 | 0 | 0 | 0 | 0 | 0 | 0 | 0 | 0 | 0 | 0 | 0 | 0 | 0 | 0 | 0 | 0 | 0 | 0 | 0 | 0 | 0 | 0 | 0 | 0 | 0 | 0 | 0 | 0 | 0 | 0 | 0 | 0 | 0 | 0 | 0 | 0 | 0 | 0 | New/replacement pre-rinse spray nozzle rated 1.0 GPM (0.92 GPM in situ) | New/replacement pre-rinse spray nozzle rated 1.0 GPM (0.92 GPM in situ) | New/replacement pre-rinse spray nozzle rated 1.0 GPM (0.92 GPM in situ) | New/replacement pre-rinse spray nozzle rated 1.0 GPM (0.92 GPM in situ) | New/replacement pre-rinse spray nozzle rated 1.0 GPM (0.92 GPM in situ) | New/replacement pre-rinse spray nozzle rated 1.0 GPM (0.92 GPM in situ) | New/replacement pre-rinse spray nozzle rated 1.0 GPM (0.92 GPM in situ) | New/replacement pre-rinse spray nozzle rated 1.0 GPM (0.92 GPM in situ) | New/replacement pre-rinse spray nozzle rated 1.0 GPM (0.92 GPM in situ) | New/replacement pre-rinse spray nozzle rated 1.0 GPM (0.92 GPM in situ) | New/replacement pre-rinse spray nozzle rated 1.0 GPM (0.92 GPM in situ) | New/replacement pre-rinse spray nozzle rated 1.0 GPM (0.92 GPM in situ) | New/replacement pre-rinse spray nozzle rated 1.0 GPM (0.92 GPM in situ) | New/replacement pre-rinse spray nozzle rated 1.0 GPM (0.92 GPM in situ) | New/replacement pre-rinse spray nozzle rated 1.0 GPM (0.92 GPM in situ) | New/replacement pre-rinse spray nozzle rated 1.0 GPM (0.92 GPM in situ) | New/replacement pre-rinse spray nozzle rated 1.0 GPM (0.92 GPM in situ) | New/replacement pre-rinse spray nozzle rated 1.0 GPM (0.92 GPM in situ) | New/replacement pre-rinse spray nozzle rated 1.0 GPM (0.92 GPM in situ) | New/replacement pre-rinse spray nozzle rated 1.0 GPM (0.92 GPM in situ) | New/replacement pre-rinse spray nozzle rated 1.0 GPM (0.92 GPM in situ) | New/replacement pre-rinse spray nozzle rated 1.0 GPM (0.92 GPM in situ) | New/replacement pre-rinse spray nozzle rated 1.0 GPM (0.92 GPM in situ) | New/replacement pre-rinse spray nozzle rated 1.0 GPM (0.92 GPM in situ) | New/replacement pre-rinse spray nozzle rated 1.0 GPM (0.92 GPM in situ) | New/replacement pre-rinse spray nozzle rated 1.0 GPM (0.92 GPM in situ) | New/replacement pre-rinse spray nozzle rated 1.0 GPM (0.92 GPM in situ) | New/replacement pre-rinse spray nozzle rated 1.0 GPM (0.92 GPM in situ) | 104.6129 | 104.6129 | 104.6129 | 104.6129 | 104.6129 | 104.6129 | 104.6129 | 104.6129 | 104.6129 | 104.6129 | 104.6129 | 104.6129 | 104.6129 | 104.6129 | 104.6129 | 104.6129 | 104.6129 | 104.6129 | 104.6129 | 104.6129 | 104.6129 | 104.6129 | 104.6129 | 104.6129 | 104.6129 | 104.6129 | 104.6129 | 104.6129 | 54.7674 | 54.7674 | 54.7674 | 54.7674 | 54.7674 | 54.7674 | 54.7674 | 54.7674 | 54.7674 | 54.7674 | 54.7674 | 54.7674 | 54.7674 | 54.7674 | 54.7674 | 54.7674 | 54.7674 | 54.7674 | 54.7674 | 54.7674 | 54.7674 | 54.7674 | 54.7674 | 54.7674 | 54.7674 | 54.7674 | 54.7674 | 54.7674 | 0 | 0 | 0 | 0 | 0 | 0 | 0 | 0 | 0 | 0 | 0 | 0 | 0 | 0 | 0 | 0 | 0 | 0 | 0 | 0 | 0 | 0 | 0 | 0 | 0 | 0 | 0 | 0 | 0 | 0 | 0 | 0 | 0 | 0 | 0 | 0 | 0 | 0 | 0 | 0 | 0 | 0 | 0 | 0 | 0 | 0 | 0 | 0 | 0 | 0 | 0 | 0 | 0 | 0 | 0 | 0 | 0 | 0 | 0 | 0 | 0 | 0 | 0 | 0 | 0 | 0 | 0 | 0 | 0 | 0 | 0 | 0 | 0 | 0 | 0 | 0 | 0 | 0 | 0 | 0 | 0 | 0 | 0 | 0 | 0 | 0 | 0 | 0 | 0 | 0 | 0 | 0 | 0 | 0 | 0 | 0 | 0 | 0 | 0 | 0 | 0 | 0 | 0 | 0 | 0 | 0 | 0 | 0 | 0 | 0 | 0 | 0 | New/replacement pre-rinse spray nozzle rated 1.0 GPM (0.92 GPM in situ) | New/replacement pre-rinse spray nozzle rated 1.0 GPM (0.92 GPM in situ) | New/replacement pre-rinse spray nozzle rated 1.0 GPM (0.92 GPM in situ) | New/replacement pre-rinse spray nozzle rated 1.0 GPM (0.92 GPM in situ) | New/replacement pre-rinse spray nozzle rated 1.0 GPM (0.92 GPM in situ) | New/replacement pre-rinse spray nozzle rated 1.0 GPM (0.92 GPM in situ) | New/replacement pre-rinse spray nozzle rated 1.0 GPM (0.92 GPM in situ) | New/replacement pre-rinse spray nozzle rated 1.0 GPM (0.92 GPM in situ) | New/replacement pre-rinse spray nozzle rated 1.0 GPM (0.92 GPM in situ) | New/replacement pre-rinse spray nozzle rated 1.0 GPM (0.92 GPM in situ) | New/replacement pre-rinse spray nozzle rated 1.0 GPM (0.92 GPM in situ) | New/replacement pre-rinse spray nozzle rated 1.0 GPM (0.92 GPM in situ) | New/replacement pre-rinse spray nozzle rated 1.0 GPM (0.92 GPM in situ) | New/replacement pre-rinse spray nozzle rated 1.0 GPM (0.92 GPM in situ) | New/replacement pre-rinse spray nozzle rated 1.0 GPM (0.92 GPM in situ) | New/replacement pre-rinse spray nozzle rated 1.0 GPM (0.92 GPM in situ) | New/replacement pre-rinse spray nozzle rated 1.0 GPM (0.92 GPM in situ) | New/replacement pre-rinse spray nozzle rated 1.0 GPM (0.92 GPM in situ) | New/replacement pre-rinse spray nozzle rated 1.0 GPM (0.92 GPM in situ) | New/replacement pre-rinse spray nozzle rated 1.0 GPM (0.92 GPM in situ) | New/replacement pre-rinse spray nozzle rated 1.0 GPM (0.92 GPM in situ) | New/replacement pre-rinse spray nozzle rated 1.0 GPM (0.92 GPM in situ) | New/replacement pre-rinse spray nozzle rated 1.0 GPM (0.92 GPM in situ) | New/replacement pre-rinse spray nozzle rated 1.0 GPM (0.92 GPM in situ) | New/replacement pre-rinse spray nozzle rated 1.0 GPM (0.92 GPM in situ) | New/replacement pre-rinse spray nozzle rated 1.0 GPM (0.92 GPM in situ) | New/replacement pre-rinse spray nozzle rated 1.0 GPM (0.92 GPM in situ) | New/replacement pre-rinse spray nozzle rated 1.0 GPM (0.92 GPM in situ) | 104.6129 | 104.6129 | 104.6129 | 104.6129 | 104.6129 | 104.6129 | 104.6129 | 104.6129 | 104.6129 | 104.6129 | 104.6129 | 104.6129 | 104.6129 | 104.6129 | 104.6129 | 104.6129 | 104.6129 | 104.6129 | 104.6129 | 104.6129 | 104.6129 | 104.6129 | 104.6129 | 104.6129 | 104.6129 | 104.6129 | 104.6129 | 104.6129 | 54.7674 | 54.7674 | 54.7674 | 54.7674 | 54.7674 | 54.7674 | 54.7674 | 54.7674 | 54.7674 | 54.7674 | 54.7674 | 54.7674 | 54.7674 | 54.7674 | 54.7674 | 54.7674 | 54.7674 | 54.7674 | 54.7674 | 54.7674 | 54.7674 | 54.7674 | 54.7674 | 54.7674 | 54.7674 | 54.7674 | 54.7674 | 54.7674 | 0 | 0 | 0 | 0 | 0 | 0 | 0 | 0 | 0 | 0 | 0 | 0 | 0 | 0 | 0 | 0 | 0 | 0 | 0 | 0 | 0 | 0 | 0 | 0 | 0 | 0 | 0 | 0 | 0 | 0 | 0 | 0 | 0 | 0 | 0 | 0 | 0 | 0 | 0 | 0 | 0 | 0 | 0 | 0 | 0 | 0 | 0 | 0 | 0 | 0 | 0 | 0 | 0 | 0 | 0 | 0 | 0 | 0 | 0 | 0 | 0 | 0 | 0 | 0 | 0 | 0 | 0 | 0 | 0 | 0 | 0 | 0 | 0 | 0 | 0 | 0 | 0 | 0 | 0 | 0 | 0 | 0 | 0 | 0 | 0 | 0
Water Heater - Solar System_Retail_New_Solar water heating system | Water Heater - Solar System_Retail_New | Water Heater - Solar System_Commercial_New_Central storage gas water heater_Solar water heating system | Commercial | Retail | New | Water Heating | Natural Gas | Water Heater - Solar System | NEQ | Central storage gas water heater | 15 | 15 | 15 | 0.039614 | 0 | 0 | 0 | 0.1 | Retro1Slow | 0.012666666666666666 | TBD | A | WCM285 | 0.7 | 0.42 | sqft cond | 0.0321 | 0 | 0 | 0 | 0 | CA eTRM - Solar Thermal Water Heating System, Multifamily - SWWH034-03 | CA eTRM - Solar Thermal Water Heating System, Multifamily - SWWH034-03 and Applied Energy Group Research - AEG Measure Research v1.3 SEP23 | CA eTRM - Solar Thermal Water Heating System, Multifamily - SWWH034-03 | 0 | 0 | 0.80583 | Central storage gas water heater | Central storage gas water heater | Central storage gas water heater | Central storage gas water heater | Central storage gas water heater | Central storage gas water heater | Central storage gas water heater | Central storage gas water heater | Central storage gas water heater | Central storage gas water heater | Central storage gas water heater | Central storage gas water heater | Central storage gas water heater | Central storage gas water heater | Central storage gas water heater | Central storage gas water heater | Central storage gas water heater | Central storage gas water heater | Central storage gas water heater | Central storage gas water heater | Central storage gas water heater | Central storage gas water heater | Central storage gas water heater | Central storage gas water heater | Central storage gas water heater | Central storage gas water heater | Central storage gas water heater | Central storage gas water heater | 0 | 0 | 0 | 0 | 0 | 0 | 0 | 0 | 0 | 0 | 0 | 0 | 0 | 0 | 0 | 0 | 0 | 0 | 0 | 0 | 0 | 0 | 0 | 0 | 0 | 0 | 0 | 0 | 0 | 0 | 0 | 0 | 0 | 0 | 0 | 0 | 0 | 0 | 0 | 0 | 0 | 0 | 0 | 0 | 0 | 0 | 0 | 0 | 0 | 0 | 0 | 0 | 0 | 0 | 0 | 0 | 0 | 0 | 0 | 0 | 0 | 0 | 0 | 0 | 0 | 0 | 0 | 0 | 0 | 0 | 0 | 0 | 0 | 0 | 0 | 0 | 0 | 0 | 0 | 0 | 0 | 0 | 0 | 0 | 0 | 0 | 0 | 0 | 0 | 0 | 0 | 0 | 0 | 0 | 0 | 0 | 0 | 0 | 0 | 0 | 0 | 0 | 0 | 0 | 0 | 0 | 0 | 0 | 0 | 0 | 0 | 0 | Solar water heating system | Solar water heating system | Solar water heating system | Solar water heating system | Solar water heating system | Solar water heating system | Solar water heating system | Solar water heating system | Solar water heating system | Solar water heating system | Solar water heating system | Solar water heating system | Solar water heating system | Solar water heating system | Solar water heating system | Solar water heating system | Solar water heating system | Solar water heating system | Solar water heating system | Solar water heating system | Solar water heating system | Solar water heating system | Solar water heating system | Solar water heating system | Solar water heating system | Solar water heating system | Solar water heating system | Solar water heating system | 0.8058 | 0.8058 | 0.8058 | 0.8058 | 0.8058 | 0.8058 | 0.8058 | 0.8058 | 0.8058 | 0.8058 | 0.8058 | 0.8058 | 0.8058 | 0.8058 | 0.8058 | 0.8058 | 0.8058 | 0.8058 | 0.8058 | 0.8058 | 0.8058 | 0.8058 | 0.8058 | 0.8058 | 0.8058 | 0.8058 | 0.8058 | 0.8058 | 0.0396 | 0.0396 | 0.0396 | 0.0396 | 0.0396 | 0.0396 | 0.0396 | 0.0396 | 0.0396 | 0.0396 | 0.0396 | 0.0396 | 0.0396 | 0.0396 | 0.0396 | 0.0396 | 0.0396 | 0.0396 | 0.0396 | 0.0396 | 0.0396 | 0.0396 | 0.0396 | 0.0396 | 0.0396 | 0.0396 | 0.0396 | 0.0396 | 0 | 0 | 0 | 0 | 0 | 0 | 0 | 0 | 0 | 0 | 0 | 0 | 0 | 0 | 0 | 0 | 0 | 0 | 0 | 0 | 0 | 0 | 0 | 0 | 0 | 0 | 0 | 0 | 0 | 0 | 0 | 0 | 0 | 0 | 0 | 0 | 0 | 0 | 0 | 0 | 0 | 0 | 0 | 0 | 0 | 0 | 0 | 0 | 0 | 0 | 0 | 0 | 0 | 0 | 0 | 0 | 0 | 0 | 0 | 0 | 0 | 0 | 0 | 0 | 0 | 0 | 0 | 0 | 0 | 0 | 0 | 0 | 0 | 0 | 0 | 0 | 0 | 0 | 0 | 0 | 0 | 0 | 0 | 0 | 0 | 0 | 0 | 0 | 0 | 0 | 0 | 0 | 0 | 0 | 0 | 0 | 0 | 0 | 0 | 0 | 0 | 0 | 0 | 0 | 0 | 0 | 0 | 0 | 0 | 0 | 0 | 0 | Solar water heating system | Solar water heating system | Solar water heating system | Solar water heating system | Solar water heating system | Solar water heating system | Solar water heating system | Solar water heating system | Solar water heating system | Solar water heating system | Solar water heating system | Solar water heating system | Solar water heating system | Solar water heating system | Solar water heating system | Solar water heating system | Solar water heating system | Solar water heating system | Solar water heating system | Solar water heating system | Solar water heating system | Solar water heating system | Solar water heating system | Solar water heating system | Solar water heating system | Solar water heating system | Solar water heating system | Solar water heating system | 0.8058 | 0.8058 | 0.8058 | 0.8058 | 0.8058 | 0.8058 | 0.8058 | 0.8058 | 0.8058 | 0.8058 | 0.8058 | 0.8058 | 0.8058 | 0.8058 | 0.8058 | 0.8058 | 0.8058 | 0.8058 | 0.8058 | 0.8058 | 0.8058 | 0.8058 | 0.8058 | 0.8058 | 0.8058 | 0.8058 | 0.8058 | 0.8058 | 0.0396 | 0.0396 | 0.0396 | 0.0396 | 0.0396 | 0.0396 | 0.0396 | 0.0396 | 0.0396 | 0.0396 | 0.0396 | 0.0396 | 0.0396 | 0.0396 | 0.0396 | 0.0396 | 0.0396 | 0.0396 | 0.0396 | 0.0396 | 0.0396 | 0.0396 | 0.0396 | 0.0396 | 0.0396 | 0.0396 | 0.0396 | 0.0396 | 0 | 0 | 0 | 0 | 0 | 0 | 0 | 0 | 0 | 0 | 0 | 0 | 0 | 0 | 0 | 0 | 0 | 0 | 0 | 0 | 0 | 0 | 0 | 0 | 0 | 0 | 0 | 0 | 0 | 0 | 0 | 0 | 0 | 0 | 0 | 0 | 0 | 0 | 0 | 0 | 0 | 0 | 0 | 0 | 0 | 0 | 0 | 0 | 0 | 0 | 0 | 0 | 0 | 0 | 0 | 0 | 0 | 0 | 0 | 0 | 0 | 0 | 0 | 0 | 0 | 0 | 0 | 0 | 0 | 0 | 0 | 0 | 0 | 0 | 0 | 0 | 0 | 0 | 0 | 0 | 0 | 0 | 0 | 0 | 0 | 0
Circulation Pump - Controls_Retail_New_Not Applicable Segment or Vintage | Circulation Pump - Controls_Retail_New | Circulation Pump - Controls_Commercial_New_Not Applicable Segment or Vintage_Not Applicable Segment or Vintage | Commercial | Retail | New | Water Heating | Natural Gas | Circulation Pump - Controls | NEQ | Not Applicable Segment or Vintage | 11 | 11 | 11 | 0 | 0 | 0 | 0 | 0 | Retro3Slow | 0.004128203794943829 | TBD | A | WCM286 | 0.7 | 0.42 | sqft | 0.0321 | 0 | 0 | 0 | 0 | Not Applicable Segment or Vintage | Not Applicable Segment or Vintage | Not Applicable Segment or Vintage | 0 | 0 | 0 | Not Applicable Segment or Vintage | Not Applicable Segment or Vintage | Not Applicable Segment or Vintage | Not Applicable Segment or Vintage | Not Applicable Segment or Vintage | Not Applicable Segment or Vintage | Not Applicable Segment or Vintage | Not Applicable Segment or Vintage | Not Applicable Segment or Vintage | Not Applicable Segment or Vintage | Not Applicable Segment or Vintage | Not Applicable Segment or Vintage | Not Applicable Segment or Vintage | Not Applicable Segment or Vintage | Not Applicable Segment or Vintage | Not Applicable Segment or Vintage | Not Applicable Segment or Vintage | Not Applicable Segment or Vintage | Not Applicable Segment or Vintage | Not Applicable Segment or Vintage | Not Applicable Segment or Vintage | Not Applicable Segment or Vintage | Not Applicable Segment or Vintage | Not Applicable Segment or Vintage | Not Applicable Segment or Vintage | Not Applicable Segment or Vintage | Not Applicable Segment or Vintage | Not Applicable Segment or Vintage | 0 | 0 | 0 | 0 | 0 | 0 | 0 | 0 | 0 | 0 | 0 | 0 | 0 | 0 | 0 | 0 | 0 | 0 | 0 | 0 | 0 | 0 | 0 | 0 | 0 | 0 | 0 | 0 | 0 | 0 | 0 | 0 | 0 | 0 | 0 | 0 | 0 | 0 | 0 | 0 | 0 | 0 | 0 | 0 | 0 | 0 | 0 | 0 | 0 | 0 | 0 | 0 | 0 | 0 | 0 | 0 | 0 | 0 | 0 | 0 | 0 | 0 | 0 | 0 | 0 | 0 | 0 | 0 | 0 | 0 | 0 | 0 | 0 | 0 | 0 | 0 | 0 | 0 | 0 | 0 | 0 | 0 | 0 | 0 | 0 | 0 | 0 | 0 | 0 | 0 | 0 | 0 | 0 | 0 | 0 | 0 | 0 | 0 | 0 | 0 | 0 | 0 | 0 | 0 | 0 | 0 | 0 | 0 | 0 | 0 | 0 | 0 | Not Applicable Segment or Vintage | Not Applicable Segment or Vintage | Not Applicable Segment or Vintage | Not Applicable Segment or Vintage | Not Applicable Segment or Vintage | Not Applicable Segment or Vintage | Not Applicable Segment or Vintage | Not Applicable Segment or Vintage | Not Applicable Segment or Vintage | Not Applicable Segment or Vintage | Not Applicable Segment or Vintage | Not Applicable Segment or Vintage | Not Applicable Segment or Vintage | Not Applicable Segment or Vintage | Not Applicable Segment or Vintage | Not Applicable Segment or Vintage | Not Applicable Segment or Vintage | Not Applicable Segment or Vintage | Not Applicable Segment or Vintage | Not Applicable Segment or Vintage | Not Applicable Segment or Vintage | Not Applicable Segment or Vintage | Not Applicable Segment or Vintage | Not Applicable Segment or Vintage | Not Applicable Segment or Vintage | Not Applicable Segment or Vintage | Not Applicable Segment or Vintage | Not Applicable Segment or Vintage | 0 | 0 | 0 | 0 | 0 | 0 | 0 | 0 | 0 | 0 | 0 | 0 | 0 | 0 | 0 | 0 | 0 | 0 | 0 | 0 | 0 | 0 | 0 | 0 | 0 | 0 | 0 | 0 | 0 | 0 | 0 | 0 | 0 | 0 | 0 | 0 | 0 | 0 | 0 | 0 | 0 | 0 | 0 | 0 | 0 | 0 | 0 | 0 | 0 | 0 | 0 | 0 | 0 | 0 | 0 | 0 | 0 | 0 | 0 | 0 | 0 | 0 | 0 | 0 | 0 | 0 | 0 | 0 | 0 | 0 | 0 | 0 | 0 | 0 | 0 | 0 | 0 | 0 | 0 | 0 | 0 | 0 | 0 | 0 | 0 | 0 | 0 | 0 | 0 | 0 | 0 | 0 | 0 | 0 | 0 | 0 | 0 | 0 | 0 | 0 | 0 | 0 | 0 | 0 | 0 | 0 | 0 | 0 | 0 | 0 | 0 | 0 | 0 | 0 | 0 | 0 | 0 | 0 | 0 | 0 | 0 | 0 | 0 | 0 | 0 | 0 | 0 | 0 | 0 | 0 | 0 | 0 | 0 | 0 | 0 | 0 | 0 | 0 | 0 | 0 | 0 | 0 | 0 | 0 | 0 | 0 | 0 | 0 | 0 | 0 | 0 | 0 | 0 | 0 | 0 | 0 | 0 | 0 | 0 | 0 | 0 | 0 | 0 | 0 | 0 | 0 | 0 | 0 | Not Applicable Segment or Vintage | Not Applicable Segment or Vintage | Not Applicable Segment or Vintage | Not Applicable Segment or Vintage | Not Applicable Segment or Vintage | Not Applicable Segment or Vintage | Not Applicable Segment or Vintage | Not Applicable Segment or Vintage | Not Applicable Segment or Vintage | Not Applicable Segment or Vintage | Not Applicable Segment or Vintage | Not Applicable Segment or Vintage | Not Applicable Segment or Vintage | Not Applicable Segment or Vintage | Not Applicable Segment or Vintage | Not Applicable Segment or Vintage | Not Applicable Segment or Vintage | Not Applicable Segment or Vintage | Not Applicable Segment or Vintage | Not Applicable Segment or Vintage | Not Applicable Segment or Vintage | Not Applicable Segment or Vintage | Not Applicable Segment or Vintage | Not Applicable Segment or Vintage | Not Applicable Segment or Vintage | Not Applicable Segment or Vintage | Not Applicable Segment or Vintage | Not Applicable Segment or Vintage | 0 | 0 | 0 | 0 | 0 | 0 | 0 | 0 | 0 | 0 | 0 | 0 | 0 | 0 | 0 | 0 | 0 | 0 | 0 | 0 | 0 | 0 | 0 | 0 | 0 | 0 | 0 | 0 | 0 | 0 | 0 | 0 | 0 | 0 | 0 | 0 | 0 | 0 | 0 | 0 | 0 | 0 | 0 | 0 | 0 | 0 | 0 | 0 | 0 | 0 | 0 | 0 | 0 | 0 | 0 | 0 | 0 | 0 | 0 | 0 | 0 | 0 | 0 | 0 | 0 | 0 | 0 | 0 | 0 | 0 | 0 | 0 | 0 | 0 | 0 | 0 | 0 | 0 | 0 | 0 | 0 | 0 | 0 | 0 | 0 | 0 | 0 | 0 | 0 | 0 | 0 | 0 | 0 | 0 | 0 | 0 | 0 | 0 | 0 | 0 | 0 | 0 | 0 | 0 | 0 | 0 | 0 | 0 | 0 | 0 | 0 | 0 | 0 | 0 | 0 | 0 | 0 | 0 | 0 | 0 | 0 | 0 | 0 | 0 | 0 | 0 | 0 | 0 | 0 | 0 | 0 | 0 | 0 | 0 | 0 | 0 | 0 | 0 | 0 | 0 | 0 | 0
Commercial Laundry - ENERGY STAR Washer (8.0)_Retail_New_Not Applicable Segment or Vintage | Commercial Laundry - ENERGY STAR Washer (8.0)_Retail_New | Commercial Laundry - ENERGY STAR Washer (8.0)_Commercial_New_Not Applicable Segment or Vintage_Not Applicable Segment or Vintage | Commercial | Retail | New | Water Heating | Natural Gas | Commercial Laundry - ENERGY STAR Washer (8.0) | NEQ | Not Applicable Segment or Vintage | 7 | 7 | 7 | 0 | 0 | 0 | 0 | 0 | Retro5Med | 8.35569166605469E-06 | TBD | A | WCM288 | 0.7 | 0.42 | sqft | 0.0321 | 0 | 0 | 0 | 0 | Not Applicable Segment or Vintage | Not Applicable Segment or Vintage | Not Applicable Segment or Vintage | 0 | 0 | 0 | Not Applicable Segment or Vintage | Not Applicable Segment or Vintage | Not Applicable Segment or Vintage | Not Applicable Segment or Vintage | Not Applicable Segment or Vintage | Not Applicable Segment or Vintage | Not Applicable Segment or Vintage | Not Applicable Segment or Vintage | Not Applicable Segment or Vintage | Not Applicable Segment or Vintage | Not Applicable Segment or Vintage | Not Applicable Segment or Vintage | Not Applicable Segment or Vintage | Not Applicable Segment or Vintage | Not Applicable Segment or Vintage | Not Applicable Segment or Vintage | Not Applicable Segment or Vintage | Not Applicable Segment or Vintage | Not Applicable Segment or Vintage | Not Applicable Segment or Vintage | Not Applicable Segment or Vintage | Not Applicable Segment or Vintage | Not Applicable Segment or Vintage | Not Applicable Segment or Vintage | Not Applicable Segment or Vintage | Not Applicable Segment or Vintage | Not Applicable Segment or Vintage | Not Applicable Segment or Vintage | 0 | 0 | 0 | 0 | 0 | 0 | 0 | 0 | 0 | 0 | 0 | 0 | 0 | 0 | 0 | 0 | 0 | 0 | 0 | 0 | 0 | 0 | 0 | 0 | 0 | 0 | 0 | 0 | 0 | 0 | 0 | 0 | 0 | 0 | 0 | 0 | 0 | 0 | 0 | 0 | 0 | 0 | 0 | 0 | 0 | 0 | 0 | 0 | 0 | 0 | 0 | 0 | 0 | 0 | 0 | 0 | 0 | 0 | 0 | 0 | 0 | 0 | 0 | 0 | 0 | 0 | 0 | 0 | 0 | 0 | 0 | 0 | 0 | 0 | 0 | 0 | 0 | 0 | 0 | 0 | 0 | 0 | 0 | 0 | 0 | 0 | 0 | 0 | 0 | 0 | 0 | 0 | 0 | 0 | 0 | 0 | 0 | 0 | 0 | 0 | 0 | 0 | 0 | 0 | 0 | 0 | 0 | 0 | 0 | 0 | 0 | 0 | Not Applicable Segment or Vintage | Not Applicable Segment or Vintage | Not Applicable Segment or Vintage | Not Applicable Segment or Vintage | Not Applicable Segment or Vintage | Not Applicable Segment or Vintage | Not Applicable Segment or Vintage | Not Applicable Segment or Vintage | Not Applicable Segment or Vintage | Not Applicable Segment or Vintage | Not Applicable Segment or Vintage | Not Applicable Segment or Vintage | Not Applicable Segment or Vintage | Not Applicable Segment or Vintage | Not Applicable Segment or Vintage | Not Applicable Segment or Vintage | Not Applicable Segment or Vintage | Not Applicable Segment or Vintage | Not Applicable Segment or Vintage | Not Applicable Segment or Vintage | Not Applicable Segment or Vintage | Not Applicable Segment or Vintage | Not Applicable Segment or Vintage | Not Applicable Segment or Vintage | Not Applicable Segment or Vintage | Not Applicable Segment or Vintage | Not Applicable Segment or Vintage | Not Applicable Segment or Vintage | 0 | 0 | 0 | 0 | 0 | 0 | 0 | 0 | 0 | 0 | 0 | 0 | 0 | 0 | 0 | 0 | 0 | 0 | 0 | 0 | 0 | 0 | 0 | 0 | 0 | 0 | 0 | 0 | 0 | 0 | 0 | 0 | 0 | 0 | 0 | 0 | 0 | 0 | 0 | 0 | 0 | 0 | 0 | 0 | 0 | 0 | 0 | 0 | 0 | 0 | 0 | 0 | 0 | 0 | 0 | 0 | 0 | 0 | 0 | 0 | 0 | 0 | 0 | 0 | 0 | 0 | 0 | 0 | 0 | 0 | 0 | 0 | 0 | 0 | 0 | 0 | 0 | 0 | 0 | 0 | 0 | 0 | 0 | 0 | 0 | 0 | 0 | 0 | 0 | 0 | 0 | 0 | 0 | 0 | 0 | 0 | 0 | 0 | 0 | 0 | 0 | 0 | 0 | 0 | 0 | 0 | 0 | 0 | 0 | 0 | 0 | 0 | 0 | 0 | 0 | 0 | 0 | 0 | 0 | 0 | 0 | 0 | 0 | 0 | 0 | 0 | 0 | 0 | 0 | 0 | 0 | 0 | 0 | 0 | 0 | 0 | 0 | 0 | 0 | 0 | 0 | 0 | 0 | 0 | 0 | 0 | 0 | 0 | 0 | 0 | 0 | 0 | 0 | 0 | 0 | 0 | 0 | 0 | 0 | 0 | 0 | 0 | 0 | 0 | 0 | 0 | 0 | 0 | Not Applicable Segment or Vintage | Not Applicable Segment or Vintage | Not Applicable Segment or Vintage | Not Applicable Segment or Vintage | Not Applicable Segment or Vintage | Not Applicable Segment or Vintage | Not Applicable Segment or Vintage | Not Applicable Segment or Vintage | Not Applicable Segment or Vintage | Not Applicable Segment or Vintage | Not Applicable Segment or Vintage | Not Applicable Segment or Vintage | Not Applicable Segment or Vintage | Not Applicable Segment or Vintage | Not Applicable Segment or Vintage | Not Applicable Segment or Vintage | Not Applicable Segment or Vintage | Not Applicable Segment or Vintage | Not Applicable Segment or Vintage | Not Applicable Segment or Vintage | Not Applicable Segment or Vintage | Not Applicable Segment or Vintage | Not Applicable Segment or Vintage | Not Applicable Segment or Vintage | Not Applicable Segment or Vintage | Not Applicable Segment or Vintage | Not Applicable Segment or Vintage | Not Applicable Segment or Vintage | 0 | 0 | 0 | 0 | 0 | 0 | 0 | 0 | 0 | 0 | 0 | 0 | 0 | 0 | 0 | 0 | 0 | 0 | 0 | 0 | 0 | 0 | 0 | 0 | 0 | 0 | 0 | 0 | 0 | 0 | 0 | 0 | 0 | 0 | 0 | 0 | 0 | 0 | 0 | 0 | 0 | 0 | 0 | 0 | 0 | 0 | 0 | 0 | 0 | 0 | 0 | 0 | 0 | 0 | 0 | 0 | 0 | 0 | 0 | 0 | 0 | 0 | 0 | 0 | 0 | 0 | 0 | 0 | 0 | 0 | 0 | 0 | 0 | 0 | 0 | 0 | 0 | 0 | 0 | 0 | 0 | 0 | 0 | 0 | 0 | 0 | 0 | 0 | 0 | 0 | 0 | 0 | 0 | 0 | 0 | 0 | 0 | 0 | 0 | 0 | 0 | 0 | 0 | 0 | 0 | 0 | 0 | 0 | 0 | 0 | 0 | 0 | 0 | 0 | 0 | 0 | 0 | 0 | 0 | 0 | 0 | 0 | 0 | 0 | 0 | 0 | 0 | 0 | 0 | 0 | 0 | 0 | 0 | 0 | 0 | 0 | 0 | 0 | 0 | 0 | 0 | 0
Gas-Fired Combination Heat Pump Conversion_Retail_New_Gas-fired heat pump, COP 1.3 | Gas-Fired Combination Heat Pump Conversion_Retail_New | Gas-Fired Combination Heat Pump Conversion_Commercial_New_Federal standard gas-fired central heating and DHW system_Gas-fired heat pump, COP 1.3 | Commercial | Retail | New | Water Heating | Natural Gas | Gas-Fired Combination Heat Pump Conversion | NEQ | Federal standard gas-fired central heating and DHW system | 20 | 20 | 20 | 0 | 0 | 0 | 0 | 0.1 | Retro1Slow | 0.012666666666666666 | TBD | A | WCM265 | 0.7 | 0.42 | kBtuh heat | 0.0321 | 0 | 0 | 0 | 0 | AEO 2021 - gas_eng-driven_RTHP-heat 2017 typical | EIA - Technology Forecast Updates. Appendix A. U.S. Energy Information Administration. March 3, 2023.¦ Technical Support Documents for Baseline Costs | AEG Analysis, Comparison of Baseline TE vs COP | 0 | 0 | 195.1704 | Federal standard gas-fired central heating and DHW system | Federal standard gas-fired central heating and DHW system | Federal standard gas-fired central heating and DHW system | Federal standard gas-fired central heating and DHW system | Federal standard gas-fired central heating and DHW system | Federal standard gas-fired central heating and DHW system | Federal standard gas-fired central heating and DHW system | Federal standard gas-fired central heating and DHW system | Federal standard gas-fired central heating and DHW system | Federal standard gas-fired central heating and DHW system | Federal standard gas-fired central heating and DHW system | Federal standard gas-fired central heating and DHW system | Federal standard gas-fired central heating and DHW system | Federal standard gas-fired central heating and DHW system | Federal standard gas-fired central heating and DHW system | Federal standard gas-fired central heating and DHW system | Federal standard gas-fired central heating and DHW system | Federal standard gas-fired central heating and DHW system | Federal standard gas-fired central heating and DHW system | Federal standard gas-fired central heating and DHW system | Federal standard gas-fired central heating and DHW system | Federal standard gas-fired central heating and DHW system | Federal standard gas-fired central heating and DHW system | Federal standard gas-fired central heating and DHW system | Federal standard gas-fired central heating and DHW system | Federal standard gas-fired central heating and DHW system | Federal standard gas-fired central heating and DHW system | Federal standard gas-fired central heating and DHW system | 0 | 0 | 0 | 0 | 0 | 0 | 0 | 0 | 0 | 0 | 0 | 0 | 0 | 0 | 0 | 0 | 0 | 0 | 0 | 0 | 0 | 0 | 0 | 0 | 0 | 0 | 0 | 0 | 0 | 0 | 0 | 0 | 0 | 0 | 0 | 0 | 0 | 0 | 0 | 0 | 0 | 0 | 0 | 0 | 0 | 0 | 0 | 0 | 0 | 0 | 0 | 0 | 0 | 0 | 0 | 0 | 0 | 0 | 0 | 0 | 0 | 0 | 0 | 0 | 0 | 0 | 0 | 0 | 0 | 0 | 0 | 0 | 0 | 0 | 0 | 0 | 0 | 0 | 0 | 0 | 0 | 0 | 0 | 0 | 0 | 0 | 0 | 0 | 0 | 0 | 0 | 0 | 0 | 0 | 0 | 0 | 0 | 0 | 0 | 0 | 0 | 0 | 0 | 0 | 0 | 0 | 0 | 0 | 0 | 0 | 0 | 0 | Gas-fired heat pump, COP 1.3 | Gas-fired heat pump, COP 1.3 | Gas-fired heat pump, COP 1.3 | Gas-fired heat pump, COP 1.3 | Gas-fired heat pump, COP 1.3 | Gas-fired heat pump, COP 1.3 | Gas-fired heat pump, COP 1.3 | Gas-fired heat pump, COP 1.3 | Gas-fired heat pump, COP 1.3 | Gas-fired heat pump, COP 1.3 | Gas-fired heat pump, COP 1.3 | Gas-fired heat pump, COP 1.3 | Gas-fired heat pump, COP 1.3 | Gas-fired heat pump, COP 1.3 | Gas-fired heat pump, COP 1.3 | Gas-fired heat pump, COP 1.3 | Gas-fired heat pump, COP 1.3 | Gas-fired heat pump, COP 1.3 | Gas-fired heat pump, COP 1.3 | Gas-fired heat pump, COP 1.3 | Gas-fired heat pump, COP 1.3 | Gas-fired heat pump, COP 1.3 | Gas-fired heat pump, COP 1.3 | Gas-fired heat pump, COP 1.3 | Gas-fired heat pump, COP 1.3 | Gas-fired heat pump, COP 1.3 | Gas-fired heat pump, COP 1.3 | Gas-fired heat pump, COP 1.3 | 195.1704 | 195.1704 | 195.1704 | 195.1704 | 195.1704 | 195.1704 | 195.1704 | 195.1704 | 195.1704 | 195.1704 | 195.1704 | 195.1704 | 195.1704 | 195.1704 | 195.1704 | 195.1704 | 195.1704 | 195.1704 | 195.1704 | 195.1704 | 195.1704 | 195.1704 | 195.1704 | 195.1704 | 195.1704 | 195.1704 | 195.1704 | 195.1704 | 0 | 0 | 0 | 0 | 0 | 0 | 0 | 0 | 0 | 0 | 0 | 0 | 0 | 0 | 0 | 0 | 0 | 0 | 0 | 0 | 0 | 0 | 0 | 0 | 0 | 0 | 0 | 0 | 0 | 0 | 0 | 0 | 0 | 0 | 0 | 0 | 0 | 0 | 0 | 0 | 0 | 0 | 0 | 0 | 0 | 0 | 0 | 0 | 0 | 0 | 0 | 0 | 0 | 0 | 0 | 0 | 0 | 0 | 0 | 0 | 0 | 0 | 0 | 0 | 0 | 0 | 0 | 0 | 0 | 0 | 0 | 0 | 0 | 0 | 0 | 0 | 0 | 0 | 0 | 0 | 0 | 0 | 0 | 0 | 0 | 0 | 0 | 0 | 0 | 0 | 0 | 0 | 0 | 0 | 0 | 0 | 0 | 0 | 0 | 0 | 0 | 0 | 0 | 0 | 0 | 0 | 0 | 0 | 0 | 0 | 0 | 0 | 0 | 0 | 0 | 0 | 0 | 0 | 0 | 0 | 0 | 0 | 0 | 0 | 0 | 0 | 0 | 0 | 0 | 0 | 0 | 0 | 0 | 0 | 0 | 0 | 0 | 0 | 0 | 0 | Gas-fired heat pump, COP 1.3 | Gas-fired heat pump, COP 1.3 | Gas-fired heat pump, COP 1.3 | Gas-fired heat pump, COP 1.3 | Gas-fired heat pump, COP 1.3 | Gas-fired heat pump, COP 1.3 | Gas-fired heat pump, COP 1.3 | Gas-fired heat pump, COP 1.3 | Gas-fired heat pump, COP 1.3 | Gas-fired heat pump, COP 1.3 | Gas-fired heat pump, COP 1.3 | Gas-fired heat pump, COP 1.3 | Gas-fired heat pump, COP 1.3 | Gas-fired heat pump, COP 1.3 | Gas-fired heat pump, COP 1.3 | Gas-fired heat pump, COP 1.3 | Gas-fired heat pump, COP 1.3 | Gas-fired heat pump, COP 1.3 | Gas-fired heat pump, COP 1.3 | Gas-fired heat pump, COP 1.3 | Gas-fired heat pump, COP 1.3 | Gas-fired heat pump, COP 1.3 | Gas-fired heat pump, COP 1.3 | Gas-fired heat pump, COP 1.3 | Gas-fired heat pump, COP 1.3 | Gas-fired heat pump, COP 1.3 | Gas-fired heat pump, COP 1.3 | Gas-fired heat pump, COP 1.3 | 195.1704 | 195.1704 | 195.1704 | 195.1704 | 195.1704 | 195.1704 | 195.1704 | 195.1704 | 195.1704 | 195.1704 | 195.1704 | 195.1704 | 195.1704 | 195.1704 | 195.1704 | 195.1704 | 195.1704 | 195.1704 | 195.1704 | 195.1704 | 195.1704 | 195.1704 | 195.1704 | 195.1704 | 195.1704 | 195.1704 | 195.1704 | 195.1704 | 0 | 0 | 0 | 0 | 0 | 0 | 0 | 0 | 0 | 0 | 0 | 0 | 0 | 0 | 0 | 0 | 0 | 0 | 0 | 0 | 0 | 0 | 0 | 0 | 0 | 0 | 0 | 0 | 0 | 0 | 0 | 0 | 0 | 0 | 0 | 0 | 0 | 0 | 0 | 0 | 0 | 0 | 0 | 0 | 0 | 0 | 0 | 0 | 0 | 0 | 0 | 0 | 0 | 0 | 0 | 0 | 0 | 0 | 0 | 0 | 0 | 0 | 0 | 0 | 0 | 0 | 0 | 0 | 0 | 0 | 0 | 0 | 0 | 0 | 0 | 0 | 0 | 0 | 0 | 0 | 0 | 0 | 0 | 0 | 0 | 0 | 0 | 0 | 0 | 0 | 0 | 0 | 0 | 0 | 0 | 0 | 0 | 0 | 0 | 0 | 0 | 0 | 0 | 0 | 0 | 0 | 0 | 0 | 0 | 0 | 0 | 0 | 0 | 0
Ducting - Repair and Sealing_Retail_Existing_Sealed Ductwork | Ducting - Repair and Sealing_Retail_Existing | Ducting - Repair and Sealing_Commercial_Existing_Existing ductwork_Sealed Ductwork | Commercial | Retail | Existing | Space Heating | Natural Gas | Ducting - Repair and Sealing | NEQ | Existing ductwork | 20 | 20 | 20 | -0.0023453 | 0 | 0 | 0.15 | 0.5 | Retro5Med | 8.35569166605469E-06 | TBD | A | WCM204 | 0.7 | 0.42 | sqft duct | 0.0321 | 9999 | 9999 | 9999 | 9999 | IL TRM v13 - 4.4.56 Commercial Duct Sealing - CI-HVC-DSEAL-V02-250101 | IL TRM v13 - 4.4.56 Commercial Duct Sealing - CI-HVC-DSEAL-V02-250101 | AEG BEST | 0 | 0 | 3.0757 | Existing ductwork | Existing ductwork | Existing ductwork | Existing ductwork | Existing ductwork | Existing ductwork | Existing ductwork | Existing ductwork | Existing ductwork | Existing ductwork | Existing ductwork | Existing ductwork | Existing ductwork | Existing ductwork | Existing ductwork | Existing ductwork | Existing ductwork | Existing ductwork | Existing ductwork | Existing ductwork | Existing ductwork | Existing ductwork | Existing ductwork | Existing ductwork | Existing ductwork | Existing ductwork | Existing ductwork | Existing ductwork | 0 | 0 | 0 | -520.6741 | -624.3755 | -743.9145 | -838.1287 | -924.6195 | -1041.251 | -1096.3526 | -1072.2409 | -966.4774 | -795.0196 | -589.899 | -375.4033 | -210.1713 | -97.7988 | -40.0562 | -14.1119 | -4.2782 | -0.90684 | -0.081377 | -0.052981 | -5.1817e-19 | -5.0778e-19 | -4.9822e-19 | -4.8941e-19 | -4.8128e-19 | 0 | 0 | 0 | -520.6741 | -1132.8906 | -1846.9451 | -2630.6669 | -3468.9568 | -4382.6792 | -5302.8603 | -6148.9689 | -6847.8077 | -7348.1534 | -7635.6223 | -7717.5692 | -7651.4071 | -7492.5173 | -7293.5074 | -7080.2942 | -6876.1619 | -6688.2538 | -6520.1357 | -6367.4987 | -6231.9411 | -6107.0711 | -5992.0291 | -5886.0272 | -5788.3426 | 0 | 0 | 0 | 114347.90143213734 | 140400.98654334407 | 171809.72024432407 | 199444.01412582092 | 227491.1542919303 | 265964.5044589616 | 291767.1916893717 | 298060.79585464194 | 280886.52954821446 | 241445.7640605252 | 186840.92613349325 | 123655.28875800894 | 71799.84508529554 | 34570.295781808956 | 14625.894369226866 | 5318.5070433552255 | 1661.2623197509336 | 362.0797549561993 | 33.32985373351231 | 22.219902489008195 | 2.220446049250313E-16 | 2.220446049250313E-16 | 2.220446049250313E-16 | 2.220446049250313E-16 | 2.220446049250313E-16 | 0 | 0 | 0 | 114347.90143213734 | 254748.8879754814 | 426558.60821980546 | 626002.6223456264 | 853493.7766375566 | 1119458.2810965183 | 1411225.47278589 | 1709286.2686405322 | 1990172.7981887467 | 2231618.5622492717 | 2418459.488382765 | 2542114.777140774 | 2613914.622226069 | 2648484.918007878 | 2663110.812377105 | 2668429.31942046 | 2670090.581740211 | 2670452.6614951673 | 2670485.991348901 | 2670508.2112513897 | 2670508.2112513897 | 2670508.2112513897 | 2670508.2112513897 | 2670508.2112513897 | 2670508.2112513897 | Sealed Ductwork | Sealed Ductwork | Sealed Ductwork | Sealed Ductwork | Sealed Ductwork | Sealed Ductwork | Sealed Ductwork | Sealed Ductwork | Sealed Ductwork | Sealed Ductwork | Sealed Ductwork | Sealed Ductwork | Sealed Ductwork | Sealed Ductwork | Sealed Ductwork | Sealed Ductwork | Sealed Ductwork | Sealed Ductwork | Sealed Ductwork | Sealed Ductwork | Sealed Ductwork | Sealed Ductwork | Sealed Ductwork | Sealed Ductwork | Sealed Ductwork | Sealed Ductwork | Sealed Ductwork | Sealed Ductwork | 3.0757 | 3.0757 | 3.0757 | 3.0757 | 3.0757 | 3.0757 | 3.0757 | 3.0757 | 3.0757 | 3.0757 | 3.0757 | 3.0757 | 3.0757 | 3.0757 | 3.0757 | 3.0757 | 3.0757 | 3.0757 | 3.0757 | 3.0757 | 3.0757 | 3.0757 | 3.0757 | 3.0757 | 3.0757 | 3.0757 | 3.0757 | 3.0757 | -0.0023 | -0.0023 | -0.0023 | -0.0023 | -0.0023 | -0.0023 | -0.0023 | -0.0023 | -0.0023 | -0.0023 | -0.0023 | -0.0023 | -0.0023 | -0.0023 | -0.0023 | -0.0023 | -0.0023 | -0.0023 | -0.0023 | -0.0023 | -0.0023 | -0.0023 | -0.0023 | -0.0023 | -0.0023 | -0.0023 | -0.0023 | -0.0023 | 0 | 0 | 0 | 0 | 0 | 0 | 0 | 0 | 0 | 0 | 0 | 0 | 0 | 0 | 0 | 0 | 0 | 0 | 0 | 0 | 0 | 0 | 0 | 0 | 0 | 0 | 0 | 0 | 0 | 0 | 0 | 0 | 0 | 0 | 0 | 0 | 0 | 0 | 0 | 0 | 0 | 0 | 0 | 0 | 0 | 0 | 0 | 0 | 0 | 0 | 0 | 0 | 0 | 0 | 0 | 0 | 0 | 0 | 0 | 0 | 0 | 0 | 0 | 0 | 0 | 0 | 0 | 0 | 0 | 0 | 0 | 0 | 0 | 0 | 0 | 0 | 0 | 0 | 0 | 0 | 0 | 0 | 0 | 0 | 0 | 0 | 0 | 0 | 0 | 0 | 0 | 0 | 0 | 0 | 0 | 0 | 0 | 0 | 0 | 0 | 0 | 0 | 0 | 0 | 0 | 0 | 0 | 0 | 0 | 0 | 0 | 0 | Sealed Ductwork | Sealed Ductwork | Sealed Ductwork | Sealed Ductwork | Sealed Ductwork | Sealed Ductwork | Sealed Ductwork | Sealed Ductwork | Sealed Ductwork | Sealed Ductwork | Sealed Ductwork | Sealed Ductwork | Sealed Ductwork | Sealed Ductwork | Sealed Ductwork | Sealed Ductwork | Sealed Ductwork | Sealed Ductwork | Sealed Ductwork | Sealed Ductwork | Sealed Ductwork | Sealed Ductwork | Sealed Ductwork | Sealed Ductwork | Sealed Ductwork | Sealed Ductwork | Sealed Ductwork | Sealed Ductwork | 3.0757 | 3.0757 | 3.0757 | 3.0757 | 3.0757 | 3.0757 | 3.0757 | 3.0757 | 3.0757 | 3.0757 | 3.0757 | 3.0757 | 3.0757 | 3.0757 | 3.0757 | 3.0757 | 3.0757 | 3.0757 | 3.0757 | 3.0757 | 3.0757 | 3.0757 | 3.0757 | 3.0757 | 3.0757 | 3.0757 | 3.0757 | 3.0757 | -0.0023 | -0.0023 | -0.0023 | -0.0023 | -0.0023 | -0.0023 | -0.0023 | -0.0023 | -0.0023 | -0.0023 | -0.0023 | -0.0023 | -0.0023 | -0.0023 | -0.0023 | -0.0023 | -0.0023 | -0.0023 | -0.0023 | -0.0023 | -0.0023 | -0.0023 | -0.0023 | -0.0023 | -0.0023 | -0.0023 | -0.0023 | -0.0023 | 0 | 0 | 0 | 0 | 0 | 0 | 0 | 0 | 0 | 0 | 0 | 0 | 0 | 0 | 0 | 0 | 0 | 0 | 0 | 0 | 0 | 0 | 0 | 0 | 0 | 0 | 0 | 0 | 0 | 0 | 0 | 0 | 0 | 0 | 0 | 0 | 0 | 0 | 0 | 0 | 0 | 0 | 0 | 0 | 0 | 0 | 0 | 0 | 0 | 0 | 0 | 0 | 0 | 0 | 0 | 0 | 0 | 0 | 0 | 0 | 0 | 0 | 0 | 0 | 0 | 0 | 0 | 0 | 0 | 0 | 0 | 0 | 0 | 0 | 0 | 0 | 0 | 0 | 0 | 0 | 0 | 0 | 0 | 0 | 0 | 0
Insulation - Ducting_Retail_Existing_Insulated duct. | Insulation - Ducting_Retail_Existing | Insulation - Ducting_Commercial_Existing_Uninsulated duct._Insulated duct. | Commercial | Retail | Existing | Space Heating | Natural Gas | Insulation - Ducting | NEQ | Uninsulated duct. | 20 | 20 | 20 | -0.0086208 | 0 | 0 | 0.05 | 0.2 | Retro5Med | 8.35569166605469E-06 | TBD | A | WCM203 | 0.7 | 0.42 | sqft duct | 0.0321 | 9999 | 9999 | 9999 | 9999 | IL TRM v13 - 4.4.56 Commercial Duct Sealing - CI-HVC-DSEAL-V02-250101 | IL TRM v13 - 4.4.56 Commercial Duct Sealing - CI-HVC-DSEAL-V02-250101 | AEG BEST | 0 | 0 | 9.2 | Uninsulated duct. | Uninsulated duct. | Uninsulated duct. | Uninsulated duct. | Uninsulated duct. | Uninsulated duct. | Uninsulated duct. | Uninsulated duct. | Uninsulated duct. | Uninsulated duct. | Uninsulated duct. | Uninsulated duct. | Uninsulated duct. | Uninsulated duct. | Uninsulated duct. | Uninsulated duct. | Uninsulated duct. | Uninsulated duct. | Uninsulated duct. | Uninsulated duct. | Uninsulated duct. | Uninsulated duct. | Uninsulated duct. | Uninsulated duct. | Uninsulated duct. | Uninsulated duct. | Uninsulated duct. | Uninsulated duct. | 0 | 0 | 0 | -820.1911 | -983.4685 | -1171.6436 | -1319.8799 | -1455.8987 | -1639.3006 | -1725.7672 | -1687.5307 | -1520.837 | -1250.8644 | -928.0359 | -590.5484 | -330.6083 | -153.8387 | -63.0084 | -22.198 | -6.7296 | -1.4265 | -0.12801 | -0.083339 | 0 | 0 | 0 | 0 | 0 | 0 | 0 | 0 | -820.1911 | -1784.4426 | -2908.8847 | -4142.758 | -5462.1924 | -6899.9004 | -8347.2256 | -9677.4656 | -10775.6272 | -11561.4045 | -12012.45 | -12140.5376 | -12035.9839 | -11785.8257 | -11472.6966 | -11137.2878 | -10816.1864 | -10520.6128 | -10256.1698 | -10016.0778 | -9802.8513 | -9606.4355 | -9425.4788 | -9258.7417 | -9105.0873 | 0 | 0 | 0 | 49006.24347091602 | 60171.85137571891 | 73632.73724756748 | 85476.00605392327 | 97496.20898225586 | 113984.78762526927 | 125043.08215258793 | 127740.34108056086 | 120379.94123494909 | 103476.7560259394 | 80074.68262864 | 52995.12375343242 | 30771.362179412386 | 14815.841049346704 | 6268.240443954373 | 2279.360161437955 | 711.9695656075431 | 155.1770378383711 | 14.284223028648144 | 9.522815352432094 | 0 | 0 | 0 | 0 | 0 | 0 | 0 | 0 | 49006.24347091602 | 109178.09484663492 | 182810.8320942024 | 268286.8381481257 | 365783.0471303816 | 479767.83475565084 | 604810.9169082388 | 732551.2579887996 | 852931.1992237486 | 956407.955249688 | 1036482.637878328 | 1089477.7616317603 | 1120249.1238111726 | 1135064.9648605192 | 1141333.2053044736 | 1143612.5654659115 | 1144324.5350315191 | 1144479.7120693575 | 1144493.9962923862 | 1144503.5191077387 | 1144503.5191077387 | 1144503.5191077387 | 1144503.5191077387 | 1144503.5191077387 | 1144503.5191077387 | Insulated duct. | Insulated duct. | Insulated duct. | Insulated duct. | Insulated duct. | Insulated duct. | Insulated duct. | Insulated duct. | Insulated duct. | Insulated duct. | Insulated duct. | Insulated duct. | Insulated duct. | Insulated duct. | Insulated duct. | Insulated duct. | Insulated duct. | Insulated duct. | Insulated duct. | Insulated duct. | Insulated duct. | Insulated duct. | Insulated duct. | Insulated duct. | Insulated duct. | Insulated duct. | Insulated duct. | Insulated duct. | 9.2 | 9.2 | 9.2 | 9.2 | 9.2 | 9.2 | 9.2 | 9.2 | 9.2 | 9.2 | 9.2 | 9.2 | 9.2 | 9.2 | 9.2 | 9.2 | 9.2 | 9.2 | 9.2 | 9.2 | 9.2 | 9.2 | 9.2 | 9.2 | 9.2 | 9.2 | 9.2 | 9.2 | -0.0086 | -0.0086 | -0.0086 | -0.0086 | -0.0086 | -0.0086 | -0.0086 | -0.0086 | -0.0086 | -0.0086 | -0.0086 | -0.0086 | -0.0086 | -0.0086 | -0.0086 | -0.0086 | -0.0086 | -0.0086 | -0.0086 | -0.0086 | -0.0086 | -0.0086 | -0.0086 | -0.0086 | -0.0086 | -0.0086 | -0.0086 | -0.0086 | 0 | 0 | 0 | 0 | 0 | 0 | 0 | 0 | 0 | 0 | 0 | 0 | 0 | 0 | 0 | 0 | 0 | 0 | 0 | 0 | 0 | 0 | 0 | 0 | 0 | 0 | 0 | 0 | 0 | 0 | 0 | 0 | 0 | 0 | 0 | 0 | 0 | 0 | 0 | 0 | 0 | 0 | 0 | 0 | 0 | 0 | 0 | 0 | 0 | 0 | 0 | 0 | 0 | 0 | 0 | 0 | 0 | 0 | 0 | 0 | 0 | 0 | 0 | 0 | 0 | 0 | 0 | 0 | 0 | 0 | 0 | 0 | 0 | 0 | 0 | 0 | 0 | 0 | 0 | 0 | 0 | 0 | 0 | 0 | 0 | 0 | 0 | 0 | 0 | 0 | 0 | 0 | 0 | 0 | 0 | 0 | 0 | 0 | 0 | 0 | 0 | 0 | 0 | 0 | 0 | 0 | 0 | 0 | 0 | 0 | 0 | 0 | Insulated duct. | Insulated duct. | Insulated duct. | Insulated duct. | Insulated duct. | Insulated duct. | Insulated duct. | Insulated duct. | Insulated duct. | Insulated duct. | Insulated duct. | Insulated duct. | Insulated duct. | Insulated duct. | Insulated duct. | Insulated duct. | Insulated duct. | Insulated duct. | Insulated duct. | Insulated duct. | Insulated duct. | Insulated duct. | Insulated duct. | Insulated duct. | Insulated duct. | Insulated duct. | Insulated duct. | Insulated duct. | 9.2 | 9.2 | 9.2 | 9.2 | 9.2 | 9.2 | 9.2 | 9.2 | 9.2 | 9.2 | 9.2 | 9.2 | 9.2 | 9.2 | 9.2 | 9.2 | 9.2 | 9.2 | 9.2 | 9.2 | 9.2 | 9.2 | 9.2 | 9.2 | 9.2 | 9.2 | 9.2 | 9.2 | -0.0086 | -0.0086 | -0.0086 | -0.0086 | -0.0086 | -0.0086 | -0.0086 | -0.0086 | -0.0086 | -0.0086 | -0.0086 | -0.0086 | -0.0086 | -0.0086 | -0.0086 | -0.0086 | -0.0086 | -0.0086 | -0.0086 | -0.0086 | -0.0086 | -0.0086 | -0.0086 | -0.0086 | -0.0086 | -0.0086 | -0.0086 | -0.0086 | 0 | 0 | 0 | 0 | 0 | 0 | 0 | 0 | 0 | 0 | 0 | 0 | 0 | 0 | 0 | 0 | 0 | 0 | 0 | 0 | 0 | 0 | 0 | 0 | 0 | 0 | 0 | 0 | 0 | 0 | 0 | 0 | 0 | 0 | 0 | 0 | 0 | 0 | 0 | 0 | 0 | 0 | 0 | 0 | 0 | 0 | 0 | 0 | 0 | 0 | 0 | 0 | 0 | 0 | 0 | 0 | 0 | 0 | 0 | 0 | 0 | 0 | 0 | 0 | 0 | 0 | 0 | 0 | 0 | 0 | 0 | 0 | 0 | 0 | 0 | 0 | 0 | 0 | 0 | 0 | 0 | 0 | 0 | 0 | 0 | 0
Advanced New Construction Designs_Retail_Existing_Not Applicable Segment or Vintage | Advanced New Construction Designs_Retail_Existing | Advanced New Construction Designs_Commercial_Existing_Not Applicable Segment or Vintage_Not Applicable Segment or Vintage | Commercial | Retail | Existing | Space Heating | Natural Gas | Advanced New Construction Designs | NEQ | Not Applicable Segment or Vintage | 20 | 20 | 20 | 0 | 0 | 0 | 0.25 | 0.75 | RetroEven20 | 0.03333333333333333 | TBD | A | WCM245 | 0.7 | 0.42 | sqft | 0.0321 | 0 | 0 | 0 | 0 | Not Applicable Segment or Vintage | Not Applicable Segment or Vintage | Not Applicable Segment or Vintage | 0 | 0 | 0 | Not Applicable Segment or Vintage | Not Applicable Segment or Vintage | Not Applicable Segment or Vintage | Not Applicable Segment or Vintage | Not Applicable Segment or Vintage | Not Applicable Segment or Vintage | Not Applicable Segment or Vintage | Not Applicable Segment or Vintage | Not Applicable Segment or Vintage | Not Applicable Segment or Vintage | Not Applicable Segment or Vintage | Not Applicable Segment or Vintage | Not Applicable Segment or Vintage | Not Applicable Segment or Vintage | Not Applicable Segment or Vintage | Not Applicable Segment or Vintage | Not Applicable Segment or Vintage | Not Applicable Segment or Vintage | Not Applicable Segment or Vintage | Not Applicable Segment or Vintage | Not Applicable Segment or Vintage | Not Applicable Segment or Vintage | Not Applicable Segment or Vintage | Not Applicable Segment or Vintage | Not Applicable Segment or Vintage | Not Applicable Segment or Vintage | Not Applicable Segment or Vintage | Not Applicable Segment or Vintage | 0 | 0 | 0 | 0 | 0 | 0 | 0 | 0 | 0 | 0 | 0 | 0 | 0 | 0 | 0 | 0 | 0 | 0 | 0 | 0 | 0 | 0 | 0 | 0 | 0 | 0 | 0 | 0 | 0 | 0 | 0 | 0 | 0 | 0 | 0 | 0 | 0 | 0 | 0 | 0 | 0 | 0 | 0 | 0 | 0 | 0 | 0 | 0 | 0 | 0 | 0 | 0 | 0 | 0 | 0 | 0 | 0 | 0 | 0 | 1073384.0050589598 | 1073384.0050589596 | 1073384.0050589596 | 1073384.0050589596 | 1073384.0050589596 | 1073384.0050589596 | 1073384.0050589596 | 1073384.0050589596 | 1073384.0050589598 | 1073384.0050589591 | 1073384.0050589598 | 1073384.0050589596 | 1073384.0050589598 | 1073384.0050589598 | 1073384.0050589596 | 1073384.0050589598 | 1073384.0050589596 | 1073384.0050589596 | 1073384.0050589598 | 715589.3367059729 | 5.169878828456423E-26 | 5.169878828456423E-26 | 5.169878828456423E-26 | 5.169878828456423E-26 | 5.169878828456423E-26 | 0 | 0 | 0 | 1073384.0050589598 | 2146768.010117919 | 3220152.015176879 | 4293536.020235838 | 5366920.0252947975 | 6440304.030353757 | 7513688.035412716 | 8587072.040471675 | 9660456.045530634 | 10733840.050589593 | 11807224.055648552 | 12880608.060707511 | 13953992.06576647 | 15027376.07082543 | 16100760.075884389 | 17174144.08094335 | 18247528.08600231 | 19320912.091061268 | 20394296.096120227 | 21109885.4328262 | 21109885.4328262 | 21109885.4328262 | 21109885.4328262 | 21109885.4328262 | 21109885.4328262 | Not Applicable Segment or Vintage | Not Applicable Segment or Vintage | Not Applicable Segment or Vintage | Not Applicable Segment or Vintage | Not Applicable Segment or Vintage | Not Applicable Segment or Vintage | Not Applicable Segment or Vintage | Not Applicable Segment or Vintage | Not Applicable Segment or Vintage | Not Applicable Segment or Vintage | Not Applicable Segment or Vintage | Not Applicable Segment or Vintage | Not Applicable Segment or Vintage | Not Applicable Segment or Vintage | Not Applicable Segment or Vintage | Not Applicable Segment or Vintage | Not Applicable Segment or Vintage | Not Applicable Segment or Vintage | Not Applicable Segment or Vintage | Not Applicable Segment or Vintage | Not Applicable Segment or Vintage | Not Applicable Segment or Vintage | Not Applicable Segment or Vintage | Not Applicable Segment or Vintage | Not Applicable Segment or Vintage | Not Applicable Segment or Vintage | Not Applicable Segment or Vintage | Not Applicable Segment or Vintage | 0 | 0 | 0 | 0 | 0 | 0 | 0 | 0 | 0 | 0 | 0 | 0 | 0 | 0 | 0 | 0 | 0 | 0 | 0 | 0 | 0 | 0 | 0 | 0 | 0 | 0 | 0 | 0 | 0 | 0 | 0 | 0 | 0 | 0 | 0 | 0 | 0 | 0 | 0 | 0 | 0 | 0 | 0 | 0 | 0 | 0 | 0 | 0 | 0 | 0 | 0 | 0 | 0 | 0 | 0 | 0 | 0 | 0 | 0 | 0 | 0 | 0 | 0 | 0 | 0 | 0 | 0 | 0 | 0 | 0 | 0 | 0 | 0 | 0 | 0 | 0 | 0 | 0 | 0 | 0 | 0 | 0 | 0 | 0 | 0 | 0 | 0 | 0 | 0 | 0 | 0 | 0 | 0 | 0 | 0 | 0 | 0 | 0 | 0 | 0 | 0 | 0 | 0 | 0 | 0 | 0 | 0 | 0 | 0 | 0 | 0 | 0 | 0 | 0 | 0 | 0 | 0 | 0 | 0 | 0 | 0 | 0 | 0 | 0 | 0 | 0 | 0 | 0 | 0 | 0 | 0 | 0 | 0 | 0 | 0 | 0 | 0 | 0 | 0 | 0 | 0 | 0 | 0 | 0 | 0 | 0 | 0 | 0 | 0 | 0 | 0 | 0 | 0 | 0 | 0 | 0 | 0 | 0 | 0 | 0 | 0 | 0 | 0 | 0 | 0 | 0 | 0 | 0 | Not Applicable Segment or Vintage | Not Applicable Segment or Vintage | Not Applicable Segment or Vintage | Not Applicable Segment or Vintage | Not Applicable Segment or Vintage | Not Applicable Segment or Vintage | Not Applicable Segment or Vintage | Not Applicable Segment or Vintage | Not Applicable Segment or Vintage | Not Applicable Segment or Vintage | Not Applicable Segment or Vintage | Not Applicable Segment or Vintage | Not Applicable Segment or Vintage | Not Applicable Segment or Vintage | Not Applicable Segment or Vintage | Not Applicable Segment or Vintage | Not Applicable Segment or Vintage | Not Applicable Segment or Vintage | Not Applicable Segment or Vintage | Not Applicable Segment or Vintage | Not Applicable Segment or Vintage | Not Applicable Segment or Vintage | Not Applicable Segment or Vintage | Not Applicable Segment or Vintage | Not Applicable Segment or Vintage | Not Applicable Segment or Vintage | Not Applicable Segment or Vintage | Not Applicable Segment or Vintage | 0 | 0 | 0 | 0 | 0 | 0 | 0 | 0 | 0 | 0 | 0 | 0 | 0 | 0 | 0 | 0 | 0 | 0 | 0 | 0 | 0 | 0 | 0 | 0 | 0 | 0 | 0 | 0 | 0 | 0 | 0 | 0 | 0 | 0 | 0 | 0 | 0 | 0 | 0 | 0 | 0 | 0 | 0 | 0 | 0 | 0 | 0 | 0 | 0 | 0 | 0 | 0 | 0 | 0 | 0 | 0 | 0 | 0 | 0 | 0 | 0 | 0 | 0 | 0 | 0 | 0 | 0 | 0 | 0 | 0 | 0 | 0 | 0 | 0 | 0 | 0 | 0 | 0 | 0 | 0 | 0 | 0 | 0 | 0 | 0 | 0 | 0 | 0 | 0 | 0 | 0 | 0 | 0 | 0 | 0 | 0 | 0 | 0 | 0 | 0 | 0 | 0 | 0 | 0 | 0 | 0 | 0 | 0 | 0 | 0 | 0 | 0 | 0 | 0 | 0 | 0 | 0 | 0 | 0 | 0 | 0 | 0 | 0 | 0 | 0 | 0 | 0 | 0 | 0 | 0 | 0 | 0 | 0 | 0 | 0 | 0 | 0 | 0 | 0 | 0 | 0 | 0
HVAC - Dedicated Outdoor Air System (DOAS)_Retail_Existing_0 | HVAC - Dedicated Outdoor Air System (DOAS)_Retail_Existing | HVAC - Dedicated Outdoor Air System (DOAS)_Commercial_Existing_0_0 | Commercial | Retail | Existing | Space Heating | Natural Gas | HVAC - Dedicated Outdoor Air System (DOAS) | NEQ | 0 | 20 | 20 | 20 | -0.021289 | 0 | 0 | 0.089874 | 0 | Retro5Med | 8.35569166605469E-06 | TBD | A | WCM212 | 0.7 | 0.42 | sqft | 0.0321 | 9999 | 9999 | 9999 | 9999 | 2021P_Com-VRF-DOAS-2021P_V2 | 2021P_Com-VRF-DOAS-2021P_V2 | 2021P_Com-VRF-DOAS-2021P_V2 | 0 | 0 | 12.6637 | 0 | 0 | 0 | 0 | 0 | 0 | 0 | 0 | 0 | 0 | 0 | 0 | 0 | 0 | 0 | 0 | 0 | 0 | 0 | 0 | 0 | 0 | 0 | 0 | 0 | 0 | 0 | 0 | 0 | 0 | 0 | 0 | 0 | 0 | 0 | 0 | 0 | 0 | 0 | -274.6956 | -866.267 | -1631.2977 | -2459.3147 | -3075.9834 | -3461.7763 | -3604.9239 | -3607.2333 | -3544.7907 | -3462.5685 | -3379.2233 | -3300.216 | -3230.2032 | -3165.4836 | -3105.8577 | -3050.9171 | -3000.2873 | 0 | 0 | 0 | 0 | 0 | 0 | 0 | 0 | 0 | 0 | 0 | -274.6956 | -1129.0505 | -2713.5892 | -5068.1529 | -7962.1716 | -11156.4673 | -14405.2145 | -17563.3861 | -20591.1864 | -23488.3605 | -26276.9246 | -28961.8212 | -31575.4982 | -34108.342 | -36571.7255 | -38975.7128 | -41329.1998 | 0 | 0 | 0 | 0 | 0 | 0 | 0 | 0 | 0 | 0 | 0 | 17640.32000399701 | 58151.37951546241 | 114238.01504403463 | 179138.30499370839 | 232400.93665521705 | 270640.77477117203 | 291126.4023332908 | 300686.36186227953 | 304442.8523059595 | 305777.2904576502 | 306114.9615613456 | 306126.3730005119 | 306149.19587884453 | 306149.19587884453 | 306149.19587884453 | 306149.19587884453 | 306149.19587884453 | 0 | 0 | 0 | 0 | 0 | 0 | 0 | 0 | 0 | 0 | 0 | 17640.32000399701 | 75791.69951945942 | 190029.71456349405 | 369168.01955720247 | 601568.9562124196 | 872209.7309835916 | 1163336.1333168824 | 1464022.495179162 | 1768465.3474851213 | 2074242.6379427714 | 2380357.599504117 | 2686483.972504629 | 2992633.1683834735 | 3298782.3642623182 | 3604931.560141163 | 3911080.7560200077 | 4217229.951898852 | 0 | 0 | 0 | 0 | 0 | 0 | 0 | 0 | 0 | 0 | 0 | 0 | 0 | 0 | 0 | 0 | 0 | 0 | 0 | 0 | 0 | 0 | 0 | 0 | 0 | 0 | 0 | 0 | 12.6637 | 12.6637 | 12.6637 | 12.6637 | 12.6637 | 12.6637 | 12.6637 | 12.6637 | 12.6637 | 12.6637 | 12.6637 | 12.6637 | 12.6637 | 12.6637 | 12.6637 | 12.6637 | 12.6637 | 12.6637 | 12.6637 | 12.6637 | 12.6637 | 12.6637 | 12.6637 | 12.6637 | 12.6637 | 12.6637 | 12.6637 | 12.6637 | -0.0213 | -0.0213 | -0.0213 | -0.0213 | -0.0213 | -0.0213 | -0.0213 | -0.0213 | -0.0213 | -0.0213 | -0.0213 | -0.0213 | -0.0213 | -0.0213 | -0.0213 | -0.0213 | -0.0213 | -0.0213 | -0.0213 | -0.0213 | -0.0213 | -0.0213 | -0.0213 | -0.0213 | -0.0213 | -0.0213 | -0.0213 | -0.0213 | 0 | 0 | 0 | 0 | 0 | 0 | 0 | 0 | 0 | 0 | 0 | 0 | 0 | 0 | 0 | 0 | 0 | 0 | 0 | 0 | 0 | 0 | 0 | 0 | 0 | 0 | 0 | 0 | 0 | 0 | 0 | 0 | 0 | 0 | 0 | 0 | 0 | 0 | 0 | 0 | 0 | 0 | 0 | 0 | 0 | 0 | 0 | 0 | 0 | 0 | 0 | 0 | 0 | 0 | 0 | 0 | 0 | 0 | 0 | 0 | 0 | 0 | 0 | 0 | 0 | 0 | 0 | 0 | 0 | 0 | 0 | 0 | 0 | 0 | 0 | 0 | 0 | 0 | 0 | 0 | 0 | 0 | 0 | 0 | 0 | 0 | 0 | 0 | 0 | 0 | 0 | 0 | 0 | 0 | 0 | 0 | 0 | 0 | 0 | 0 | 0 | 0 | 0 | 0 | 0 | 0 | 0 | 0 | 0 | 0 | 0 | 0 | 0 | 0 | 0 | 0 | 0 | 0 | 0 | 0 | 0 | 0 | 0 | 0 | 0 | 0 | 0 | 0 | 0 | 0 | 0 | 0 | 0 | 0 | 0 | 0 | 0 | 0 | 0 | 0 | 12.6637 | 12.6637 | 12.6637 | 12.6637 | 12.6637 | 12.6637 | 12.6637 | 12.6637 | 12.6637 | 12.6637 | 12.6637 | 12.6637 | 12.6637 | 12.6637 | 12.6637 | 12.6637 | 12.6637 | 12.6637 | 12.6637 | 12.6637 | 12.6637 | 12.6637 | 12.6637 | 12.6637 | 12.6637 | 12.6637 | 12.6637 | 12.6637 | -0.0213 | -0.0213 | -0.0213 | -0.0213 | -0.0213 | -0.0213 | -0.0213 | -0.0213 | -0.0213 | -0.0213 | -0.0213 | -0.0213 | -0.0213 | -0.0213 | -0.0213 | -0.0213 | -0.0213 | -0.0213 | -0.0213 | -0.0213 | -0.0213 | -0.0213 | -0.0213 | -0.0213 | -0.0213 | -0.0213 | -0.0213 | -0.0213 | 0 | 0 | 0 | 0 | 0 | 0 | 0 | 0 | 0 | 0 | 0 | 0 | 0 | 0 | 0 | 0 | 0 | 0 | 0 | 0 | 0 | 0 | 0 | 0 | 0 | 0 | 0 | 0 | 0 | 0 | 0 | 0 | 0 | 0 | 0 | 0 | 0 | 0 | 0 | 0 | 0 | 0 | 0 | 0 | 0 | 0 | 0 | 0 | 0 | 0 | 0 | 0 | 0 | 0 | 0 | 0 | 0 | 0 | 0 | 0 | 0 | 0 | 0 | 0 | 0 | 0 | 0 | 0 | 0 | 0 | 0 | 0 | 0 | 0 | 0 | 0 | 0 | 0 | 0 | 0 | 0 | 0 | 0 | 0 | 0 | 0
Lodging - Guest Room Controls_Retail_Existing_Equipment that determines the occupancy of the room | Lodging - Guest Room Controls_Retail_Existing | Lodging - Guest Room Controls_Commercial_Existing_manual heating/cooling temperature set-point and fan On/Off/Auto thermostat controls_Equipment that determines the occupancy of the room | Commercial | Retail | Existing | Space Heating | Natural Gas | Lodging - Guest Room Controls | NEQ | manual heating/cooling temperature set-point and fan On/Off/Auto thermostat controls | 15 | 15 | 15 | 0 | 0 | 0 | 0 | 0 | Retro5Med | 8.35569166605469E-06 | TBD | A | WCM243 | 0.7 | 0.42 | LodgUnit | 0.0321 | 0 | 0 | 0 | 0 | IL TRM v13 - 4.4.8 - Guest Room Energy Management (PTAC & PTHP) - CI-HVC-GREM-V06-0601 | IL TRM v13 - 4.4.8 - Guest Room Energy Management (PTAC & PTHP) - CI-HVC-GREM-V06-0601 | AEG BEST | 0 | 0 | 319.8724 | manual heating/cooling temperature set-point and fan On/Off/Auto thermostat controls | manual heating/cooling temperature set-point and fan On/Off/Auto thermostat controls | manual heating/cooling temperature set-point and fan On/Off/Auto thermostat controls | manual heating/cooling temperature set-point and fan On/Off/Auto thermostat controls | manual heating/cooling temperature set-point and fan On/Off/Auto thermostat controls | manual heating/cooling temperature set-point and fan On/Off/Auto thermostat controls | manual heating/cooling temperature set-point and fan On/Off/Auto thermostat controls | manual heating/cooling temperature set-point and fan On/Off/Auto thermostat controls | manual heating/cooling temperature set-point and fan On/Off/Auto thermostat controls | manual heating/cooling temperature set-point and fan On/Off/Auto thermostat controls | manual heating/cooling temperature set-point and fan On/Off/Auto thermostat controls | manual heating/cooling temperature set-point and fan On/Off/Auto thermostat controls | manual heating/cooling temperature set-point and fan On/Off/Auto thermostat controls | manual heating/cooling temperature set-point and fan On/Off/Auto thermostat controls | manual heating/cooling temperature set-point and fan On/Off/Auto thermostat controls | manual heating/cooling temperature set-point and fan On/Off/Auto thermostat controls | manual heating/cooling temperature set-point and fan On/Off/Auto thermostat controls | manual heating/cooling temperature set-point and fan On/Off/Auto thermostat controls | manual heating/cooling temperature set-point and fan On/Off/Auto thermostat controls | manual heating/cooling temperature set-point and fan On/Off/Auto thermostat controls | manual heating/cooling temperature set-point and fan On/Off/Auto thermostat controls | manual heating/cooling temperature set-point and fan On/Off/Auto thermostat controls | manual heating/cooling temperature set-point and fan On/Off/Auto thermostat controls | manual heating/cooling temperature set-point and fan On/Off/Auto thermostat controls | manual heating/cooling temperature set-point and fan On/Off/Auto thermostat controls | manual heating/cooling temperature set-point and fan On/Off/Auto thermostat controls | manual heating/cooling temperature set-point and fan On/Off/Auto thermostat controls | manual heating/cooling temperature set-point and fan On/Off/Auto thermostat controls | 0 | 0 | 0 | 0 | 0 | 0 | 0 | 0 | 0 | 0 | 0 | 0 | 0 | 0 | 0 | 0 | 0 | 0 | 0 | 0 | 0 | 0 | 0 | 0 | 0 | 0 | 0 | 0 | 0 | 0 | 0 | 0 | 0 | 0 | 0 | 0 | 0 | 0 | 0 | 0 | 0 | 0 | 0 | 0 | 0 | 0 | 0 | 0 | 0 | 0 | 0 | 0 | 0 | 0 | 0 | 0 | 0 | 0 | 0 | 0 | 0 | 0 | 0 | 0 | 0 | 0 | 0 | 0 | 0 | 0 | 0 | 0 | 0 | 0 | 0 | 0 | 0 | 0 | 0 | 0 | 0 | 0 | 0 | 0 | 0 | 0 | 0 | 0 | 0 | 0 | 0 | 0 | 0 | 0 | 0 | 0 | 0 | 0 | 0 | 0 | 0 | 0 | 0 | 0 | 0 | 0 | 0 | 0 | 0 | 0 | 0 | 0 | Equipment that determines the occupancy of the room | Equipment that determines the occupancy of the room | Equipment that determines the occupancy of the room | Equipment that determines the occupancy of the room | Equipment that determines the occupancy of the room | Equipment that determines the occupancy of the room | Equipment that determines the occupancy of the room | Equipment that determines the occupancy of the room | Equipment that determines the occupancy of the room | Equipment that determines the occupancy of the room | Equipment that determines the occupancy of the room | Equipment that determines the occupancy of the room | Equipment that determines the occupancy of the room | Equipment that determines the occupancy of the room | Equipment that determines the occupancy of the room | Equipment that determines the occupancy of the room | Equipment that determines the occupancy of the room | Equipment that determines the occupancy of the room | Equipment that determines the occupancy of the room | Equipment that determines the occupancy of the room | Equipment that determines the occupancy of the room | Equipment that determines the occupancy of the room | Equipment that determines the occupancy of the room | Equipment that determines the occupancy of the room | Equipment that determines the occupancy of the room | Equipment that determines the occupancy of the room | Equipment that determines the occupancy of the room | Equipment that determines the occupancy of the room | 319.8724 | 319.8724 | 319.8724 | 319.8724 | 319.8724 | 319.8724 | 319.8724 | 319.8724 | 319.8724 | 319.8724 | 319.8724 | 319.8724 | 319.8724 | 319.8724 | 319.8724 | 319.8724 | 319.8724 | 319.8724 | 319.8724 | 319.8724 | 319.8724 | 319.8724 | 319.8724 | 319.8724 | 319.8724 | 319.8724 | 319.8724 | 319.8724 | 0 | 0 | 0 | 0 | 0 | 0 | 0 | 0 | 0 | 0 | 0 | 0 | 0 | 0 | 0 | 0 | 0 | 0 | 0 | 0 | 0 | 0 | 0 | 0 | 0 | 0 | 0 | 0 | 0 | 0 | 0 | 0 | 0 | 0 | 0 | 0 | 0 | 0 | 0 | 0 | 0 | 0 | 0 | 0 | 0 | 0 | 0 | 0 | 0 | 0 | 0 | 0 | 0 | 0 | 0 | 0 | 0 | 0 | 0 | 0 | 0 | 0 | 0 | 0 | 0 | 0 | 0 | 0 | 0 | 0 | 0 | 0 | 0 | 0 | 0 | 0 | 0 | 0 | 0 | 0 | 0 | 0 | 0 | 0 | 0 | 0 | 0 | 0 | 0 | 0 | 0 | 0 | 0 | 0 | 0 | 0 | 0 | 0 | 0 | 0 | 0 | 0 | 0 | 0 | 0 | 0 | 0 | 0 | 0 | 0 | 0 | 0 | 0 | 0 | 0 | 0 | 0 | 0 | 0 | 0 | 0 | 0 | 0 | 0 | 0 | 0 | 0 | 0 | 0 | 0 | 0 | 0 | 0 | 0 | 0 | 0 | 0 | 0 | 0 | 0 | Equipment that determines the occupancy of the room | Equipment that determines the occupancy of the room | Equipment that determines the occupancy of the room | Equipment that determines the occupancy of the room | Equipment that determines the occupancy of the room | Equipment that determines the occupancy of the room | Equipment that determines the occupancy of the room | Equipment that determines the occupancy of the room | Equipment that determines the occupancy of the room | Equipment that determines the occupancy of the room | Equipment that determines the occupancy of the room | Equipment that determines the occupancy of the room | Equipment that determines the occupancy of the room | Equipment that determines the occupancy of the room | Equipment that determines the occupancy of the room | Equipment that determines the occupancy of the room | Equipment that determines the occupancy of the room | Equipment that determines the occupancy of the room | Equipment that determines the occupancy of the room | Equipment that determines the occupancy of the room | Equipment that determines the occupancy of the room | Equipment that determines the occupancy of the room | Equipment that determines the occupancy of the room | Equipment that determines the occupancy of the room | Equipment that determines the occupancy of the room | Equipment that determines the occupancy of the room | Equipment that determines the occupancy of the room | Equipment that determines the occupancy of the room | 319.8724 | 319.8724 | 319.8724 | 319.8724 | 319.8724 | 319.8724 | 319.8724 | 319.8724 | 319.8724 | 319.8724 | 319.8724 | 319.8724 | 319.8724 | 319.8724 | 319.8724 | 319.8724 | 319.8724 | 319.8724 | 319.8724 | 319.8724 | 319.8724 | 319.8724 | 319.8724 | 319.8724 | 319.8724 | 319.8724 | 319.8724 | 319.8724 | 0 | 0 | 0 | 0 | 0 | 0 | 0 | 0 | 0 | 0 | 0 | 0 | 0 | 0 | 0 | 0 | 0 | 0 | 0 | 0 | 0 | 0 | 0 | 0 | 0 | 0 | 0 | 0 | 0 | 0 | 0 | 0 | 0 | 0 | 0 | 0 | 0 | 0 | 0 | 0 | 0 | 0 | 0 | 0 | 0 | 0 | 0 | 0 | 0 | 0 | 0 | 0 | 0 | 0 | 0 | 0 | 0 | 0 | 0 | 0 | 0 | 0 | 0 | 0 | 0 | 0 | 0 | 0 | 0 | 0 | 0 | 0 | 0 | 0 | 0 | 0 | 0 | 0 | 0 | 0 | 0 | 0 | 0 | 0 | 0 | 0 | 0 | 0 | 0 | 0 | 0 | 0 | 0 | 0 | 0 | 0 | 0 | 0 | 0 | 0 | 0 | 0 | 0 | 0 | 0 | 0 | 0 | 0 | 0 | 0 | 0 | 0 | 0 | 0
Windows - Secondary Glazing Systems_Miscellaneous_Existing_Windows Upgraded with Secondary Commercial Window Glazing | Windows - Secondary Glazing Systems_Miscellaneous_Existing | Windows - Secondary Glazing Systems_Commercial_Existing_Standard Commercial Windows_Windows Upgraded with Secondary Commercial Window Glazing | Commercial | Miscellaneous | Existing | Space Heating | Natural Gas | Windows - Secondary Glazing Systems | NEQ | Standard Commercial Windows | 30 | 30 | 30 | 0.0094439 | 0 | 0 | 0.01 | 0.5 | Retro1Slow | 0.012666666666666666 | TBD | A | WCM806 | 0.7 | 0.42 | sqft window | 0.0321 | 369282.09269848495 | 369282.0927 | 291264.749170636 | 291264.7492 | Regional Technical Forum - UES Workbook - Secondary Glazing Systems (SGS) - ComSecondaryGlazingSystems_v3_1 - AEG Adjusted | Regional Technical Forum - UES Workbook - Secondary Glazing Systems (SGS) - ComSecondaryGlazingSystems_v3_1 - AEG Adjusted | Regional Technical Forum - UES Workbook - Secondary Glazing Systems (SGS) - ComSecondaryGlazingSystems_v3_1 - AEG Adjusted | 0 | 0 | 48.1437 | Standard Commercial Windows | Standard Commercial Windows | Standard Commercial Windows | Standard Commercial Windows | Standard Commercial Windows | Standard Commercial Windows | Standard Commercial Windows | Standard Commercial Windows | Standard Commercial Windows | Standard Commercial Windows | Standard Commercial Windows | Standard Commercial Windows | Standard Commercial Windows | Standard Commercial Windows | Standard Commercial Windows | Standard Commercial Windows | Standard Commercial Windows | Standard Commercial Windows | Standard Commercial Windows | Standard Commercial Windows | Standard Commercial Windows | Standard Commercial Windows | Standard Commercial Windows | Standard Commercial Windows | Standard Commercial Windows | Standard Commercial Windows | Standard Commercial Windows | Standard Commercial Windows | 0 | 0 | 0 | 258.0275 | 504.4301 | 872.8244 | 1378.5124 | 2023.3043 | 2788.139 | 3633.4459 | 4499.2404 | 5309.7849 | 5979.4329 | 6422.4866 | 6565.8568 | 6360.5369 | 5805.1275 | 4956.7138 | 3990.4741 | 2978.8885 | 2018.5345 | 1045.8096 | 685.561 | 0 | 0 | 0 | 0 | 0 | 0 | 0 | 0 | 258.0275 | 756.7796 | 1610.327 | 2942.0459 | 4868.212 | 7472.1173 | 10791.935 | 14807.7006 | 19438.9394 | 24542.6966 | 29918.6949 | 35317.7254 | 40431.6048 | 44950.4524 | 48609.9843 | 51311.7482 | 53069.0147 | 53961.1472 | 54017.8273 | 53801.1338 | 53033.2694 | 52322.0007 | 51662.8409 | 51051.6641 | 50484.6753 | 0 | 0 | 0 | 9727.164899081672 | 19443.96461009886 | 34523.63967266363 | 56157.43177822858 | 85239.1378028491 | 122080.65903353963 | 166063.22228931508 | 215277.9138898495 | 266261.6767578496 | 313985.76774462004 | 352271.6261881875 | 374750.68522777775 | 376315.2198226685 | 354740.55895083316 | 311896.29134666966 | 257934.78674261243 | 197244.2486855271 | 136553.71062844188 | 72070.01394278876 | 48046.67596185917 | 0 | 0 | 0 | 0 | 0 | 0 | 0 | 0 | 9727.164899081672 | 29171.129509180533 | 63694.76918184417 | 119852.20096007275 | 205091.33876292186 | 327171.99779646145 | 493235.2200857766 | 708513.1339756261 | 974774.8107334757 | 1288760.5784780958 | 1641032.2046662834 | 2015782.8898940613 | 2392098.1097167297 | 2746838.668667563 | 3058734.9600142324 | 3316669.7467568447 | 3513913.995442372 | 3650467.7060708143 | 3722537.720013603 | 3770584.3959754626 | 3770584.3959754626 | 3770584.3959754626 | 3770584.3959754626 | 3770584.3959754626 | 3770584.3959754626 | Windows Upgraded with Secondary Commercial Window Glazing | Windows Upgraded with Secondary Commercial Window Glazing | Windows Upgraded with Secondary Commercial Window Glazing | Windows Upgraded with Secondary Commercial Window Glazing | Windows Upgraded with Secondary Commercial Window Glazing | Windows Upgraded with Secondary Commercial Window Glazing | Windows Upgraded with Secondary Commercial Window Glazing | Windows Upgraded with Secondary Commercial Window Glazing | Windows Upgraded with Secondary Commercial Window Glazing | Windows Upgraded with Secondary Commercial Window Glazing | Windows Upgraded with Secondary Commercial Window Glazing | Windows Upgraded with Secondary Commercial Window Glazing | Windows Upgraded with Secondary Commercial Window Glazing | Windows Upgraded with Secondary Commercial Window Glazing | Windows Upgraded with Secondary Commercial Window Glazing | Windows Upgraded with Secondary Commercial Window Glazing | Windows Upgraded with Secondary Commercial Window Glazing | Windows Upgraded with Secondary Commercial Window Glazing | Windows Upgraded with Secondary Commercial Window Glazing | Windows Upgraded with Secondary Commercial Window Glazing | Windows Upgraded with Secondary Commercial Window Glazing | Windows Upgraded with Secondary Commercial Window Glazing | Windows Upgraded with Secondary Commercial Window Glazing | Windows Upgraded with Secondary Commercial Window Glazing | Windows Upgraded with Secondary Commercial Window Glazing | Windows Upgraded with Secondary Commercial Window Glazing | Windows Upgraded with Secondary Commercial Window Glazing | Windows Upgraded with Secondary Commercial Window Glazing | 48.1437 | 48.1437 | 48.1437 | 48.1437 | 48.1437 | 48.1437 | 48.1437 | 48.1437 | 48.1437 | 48.1437 | 48.1437 | 48.1437 | 48.1437 | 48.1437 | 48.1437 | 48.1437 | 48.1437 | 48.1437 | 48.1437 | 48.1437 | 48.1437 | 48.1437 | 48.1437 | 48.1437 | 48.1437 | 48.1437 | 48.1437 | 48.1437 | 0.0094 | 0.0094 | 0.0094 | 0.0094 | 0.0094 | 0.0094 | 0.0094 | 0.0094 | 0.0094 | 0.0094 | 0.0094 | 0.0094 | 0.0094 | 0.0094 | 0.0094 | 0.0094 | 0.0094 | 0.0094 | 0.0094 | 0.0094 | 0.0094 | 0.0094 | 0.0094 | 0.0094 | 0.0094 | 0.0094 | 0.0094 | 0.0094 | 0 | 0 | 0 | 0 | 0 | 0 | 0 | 0 | 0 | 0 | 0 | 0 | 0 | 0 | 0 | 0 | 0 | 0 | 0 | 0 | 0 | 0 | 0 | 0 | 0 | 0 | 0 | 0 | 0 | 0 | 0 | 0 | 0 | 0 | 0 | 0 | 0 | 0 | 0 | 0 | 0 | 0 | 0 | 0 | 0 | 0 | 0 | 0 | 0 | 0 | 0 | 0 | 0 | 0 | 0 | 0 | 0 | 0 | 0 | 0 | 0 | 0 | 0 | 0 | 0 | 0 | 0 | 0 | 0 | 0 | 0 | 0 | 0 | 0 | 0 | 0 | 0 | 0 | 0 | 0 | 0 | 0 | 0 | 0 | 0 | 0 | 0 | 0 | 0 | 0 | 0 | 0 | 0 | 0 | 0 | 0 | 0 | 0 | 0 | 0 | 0 | 0 | 0 | 0 | 0 | 0 | 0 | 0 | 0 | 0 | 0 | 0 | Windows Upgraded with Secondary Commercial Window Glazing | Windows Upgraded with Secondary Commercial Window Glazing | Windows Upgraded with Secondary Commercial Window Glazing | Windows Upgraded with Secondary Commercial Window Glazing | Windows Upgraded with Secondary Commercial Window Glazing | Windows Upgraded with Secondary Commercial Window Glazing | Windows Upgraded with Secondary Commercial Window Glazing | Windows Upgraded with Secondary Commercial Window Glazing | Windows Upgraded with Secondary Commercial Window Glazing | Windows Upgraded with Secondary Commercial Window Glazing | Windows Upgraded with Secondary Commercial Window Glazing | Windows Upgraded with Secondary Commercial Window Glazing | Windows Upgraded with Secondary Commercial Window Glazing | Windows Upgraded with Secondary Commercial Window Glazing | Windows Upgraded with Secondary Commercial Window Glazing | Windows Upgraded with Secondary Commercial Window Glazing | Windows Upgraded with Secondary Commercial Window Glazing | Windows Upgraded with Secondary Commercial Window Glazing | Windows Upgraded with Secondary Commercial Window Glazing | Windows Upgraded with Secondary Commercial Window Glazing | Windows Upgraded with Secondary Commercial Window Glazing | Windows Upgraded with Secondary Commercial Window Glazing | Windows Upgraded with Secondary Commercial Window Glazing | Windows Upgraded with Secondary Commercial Window Glazing | Windows Upgraded with Secondary Commercial Window Glazing | Windows Upgraded with Secondary Commercial Window Glazing | Windows Upgraded with Secondary Commercial Window Glazing | Windows Upgraded with Secondary Commercial Window Glazing | 48.1437 | 48.1437 | 48.1437 | 48.1437 | 48.1437 | 48.1437 | 48.1437 | 48.1437 | 48.1437 | 48.1437 | 48.1437 | 48.1437 | 48.1437 | 48.1437 | 48.1437 | 48.1437 | 48.1437 | 48.1437 | 48.1437 | 48.1437 | 48.1437 | 48.1437 | 48.1437 | 48.1437 | 48.1437 | 48.1437 | 48.1437 | 48.1437 | 0.0094 | 0.0094 | 0.0094 | 0.0094 | 0.0094 | 0.0094 | 0.0094 | 0.0094 | 0.0094 | 0.0094 | 0.0094 | 0.0094 | 0.0094 | 0.0094 | 0.0094 | 0.0094 | 0.0094 | 0.0094 | 0.0094 | 0.0094 | 0.0094 | 0.0094 | 0.0094 | 0.0094 | 0.0094 | 0.0094 | 0.0094 | 0.0094 | 0 | 0 | 0 | 0 | 0 | 0 | 0 | 0 | 0 | 0 | 0 | 0 | 0 | 0 | 0 | 0 | 0 | 0 | 0 | 0 | 0 | 0 | 0 | 0 | 0 | 0 | 0 | 0 | 0 | 0 | 0 | 0 | 0 | 0 | 0 | 0 | 0 | 0 | 0 | 0 | 0 | 0 | 0 | 0 | 0 | 0 | 0 | 0 | 0 | 0 | 0 | 0 | 0 | 0 | 0 | 0 | 0 | 0 | 0 | 0 | 0 | 0 | 0 | 0 | 0 | 0 | 0 | 0 | 0 | 0 | 0 | 0 | 0 | 0 | 0 | 0 | 0 | 0 | 0 | 0 | 0 | 0 | 0 | 0 | 0 | 0
Ducting - Repair and Sealing_Retail_New_Not Applicable Segment or Vintage | Ducting - Repair and Sealing_Retail_New | Ducting - Repair and Sealing_Commercial_New_Not Applicable Segment or Vintage_Not Applicable Segment or Vintage | Commercial | Retail | New | Space Heating | Natural Gas | Ducting - Repair and Sealing | NEQ | Not Applicable Segment or Vintage | 15 | 15 | 15 | 0 | 0 | 0 | 0 | 0 | Retro5Med | 8.35569166605469E-06 | TBD | A | WCM254 | 0.7 | 0.42 | sqft | 0.0321 | 0 | 0 | 0 | 0 | Not Applicable Segment or Vintage | Not Applicable Segment or Vintage | AEG BEST | 0 | 0 | 0 | Not Applicable Segment or Vintage | Not Applicable Segment or Vintage | Not Applicable Segment or Vintage | Not Applicable Segment or Vintage | Not Applicable Segment or Vintage | Not Applicable Segment or Vintage | Not Applicable Segment or Vintage | Not Applicable Segment or Vintage | Not Applicable Segment or Vintage | Not Applicable Segment or Vintage | Not Applicable Segment or Vintage | Not Applicable Segment or Vintage | Not Applicable Segment or Vintage | Not Applicable Segment or Vintage | Not Applicable Segment or Vintage | Not Applicable Segment or Vintage | Not Applicable Segment or Vintage | Not Applicable Segment or Vintage | Not Applicable Segment or Vintage | Not Applicable Segment or Vintage | Not Applicable Segment or Vintage | Not Applicable Segment or Vintage | Not Applicable Segment or Vintage | Not Applicable Segment or Vintage | Not Applicable Segment or Vintage | Not Applicable Segment or Vintage | Not Applicable Segment or Vintage | Not Applicable Segment or Vintage | 0 | 0 | 0 | 0 | 0 | 0 | 0 | 0 | 0 | 0 | 0 | 0 | 0 | 0 | 0 | 0 | 0 | 0 | 0 | 0 | 0 | 0 | 0 | 0 | 0 | 0 | 0 | 0 | 0 | 0 | 0 | 0 | 0 | 0 | 0 | 0 | 0 | 0 | 0 | 0 | 0 | 0 | 0 | 0 | 0 | 0 | 0 | 0 | 0 | 0 | 0 | 0 | 0 | 0 | 0 | 0 | 0 | 0 | 0 | 0 | 0 | 0 | 0 | 0 | 0 | 0 | 0 | 0 | 0 | 0 | 0 | 0 | 0 | 0 | 0 | 0 | 0 | 0 | 0 | 0 | 0 | 0 | 0 | 0 | 0 | 0 | 0 | 0 | 0 | 0 | 0 | 0 | 0 | 0 | 0 | 0 | 0 | 0 | 0 | 0 | 0 | 0 | 0 | 0 | 0 | 0 | 0 | 0 | 0 | 0 | 0 | 0 | Not Applicable Segment or Vintage | Not Applicable Segment or Vintage | Not Applicable Segment or Vintage | Not Applicable Segment or Vintage | Not Applicable Segment or Vintage | Not Applicable Segment or Vintage | Not Applicable Segment or Vintage | Not Applicable Segment or Vintage | Not Applicable Segment or Vintage | Not Applicable Segment or Vintage | Not Applicable Segment or Vintage | Not Applicable Segment or Vintage | Not Applicable Segment or Vintage | Not Applicable Segment or Vintage | Not Applicable Segment or Vintage | Not Applicable Segment or Vintage | Not Applicable Segment or Vintage | Not Applicable Segment or Vintage | Not Applicable Segment or Vintage | Not Applicable Segment or Vintage | Not Applicable Segment or Vintage | Not Applicable Segment or Vintage | Not Applicable Segment or Vintage | Not Applicable Segment or Vintage | Not Applicable Segment or Vintage | Not Applicable Segment or Vintage | Not Applicable Segment or Vintage | Not Applicable Segment or Vintage | 0 | 0 | 0 | 0 | 0 | 0 | 0 | 0 | 0 | 0 | 0 | 0 | 0 | 0 | 0 | 0 | 0 | 0 | 0 | 0 | 0 | 0 | 0 | 0 | 0 | 0 | 0 | 0 | 0 | 0 | 0 | 0 | 0 | 0 | 0 | 0 | 0 | 0 | 0 | 0 | 0 | 0 | 0 | 0 | 0 | 0 | 0 | 0 | 0 | 0 | 0 | 0 | 0 | 0 | 0 | 0 | 0 | 0 | 0 | 0 | 0 | 0 | 0 | 0 | 0 | 0 | 0 | 0 | 0 | 0 | 0 | 0 | 0 | 0 | 0 | 0 | 0 | 0 | 0 | 0 | 0 | 0 | 0 | 0 | 0 | 0 | 0 | 0 | 0 | 0 | 0 | 0 | 0 | 0 | 0 | 0 | 0 | 0 | 0 | 0 | 0 | 0 | 0 | 0 | 0 | 0 | 0 | 0 | 0 | 0 | 0 | 0 | 0 | 0 | 0 | 0 | 0 | 0 | 0 | 0 | 0 | 0 | 0 | 0 | 0 | 0 | 0 | 0 | 0 | 0 | 0 | 0 | 0 | 0 | 0 | 0 | 0 | 0 | 0 | 0 | 0 | 0 | 0 | 0 | 0 | 0 | 0 | 0 | 0 | 0 | 0 | 0 | 0 | 0 | 0 | 0 | 0 | 0 | 0 | 0 | 0 | 0 | 0 | 0 | 0 | 0 | 0 | 0 | Not Applicable Segment or Vintage | Not Applicable Segment or Vintage | Not Applicable Segment or Vintage | Not Applicable Segment or Vintage | Not Applicable Segment or Vintage | Not Applicable Segment or Vintage | Not Applicable Segment or Vintage | Not Applicable Segment or Vintage | Not Applicable Segment or Vintage | Not Applicable Segment or Vintage | Not Applicable Segment or Vintage | Not Applicable Segment or Vintage | Not Applicable Segment or Vintage | Not Applicable Segment or Vintage | Not Applicable Segment or Vintage | Not Applicable Segment or Vintage | Not Applicable Segment or Vintage | Not Applicable Segment or Vintage | Not Applicable Segment or Vintage | Not Applicable Segment or Vintage | Not Applicable Segment or Vintage | Not Applicable Segment or Vintage | Not Applicable Segment or Vintage | Not Applicable Segment or Vintage | Not Applicable Segment or Vintage | Not Applicable Segment or Vintage | Not Applicable Segment or Vintage | Not Applicable Segment or Vintage | 0 | 0 | 0 | 0 | 0 | 0 | 0 | 0 | 0 | 0 | 0 | 0 | 0 | 0 | 0 | 0 | 0 | 0 | 0 | 0 | 0 | 0 | 0 | 0 | 0 | 0 | 0 | 0 | 0 | 0 | 0 | 0 | 0 | 0 | 0 | 0 | 0 | 0 | 0 | 0 | 0 | 0 | 0 | 0 | 0 | 0 | 0 | 0 | 0 | 0 | 0 | 0 | 0 | 0 | 0 | 0 | 0 | 0 | 0 | 0 | 0 | 0 | 0 | 0 | 0 | 0 | 0 | 0 | 0 | 0 | 0 | 0 | 0 | 0 | 0 | 0 | 0 | 0 | 0 | 0 | 0 | 0 | 0 | 0 | 0 | 0 | 0 | 0 | 0 | 0 | 0 | 0 | 0 | 0 | 0 | 0 | 0 | 0 | 0 | 0 | 0 | 0 | 0 | 0 | 0 | 0 | 0 | 0 | 0 | 0 | 0 | 0 | 0 | 0 | 0 | 0 | 0 | 0 | 0 | 0 | 0 | 0 | 0 | 0 | 0 | 0 | 0 | 0 | 0 | 0 | 0 | 0 | 0 | 0 | 0 | 0 | 0 | 0 | 0 | 0 | 0 | 0
Insulation - Ducting_Retail_New_Not Applicable Segment or Vintage | Insulation - Ducting_Retail_New | Insulation - Ducting_Commercial_New_Not Applicable Segment or Vintage_Not Applicable Segment or Vintage | Commercial | Retail | New | Space Heating | Natural Gas | Insulation - Ducting | NEQ | Not Applicable Segment or Vintage | 15 | 15 | 15 | 0 | 0 | 0 | 0 | 0 | Retro5Med | 8.35569166605469E-06 | TBD | A | WCM253 | 0.7 | 0.42 | sqft | 0.0321 | 0 | 0 | 0 | 0 | Not Applicable Segment or Vintage | Not Applicable Segment or Vintage | AEG BEST | 0 | 0 | 0 | Not Applicable Segment or Vintage | Not Applicable Segment or Vintage | Not Applicable Segment or Vintage | Not Applicable Segment or Vintage | Not Applicable Segment or Vintage | Not Applicable Segment or Vintage | Not Applicable Segment or Vintage | Not Applicable Segment or Vintage | Not Applicable Segment or Vintage | Not Applicable Segment or Vintage | Not Applicable Segment or Vintage | Not Applicable Segment or Vintage | Not Applicable Segment or Vintage | Not Applicable Segment or Vintage | Not Applicable Segment or Vintage | Not Applicable Segment or Vintage | Not Applicable Segment or Vintage | Not Applicable Segment or Vintage | Not Applicable Segment or Vintage | Not Applicable Segment or Vintage | Not Applicable Segment or Vintage | Not Applicable Segment or Vintage | Not Applicable Segment or Vintage | Not Applicable Segment or Vintage | Not Applicable Segment or Vintage | Not Applicable Segment or Vintage | Not Applicable Segment or Vintage | Not Applicable Segment or Vintage | 0 | 0 | 0 | 0 | 0 | 0 | 0 | 0 | 0 | 0 | 0 | 0 | 0 | 0 | 0 | 0 | 0 | 0 | 0 | 0 | 0 | 0 | 0 | 0 | 0 | 0 | 0 | 0 | 0 | 0 | 0 | 0 | 0 | 0 | 0 | 0 | 0 | 0 | 0 | 0 | 0 | 0 | 0 | 0 | 0 | 0 | 0 | 0 | 0 | 0 | 0 | 0 | 0 | 0 | 0 | 0 | 0 | 0 | 0 | 0 | 0 | 0 | 0 | 0 | 0 | 0 | 0 | 0 | 0 | 0 | 0 | 0 | 0 | 0 | 0 | 0 | 0 | 0 | 0 | 0 | 0 | 0 | 0 | 0 | 0 | 0 | 0 | 0 | 0 | 0 | 0 | 0 | 0 | 0 | 0 | 0 | 0 | 0 | 0 | 0 | 0 | 0 | 0 | 0 | 0 | 0 | 0 | 0 | 0 | 0 | 0 | 0 | Not Applicable Segment or Vintage | Not Applicable Segment or Vintage | Not Applicable Segment or Vintage | Not Applicable Segment or Vintage | Not Applicable Segment or Vintage | Not Applicable Segment or Vintage | Not Applicable Segment or Vintage | Not Applicable Segment or Vintage | Not Applicable Segment or Vintage | Not Applicable Segment or Vintage | Not Applicable Segment or Vintage | Not Applicable Segment or Vintage | Not Applicable Segment or Vintage | Not Applicable Segment or Vintage | Not Applicable Segment or Vintage | Not Applicable Segment or Vintage | Not Applicable Segment or Vintage | Not Applicable Segment or Vintage | Not Applicable Segment or Vintage | Not Applicable Segment or Vintage | Not Applicable Segment or Vintage | Not Applicable Segment or Vintage | Not Applicable Segment or Vintage | Not Applicable Segment or Vintage | Not Applicable Segment or Vintage | Not Applicable Segment or Vintage | Not Applicable Segment or Vintage | Not Applicable Segment or Vintage | 0 | 0 | 0 | 0 | 0 | 0 | 0 | 0 | 0 | 0 | 0 | 0 | 0 | 0 | 0 | 0 | 0 | 0 | 0 | 0 | 0 | 0 | 0 | 0 | 0 | 0 | 0 | 0 | 0 | 0 | 0 | 0 | 0 | 0 | 0 | 0 | 0 | 0 | 0 | 0 | 0 | 0 | 0 | 0 | 0 | 0 | 0 | 0 | 0 | 0 | 0 | 0 | 0 | 0 | 0 | 0 | 0 | 0 | 0 | 0 | 0 | 0 | 0 | 0 | 0 | 0 | 0 | 0 | 0 | 0 | 0 | 0 | 0 | 0 | 0 | 0 | 0 | 0 | 0 | 0 | 0 | 0 | 0 | 0 | 0 | 0 | 0 | 0 | 0 | 0 | 0 | 0 | 0 | 0 | 0 | 0 | 0 | 0 | 0 | 0 | 0 | 0 | 0 | 0 | 0 | 0 | 0 | 0 | 0 | 0 | 0 | 0 | 0 | 0 | 0 | 0 | 0 | 0 | 0 | 0 | 0 | 0 | 0 | 0 | 0 | 0 | 0 | 0 | 0 | 0 | 0 | 0 | 0 | 0 | 0 | 0 | 0 | 0 | 0 | 0 | 0 | 0 | 0 | 0 | 0 | 0 | 0 | 0 | 0 | 0 | 0 | 0 | 0 | 0 | 0 | 0 | 0 | 0 | 0 | 0 | 0 | 0 | 0 | 0 | 0 | 0 | 0 | 0 | Not Applicable Segment or Vintage | Not Applicable Segment or Vintage | Not Applicable Segment or Vintage | Not Applicable Segment or Vintage | Not Applicable Segment or Vintage | Not Applicable Segment or Vintage | Not Applicable Segment or Vintage | Not Applicable Segment or Vintage | Not Applicable Segment or Vintage | Not Applicable Segment or Vintage | Not Applicable Segment or Vintage | Not Applicable Segment or Vintage | Not Applicable Segment or Vintage | Not Applicable Segment or Vintage | Not Applicable Segment or Vintage | Not Applicable Segment or Vintage | Not Applicable Segment or Vintage | Not Applicable Segment or Vintage | Not Applicable Segment or Vintage | Not Applicable Segment or Vintage | Not Applicable Segment or Vintage | Not Applicable Segment or Vintage | Not Applicable Segment or Vintage | Not Applicable Segment or Vintage | Not Applicable Segment or Vintage | Not Applicable Segment or Vintage | Not Applicable Segment or Vintage | Not Applicable Segment or Vintage | 0 | 0 | 0 | 0 | 0 | 0 | 0 | 0 | 0 | 0 | 0 | 0 | 0 | 0 | 0 | 0 | 0 | 0 | 0 | 0 | 0 | 0 | 0 | 0 | 0 | 0 | 0 | 0 | 0 | 0 | 0 | 0 | 0 | 0 | 0 | 0 | 0 | 0 | 0 | 0 | 0 | 0 | 0 | 0 | 0 | 0 | 0 | 0 | 0 | 0 | 0 | 0 | 0 | 0 | 0 | 0 | 0 | 0 | 0 | 0 | 0 | 0 | 0 | 0 | 0 | 0 | 0 | 0 | 0 | 0 | 0 | 0 | 0 | 0 | 0 | 0 | 0 | 0 | 0 | 0 | 0 | 0 | 0 | 0 | 0 | 0 | 0 | 0 | 0 | 0 | 0 | 0 | 0 | 0 | 0 | 0 | 0 | 0 | 0 | 0 | 0 | 0 | 0 | 0 | 0 | 0 | 0 | 0 | 0 | 0 | 0 | 0 | 0 | 0 | 0 | 0 | 0 | 0 | 0 | 0 | 0 | 0 | 0 | 0 | 0 | 0 | 0 | 0 | 0 | 0 | 0 | 0 | 0 | 0 | 0 | 0 | 0 | 0 | 0 | 0 | 0 | 0
Advanced New Construction Designs_Retail_New_Advanced new construction buildings exceeding ASHRAE 90.1 requirements using integrated design approach. | Advanced New Construction Designs_Retail_New | Advanced New Construction Designs_Commercial_New_New construction building meeting current code._Advanced new construction buildings exceeding ASHRAE 90.1 requirements using integrated design approach. | Commercial | Retail | New | Space Heating | Natural Gas | Advanced New Construction Designs | NEQ | New construction building meeting current code. | 30 | 30 | 30 | 0 | 0 | 0 | 0.25 | 0.75 | RetroEven20 | 0.03333333333333333 | TBD | A | WCM295 | 0.7 | 0.42 | sqft cond | 0.0321 | 0 | 0 | 0 | 0 | Pacific Northwest National Laboratory. Expanded Energy Credits in Energy Codes. PNNL-31572. July 2021. | The Technical Feasibility of Zero Net Energy Buildings in California, CALMAC Study ID - PGE0326.01. December 2012. | Pacific Northwest National Laboratory. Expanded Energy Credits in Energy Codes. PNNL-31572. July 2021. | 0 | 0 | 4.4221 | New construction building meeting current code. | New construction building meeting current code. | New construction building meeting current code. | New construction building meeting current code. | New construction building meeting current code. | New construction building meeting current code. | New construction building meeting current code. | New construction building meeting current code. | New construction building meeting current code. | New construction building meeting current code. | New construction building meeting current code. | New construction building meeting current code. | New construction building meeting current code. | New construction building meeting current code. | New construction building meeting current code. | New construction building meeting current code. | New construction building meeting current code. | New construction building meeting current code. | New construction building meeting current code. | New construction building meeting current code. | New construction building meeting current code. | New construction building meeting current code. | New construction building meeting current code. | New construction building meeting current code. | New construction building meeting current code. | New construction building meeting current code. | New construction building meeting current code. | New construction building meeting current code. | 0 | 0 | 0 | 0 | 0 | 0 | 0 | 0 | 0 | 0 | 0 | 0 | 0 | 0 | 0 | 0 | 0 | 0 | 0 | 0 | 0 | 0 | 0 | 0 | 0 | 0 | 0 | 0 | 0 | 0 | 0 | 0 | 0 | 0 | 0 | 0 | 0 | 0 | 0 | 0 | 0 | 0 | 0 | 0 | 0 | 0 | 0 | 0 | 0 | 0 | 0 | 0 | 0 | 0 | 0 | 0 | 0 | 0 | 0 | 0 | 0 | 0 | 0 | 0 | 0 | 0 | 0 | 0 | 0 | 0 | 0 | 0 | 0 | 0 | 0 | 0 | 0 | 0 | 0 | 0 | 0 | 0 | 0 | 0 | 0 | 0 | 0 | 0 | 0 | 0 | 0 | 0 | 0 | 0 | 0 | 0 | 0 | 0 | 0 | 0 | 0 | 0 | 0 | 0 | 0 | 0 | 0 | 0 | 0 | 0 | 0 | 0 | Advanced new construction buildings exceeding ASHRAE 90.1 requirements using integrated design approach. | Advanced new construction buildings exceeding ASHRAE 90.1 requirements using integrated design approach. | Advanced new construction buildings exceeding ASHRAE 90.1 requirements using integrated design approach. | Advanced new construction buildings exceeding ASHRAE 90.1 requirements using integrated design approach. | Advanced new construction buildings exceeding ASHRAE 90.1 requirements using integrated design approach. | Advanced new construction buildings exceeding ASHRAE 90.1 requirements using integrated design approach. | Advanced new construction buildings exceeding ASHRAE 90.1 requirements using integrated design approach. | Advanced new construction buildings exceeding ASHRAE 90.1 requirements using integrated design approach. | Advanced new construction buildings exceeding ASHRAE 90.1 requirements using integrated design approach. | Advanced new construction buildings exceeding ASHRAE 90.1 requirements using integrated design approach. | Advanced new construction buildings exceeding ASHRAE 90.1 requirements using integrated design approach. | Advanced new construction buildings exceeding ASHRAE 90.1 requirements using integrated design approach. | Advanced new construction buildings exceeding ASHRAE 90.1 requirements using integrated design approach. | Advanced new construction buildings exceeding ASHRAE 90.1 requirements using integrated design approach. | Advanced new construction buildings exceeding ASHRAE 90.1 requirements using integrated design approach. | Advanced new construction buildings exceeding ASHRAE 90.1 requirements using integrated design approach. | Advanced new construction buildings exceeding ASHRAE 90.1 requirements using integrated design approach. | Advanced new construction buildings exceeding ASHRAE 90.1 requirements using integrated design approach. | Advanced new construction buildings exceeding ASHRAE 90.1 requirements using integrated design approach. | Advanced new construction buildings exceeding ASHRAE 90.1 requirements using integrated design approach. | Advanced new construction buildings exceeding ASHRAE 90.1 requirements using integrated design approach. | Advanced new construction buildings exceeding ASHRAE 90.1 requirements using integrated design approach. | Advanced new construction buildings exceeding ASHRAE 90.1 requirements using integrated design approach. | Advanced new construction buildings exceeding ASHRAE 90.1 requirements using integrated design approach. | Advanced new construction buildings exceeding ASHRAE 90.1 requirements using integrated design approach. | Advanced new construction buildings exceeding ASHRAE 90.1 requirements using integrated design approach. | Advanced new construction buildings exceeding ASHRAE 90.1 requirements using integrated design approach. | Advanced new construction buildings exceeding ASHRAE 90.1 requirements using integrated design approach. | 4.4221 | 4.4221 | 4.4221 | 4.4221 | 4.4221 | 4.4221 | 4.4221 | 4.4221 | 4.4221 | 4.4221 | 4.4221 | 4.4221 | 4.4221 | 4.4221 | 4.4221 | 4.4221 | 4.4221 | 4.4221 | 4.4221 | 4.4221 | 4.4221 | 4.4221 | 4.4221 | 4.4221 | 4.4221 | 4.4221 | 4.4221 | 4.4221 | 0 | 0 | 0 | 0 | 0 | 0 | 0 | 0 | 0 | 0 | 0 | 0 | 0 | 0 | 0 | 0 | 0 | 0 | 0 | 0 | 0 | 0 | 0 | 0 | 0 | 0 | 0 | 0 | 0 | 0 | 0 | 0 | 0 | 0 | 0 | 0 | 0 | 0 | 0 | 0 | 0 | 0 | 0 | 0 | 0 | 0 | 0 | 0 | 0 | 0 | 0 | 0 | 0 | 0 | 0 | 0 | 0 | 0 | 0 | 0 | 0 | 0 | 0 | 0 | 0 | 0 | 0 | 0 | 0 | 0 | 0 | 0 | 0 | 0 | 0 | 0 | 0 | 0 | 0 | 0 | 0 | 0 | 0 | 0 | 0 | 0 | 0 | 0 | 0 | 0 | 0 | 0 | 0 | 0 | 0 | 0 | 0 | 0 | 0 | 0 | 0 | 0 | 0 | 0 | 0 | 0 | 0 | 0 | 0 | 0 | 0 | 0 | 0 | 0 | 0 | 0 | 0 | 0 | 0 | 0 | 0 | 0 | 0 | 0 | 0 | 0 | 0 | 0 | 0 | 0 | 0 | 0 | 0 | 0 | 0 | 0 | 0 | 0 | 0 | 0 | Advanced new construction buildings exceeding ASHRAE 90.1 requirements using integrated design approach. | Advanced new construction buildings exceeding ASHRAE 90.1 requirements using integrated design approach. | Advanced new construction buildings exceeding ASHRAE 90.1 requirements using integrated design approach. | Advanced new construction buildings exceeding ASHRAE 90.1 requirements using integrated design approach. | Advanced new construction buildings exceeding ASHRAE 90.1 requirements using integrated design approach. | Advanced new construction buildings exceeding ASHRAE 90.1 requirements using integrated design approach. | Advanced new construction buildings exceeding ASHRAE 90.1 requirements using integrated design approach. | Advanced new construction buildings exceeding ASHRAE 90.1 requirements using integrated design approach. | Advanced new construction buildings exceeding ASHRAE 90.1 requirements using integrated design approach. | Advanced new construction buildings exceeding ASHRAE 90.1 requirements using integrated design approach. | Advanced new construction buildings exceeding ASHRAE 90.1 requirements using integrated design approach. | Advanced new construction buildings exceeding ASHRAE 90.1 requirements using integrated design approach. | Advanced new construction buildings exceeding ASHRAE 90.1 requirements using integrated design approach. | Advanced new construction buildings exceeding ASHRAE 90.1 requirements using integrated design approach. | Advanced new construction buildings exceeding ASHRAE 90.1 requirements using integrated design approach. | Advanced new construction buildings exceeding ASHRAE 90.1 requirements using integrated design approach. | Advanced new construction buildings exceeding ASHRAE 90.1 requirements using integrated design approach. | Advanced new construction buildings exceeding ASHRAE 90.1 requirements using integrated design approach. | Advanced new construction buildings exceeding ASHRAE 90.1 requirements using integrated design approach. | Advanced new construction buildings exceeding ASHRAE 90.1 requirements using integrated design approach. | Advanced new construction buildings exceeding ASHRAE 90.1 requirements using integrated design approach. | Advanced new construction buildings exceeding ASHRAE 90.1 requirements using integrated design approach. | Advanced new construction buildings exceeding ASHRAE 90.1 requirements using integrated design approach. | Advanced new construction buildings exceeding ASHRAE 90.1 requirements using integrated design approach. | Advanced new construction buildings exceeding ASHRAE 90.1 requirements using integrated design approach. | Advanced new construction buildings exceeding ASHRAE 90.1 requirements using integrated design approach. | Advanced new construction buildings exceeding ASHRAE 90.1 requirements using integrated design approach. | Advanced new construction buildings exceeding ASHRAE 90.1 requirements using integrated design approach. | 4.4221 | 4.4221 | 4.4221 | 4.4221 | 4.4221 | 4.4221 | 4.4221 | 4.4221 | 4.4221 | 4.4221 | 4.4221 | 4.4221 | 4.4221 | 4.4221 | 4.4221 | 4.4221 | 4.4221 | 4.4221 | 4.4221 | 4.4221 | 4.4221 | 4.4221 | 4.4221 | 4.4221 | 4.4221 | 4.4221 | 4.4221 | 4.4221 | 0 | 0 | 0 | 0 | 0 | 0 | 0 | 0 | 0 | 0 | 0 | 0 | 0 | 0 | 0 | 0 | 0 | 0 | 0 | 0 | 0 | 0 | 0 | 0 | 0 | 0 | 0 | 0 | 0 | 0 | 0 | 0 | 0 | 0 | 0 | 0 | 0 | 0 | 0 | 0 | 0 | 0 | 0 | 0 | 0 | 0 | 0 | 0 | 0 | 0 | 0 | 0 | 0 | 0 | 0 | 0 | 0 | 0 | 0 | 0 | 0 | 0 | 0 | 0 | 0 | 0 | 0 | 0 | 0 | 0 | 0 | 0 | 0 | 0 | 0 | 0 | 0 | 0 | 0 | 0 | 0 | 0 | 0 | 0 | 0 | 0 | 0 | 0 | 0 | 0 | 0 | 0 | 0 | 0 | 0 | 0 | 0 | 0 | 0 | 0 | 0 | 0 | 0 | 0 | 0 | 0 | 0 | 0 | 0 | 0 | 0 | 0 | 0 | 0
Building Shell - Air Sealing (Infiltration Control)_Retail_New_Not Applicable Segment or Vintage | Building Shell - Air Sealing (Infiltration Control)_Retail_New | Building Shell - Air Sealing (Infiltration Control)_Commercial_New_Not Applicable Segment or Vintage_Not Applicable Segment or Vintage | Commercial | Retail | New | Space Heating | Natural Gas | Building Shell - Air Sealing (Infiltration Control) | NEQ | Not Applicable Segment or Vintage | 15 | 15 | 15 | 0 | 0 | 0 | 0 | 0 | Retro1Slow | 0.012666666666666666 | TBD | A | WCM258 | 0.7 | 0.42 | sqft | 0.0321 | 0 | 0 | 0 | 0 | Not Applicable Segment or Vintage | Not Applicable Segment or Vintage | AEG BEST | 0 | 0 | 0 | Not Applicable Segment or Vintage | Not Applicable Segment or Vintage | Not Applicable Segment or Vintage | Not Applicable Segment or Vintage | Not Applicable Segment or Vintage | Not Applicable Segment or Vintage | Not Applicable Segment or Vintage | Not Applicable Segment or Vintage | Not Applicable Segment or Vintage | Not Applicable Segment or Vintage | Not Applicable Segment or Vintage | Not Applicable Segment or Vintage | Not Applicable Segment or Vintage | Not Applicable Segment or Vintage | Not Applicable Segment or Vintage | Not Applicable Segment or Vintage | Not Applicable Segment or Vintage | Not Applicable Segment or Vintage | Not Applicable Segment or Vintage | Not Applicable Segment or Vintage | Not Applicable Segment or Vintage | Not Applicable Segment or Vintage | Not Applicable Segment or Vintage | Not Applicable Segment or Vintage | Not Applicable Segment or Vintage | Not Applicable Segment or Vintage | Not Applicable Segment or Vintage | Not Applicable Segment or Vintage | 0 | 0 | 0 | 0 | 0 | 0 | 0 | 0 | 0 | 0 | 0 | 0 | 0 | 0 | 0 | 0 | 0 | 0 | 0 | 0 | 0 | 0 | 0 | 0 | 0 | 0 | 0 | 0 | 0 | 0 | 0 | 0 | 0 | 0 | 0 | 0 | 0 | 0 | 0 | 0 | 0 | 0 | 0 | 0 | 0 | 0 | 0 | 0 | 0 | 0 | 0 | 0 | 0 | 0 | 0 | 0 | 0 | 0 | 0 | 0 | 0 | 0 | 0 | 0 | 0 | 0 | 0 | 0 | 0 | 0 | 0 | 0 | 0 | 0 | 0 | 0 | 0 | 0 | 0 | 0 | 0 | 0 | 0 | 0 | 0 | 0 | 0 | 0 | 0 | 0 | 0 | 0 | 0 | 0 | 0 | 0 | 0 | 0 | 0 | 0 | 0 | 0 | 0 | 0 | 0 | 0 | 0 | 0 | 0 | 0 | 0 | 0 | Not Applicable Segment or Vintage | Not Applicable Segment or Vintage | Not Applicable Segment or Vintage | Not Applicable Segment or Vintage | Not Applicable Segment or Vintage | Not Applicable Segment or Vintage | Not Applicable Segment or Vintage | Not Applicable Segment or Vintage | Not Applicable Segment or Vintage | Not Applicable Segment or Vintage | Not Applicable Segment or Vintage | Not Applicable Segment or Vintage | Not Applicable Segment or Vintage | Not Applicable Segment or Vintage | Not Applicable Segment or Vintage | Not Applicable Segment or Vintage | Not Applicable Segment or Vintage | Not Applicable Segment or Vintage | Not Applicable Segment or Vintage | Not Applicable Segment or Vintage | Not Applicable Segment or Vintage | Not Applicable Segment or Vintage | Not Applicable Segment or Vintage | Not Applicable Segment or Vintage | Not Applicable Segment or Vintage | Not Applicable Segment or Vintage | Not Applicable Segment or Vintage | Not Applicable Segment or Vintage | 0 | 0 | 0 | 0 | 0 | 0 | 0 | 0 | 0 | 0 | 0 | 0 | 0 | 0 | 0 | 0 | 0 | 0 | 0 | 0 | 0 | 0 | 0 | 0 | 0 | 0 | 0 | 0 | 0 | 0 | 0 | 0 | 0 | 0 | 0 | 0 | 0 | 0 | 0 | 0 | 0 | 0 | 0 | 0 | 0 | 0 | 0 | 0 | 0 | 0 | 0 | 0 | 0 | 0 | 0 | 0 | 0 | 0 | 0 | 0 | 0 | 0 | 0 | 0 | 0 | 0 | 0 | 0 | 0 | 0 | 0 | 0 | 0 | 0 | 0 | 0 | 0 | 0 | 0 | 0 | 0 | 0 | 0 | 0 | 0 | 0 | 0 | 0 | 0 | 0 | 0 | 0 | 0 | 0 | 0 | 0 | 0 | 0 | 0 | 0 | 0 | 0 | 0 | 0 | 0 | 0 | 0 | 0 | 0 | 0 | 0 | 0 | 0 | 0 | 0 | 0 | 0 | 0 | 0 | 0 | 0 | 0 | 0 | 0 | 0 | 0 | 0 | 0 | 0 | 0 | 0 | 0 | 0 | 0 | 0 | 0 | 0 | 0 | 0 | 0 | 0 | 0 | 0 | 0 | 0 | 0 | 0 | 0 | 0 | 0 | 0 | 0 | 0 | 0 | 0 | 0 | 0 | 0 | 0 | 0 | 0 | 0 | 0 | 0 | 0 | 0 | 0 | 0 | Not Applicable Segment or Vintage | Not Applicable Segment or Vintage | Not Applicable Segment or Vintage | Not Applicable Segment or Vintage | Not Applicable Segment or Vintage | Not Applicable Segment or Vintage | Not Applicable Segment or Vintage | Not Applicable Segment or Vintage | Not Applicable Segment or Vintage | Not Applicable Segment or Vintage | Not Applicable Segment or Vintage | Not Applicable Segment or Vintage | Not Applicable Segment or Vintage | Not Applicable Segment or Vintage | Not Applicable Segment or Vintage | Not Applicable Segment or Vintage | Not Applicable Segment or Vintage | Not Applicable Segment or Vintage | Not Applicable Segment or Vintage | Not Applicable Segment or Vintage | Not Applicable Segment or Vintage | Not Applicable Segment or Vintage | Not Applicable Segment or Vintage | Not Applicable Segment or Vintage | Not Applicable Segment or Vintage | Not Applicable Segment or Vintage | Not Applicable Segment or Vintage | Not Applicable Segment or Vintage | 0 | 0 | 0 | 0 | 0 | 0 | 0 | 0 | 0 | 0 | 0 | 0 | 0 | 0 | 0 | 0 | 0 | 0 | 0 | 0 | 0 | 0 | 0 | 0 | 0 | 0 | 0 | 0 | 0 | 0 | 0 | 0 | 0 | 0 | 0 | 0 | 0 | 0 | 0 | 0 | 0 | 0 | 0 | 0 | 0 | 0 | 0 | 0 | 0 | 0 | 0 | 0 | 0 | 0 | 0 | 0 | 0 | 0 | 0 | 0 | 0 | 0 | 0 | 0 | 0 | 0 | 0 | 0 | 0 | 0 | 0 | 0 | 0 | 0 | 0 | 0 | 0 | 0 | 0 | 0 | 0 | 0 | 0 | 0 | 0 | 0 | 0 | 0 | 0 | 0 | 0 | 0 | 0 | 0 | 0 | 0 | 0 | 0 | 0 | 0 | 0 | 0 | 0 | 0 | 0 | 0 | 0 | 0 | 0 | 0 | 0 | 0 | 0 | 0 | 0 | 0 | 0 | 0 | 0 | 0 | 0 | 0 | 0 | 0 | 0 | 0 | 0 | 0 | 0 | 0 | 0 | 0 | 0 | 0 | 0 | 0 | 0 | 0 | 0 | 0 | 0 | 0